## Instructions
ABOUT THIS TOOL:
The Investment & Planning DER-CAM uses up to three representative day-types per month to describe hourly energy loads: week-day, weekend-day, and peak-day.
This spreadsheet tool was developed to support users in the process of converting loads to the DER-CAM format.
It can take data in 15-min, 30-min, and 1-hour time steps as input and process loads to the appropriate format.
Week-day and weekend-day loads are obtained by calculating average values, and peak-day loads can be obtained either by filtering the maximum observed loads or a user-specified load percentile.
Once data has been processed in this spreadsheet it can be easily be exported to DER-CAM using standard copy-paste procedures.
INSTRUCTIONS:
Select the appropriate tab according to the format of your raw load data:
*15 / 30 / 60 min
Contact
Gonçalo Ferreira Cardoso |  | Salman Mashayekh
gfcardoso@lbl.gov |  | smashayekh@lbl.gov
Grid Integration Group (GIG) |  | Microgrids at Berkeley Lab
http://gig.lbl.gov/ |  | https://building-microgrid.lbl.gov/

## 1h_TS
Legend |  | (for leap years, delete 02/29) |  |  |  | Hourly Load
| Input | month | day | hour | weekday (=1) | kW | Select a method to |  |  | Max | 1
| Output | 1 | 1 | 1 | 0 | 1 | compute the peak profile |  |  | Percentile | 0.95
| Configuration: DO NOT DELETE | 1 | 1 | 2 | 0 | 1
|  | 1 | 1 | 3 | 0 | 1 |  | Peak profile
2017-06-05 | First day of year | 1 | 1 | 4 | 0 | 1 | Month | 1 | 2 | 3 | 4 | 5 | 6 | 7 | 8 | 9 | 10 | 11 | 12 | 13 | 14 | 15 | 16 | 17 | 18 | 19 | 20 | 21 | 22 | 23 | 24
2 | Day (Sunday = 1) | 1 | 1 | 5 | 0 | 1 | 1 | bar: Peak profile 1 to Peak profile 24
2017 | Year | 1 | 1 | 6 | 0 | 1 | 2 | bar: Peak profile 1 to Peak profile 24
|  | 1 | 1 | 7 | 0 | 1 | 3 | bar: Peak profile 1 to Peak profile 24
INSTRUCTIONS |  | 1 | 1 | 8 | 0 | 1 | 4 | bar: Peak profile 1 to Peak profile 24
Import your hourly load data into the blue input field. |  | 1 | 1 | 9 | 0 | 1 | 5 | bar: Peak profile 1 to Peak profile 24
The green field gives the output data for peak, week |  | 1 | 1 | 10 | 0 | 1 | 6 | bar: Peak profile 1 to Peak profile 24
and weekend profiles. |  | 1 | 1 | 11 | 0 | 1 | 7 | bar: Peak profile 1 to Peak profile 24
|  | 1 | 1 | 12 | 0 | 1 | 8 | bar: Peak profile 1 to Peak profile 24
|  | 1 | 1 | 13 | 0 | 1 | 9 | bar: Peak profile 1 to Peak profile 24
|  | 1 | 1 | 14 | 0 | 1 | 10 | bar: Peak profile 1 to Peak profile 24
|  | 1 | 1 | 15 | 0 | 1 | 11 | bar: Peak profile 1 to Peak profile 24
|  | 1 | 1 | 16 | 0 | 1 | 12 | bar: Peak profile 1 to Peak profile 24
|  | 1 | 1 | 17 | 0 | 1
|  | 1 | 1 | 18 | 0 | 1 |  | Peak profile 1: Week profile
|  | 1 | 1 | 19 | 0 | 1 | Month | 1 | 2 | 3 | 4 | 5 | 6 | 7 | 8 | 9 | 10 | 11 | 12 | 13 | 14 | 15 | 16 | 17 | 18 | 19 | 20 | 21 | 22 | 23 | 24
|  | 1 | 1 | 20 | 0 | 1 | 1 | bar: Week profile 1 to Week profile 24
|  | 1 | 1 | 21 | 0 | 1 | 2 | bar: Week profile 1 to Week profile 24
|  | 1 | 1 | 22 | 0 | 1 | 3 | bar: Week profile 1 to Week profile 24
|  | 1 | 1 | 23 | 0 | 1 | 4 | bar: Week profile 1 to Week profile 24
|  | 1 | 1 | 24 | 0 | 1 | 5 | bar: Week profile 1 to Week profile 24
|  | 1 | 2 | 1 | 1 | 1 | 6 | bar: Week profile 1 to Week profile 24
|  | 1 | 2 | 2 | 1 | 1 | 7 | bar: Week profile 1 to Week profile 24
|  | 1 | 2 | 3 | 1 | 1 | 8 | bar: Week profile 1 to Week profile 24
|  | 1 | 2 | 4 | 1 | 1 | 9 | bar: Week profile 1 to Week profile 24
|  | 1 | 2 | 5 | 1 | 1 | 10 | bar: Week profile 1 to Week profile 24
|  | 1 | 2 | 6 | 1 | 1 | 11 | bar: Week profile 1 to Week profile 24
|  | 1 | 2 | 7 | 1 | 1 | 12 | bar: Week profile 1 to Week profile 24
|  | 1 | 2 | 8 | 1 | 1
|  | 1 | 2 | 9 | 1 | 1 |  | Week profile 1: Weekend profile
|  | 1 | 2 | 10 | 1 | 1 | Month | 1 | 2 | 3 | 4 | 5 | 6 | 7 | 8 | 9 | 10 | 11 | 12 | 13 | 14 | 15 | 16 | 17 | 18 | 19 | 20 | 21 | 22 | 23 | 24
|  | 1 | 2 | 11 | 1 | 1 | 1 | bar: Weekend profile 1 to Weekend profile 24
|  | 1 | 2 | 12 | 1 | 1 | 2 | bar: Weekend profile 1 to Weekend profile 24
|  | 1 | 2 | 13 | 1 | 1 | 3 | bar: Weekend profile 1 to Weekend profile 24
|  | 1 | 2 | 14 | 1 | 1 | 4 | bar: Weekend profile 1 to Weekend profile 24
|  | 1 | 2 | 15 | 1 | 1 | 5 | bar: Weekend profile 1 to Weekend profile 24
|  | 1 | 2 | 16 | 1 | 1 | 6 | bar: Weekend profile 1 to Weekend profile 24
|  | 1 | 2 | 17 | 1 | 1 | 7 | bar: Weekend profile 1 to Weekend profile 24
|  | 1 | 2 | 18 | 1 | 1 | 8 | bar: Weekend profile 1 to Weekend profile 24
|  | 1 | 2 | 19 | 1 | 1 | 9 | bar: Weekend profile 1 to Weekend profile 24
|  | 1 | 2 | 20 | 1 | 1 | 10 | bar: Weekend profile 1 to Weekend profile 24
|  | 1 | 2 | 21 | 1 | 1 | 11 | bar: Weekend profile 1 to Weekend profile 24
|  | 1 | 2 | 22 | 1 | 1 | 12 | bar: Weekend profile 1 to Weekend profile 24
|  | 1 | 2 | 23 | 1 | 1
|  | 1 | 2 | 24 | 1 | 1
|  | 1 | 3 | 1 | 1 | 1
|  | 1 | 3 | 2 | 1 | 1
|  | 1 | 3 | 3 | 1 | 1
|  | 1 | 3 | 4 | 1 | 1
|  | 1 | 3 | 5 | 1 | 1
|  | 1 | 3 | 6 | 1 | 1
|  | 1 | 3 | 7 | 1 | 1
|  | 1 | 3 | 8 | 1 | 1
|  | 1 | 3 | 9 | 1 | 1
|  | 1 | 3 | 10 | 1 | 1
|  | 1 | 3 | 11 | 1 | 1
|  | 1 | 3 | 12 | 1 | 1
|  | 1 | 3 | 13 | 1 | 1
|  | 1 | 3 | 14 | 1 | 1
|  | 1 | 3 | 15 | 1 | 1
|  | 1 | 3 | 16 | 1 | 1
|  | 1 | 3 | 17 | 1 | 1
|  | 1 | 3 | 18 | 1 | 1
|  | 1 | 3 | 19 | 1 | 1
|  | 1 | 3 | 20 | 1 | 1
|  | 1 | 3 | 21 | 1 | 1
|  | 1 | 3 | 22 | 1 | 1
|  | 1 | 3 | 23 | 1 | 1
|  | 1 | 3 | 24 | 1 | 1
|  | 1 | 4 | 1 | 1 | 1
|  | 1 | 4 | 2 | 1 | 1
|  | 1 | 4 | 3 | 1 | 1
|  | 1 | 4 | 4 | 1 | 1
|  | 1 | 4 | 5 | 1 | 1
|  | 1 | 4 | 6 | 1 | 1
|  | 1 | 4 | 7 | 1 | 1
|  | 1 | 4 | 8 | 1 | 1
|  | 1 | 4 | 9 | 1 | 1
|  | 1 | 4 | 10 | 1 | 1
|  | 1 | 4 | 11 | 1 | 1
|  | 1 | 4 | 12 | 1 | 1
|  | 1 | 4 | 13 | 1 | 1
|  | 1 | 4 | 14 | 1 | 1
|  | 1 | 4 | 15 | 1 | 1
|  | 1 | 4 | 16 | 1 | 1
|  | 1 | 4 | 17 | 1 | 1
|  | 1 | 4 | 18 | 1 | 1
|  | 1 | 4 | 19 | 1 | 1
|  | 1 | 4 | 20 | 1 | 1
|  | 1 | 4 | 21 | 1 | 1
|  | 1 | 4 | 22 | 1 | 1
|  | 1 | 4 | 23 | 1 | 1
|  | 1 | 4 | 24 | 1 | 1
|  | 1 | 5 | 1 | 1 | 1
|  | 1 | 5 | 2 | 1 | 1
|  | 1 | 5 | 3 | 1 | 1
|  | 1 | 5 | 4 | 1 | 1
|  | 1 | 5 | 5 | 1 | 1
|  | 1 | 5 | 6 | 1 | 1
|  | 1 | 5 | 7 | 1 | 1
|  | 1 | 5 | 8 | 1 | 1
|  | 1 | 5 | 9 | 1 | 1
|  | 1 | 5 | 10 | 1 | 1
|  | 1 | 5 | 11 | 1 | 1
|  | 1 | 5 | 12 | 1 | 1
|  | 1 | 5 | 13 | 1 | 1
|  | 1 | 5 | 14 | 1 | 1
|  | 1 | 5 | 15 | 1 | 1
|  | 1 | 5 | 16 | 1 | 1
|  | 1 | 5 | 17 | 1 | 1
|  | 1 | 5 | 18 | 1 | 1
|  | 1 | 5 | 19 | 1 | 1
|  | 1 | 5 | 20 | 1 | 1
|  | 1 | 5 | 21 | 1 | 1
|  | 1 | 5 | 22 | 1 | 1
|  | 1 | 5 | 23 | 1 | 1
|  | 1 | 5 | 24 | 1 | 1
|  | 1 | 6 | 1 | 1 | 1
|  | 1 | 6 | 2 | 1 | 1
|  | 1 | 6 | 3 | 1 | 1
|  | 1 | 6 | 4 | 1 | 1
|  | 1 | 6 | 5 | 1 | 1
|  | 1 | 6 | 6 | 1 | 1
|  | 1 | 6 | 7 | 1 | 1
|  | 1 | 6 | 8 | 1 | 1
|  | 1 | 6 | 9 | 1 | 1
|  | 1 | 6 | 10 | 1 | 1
|  | 1 | 6 | 11 | 1 | 1
|  | 1 | 6 | 12 | 1 | 1
|  | 1 | 6 | 13 | 1 | 1
|  | 1 | 6 | 14 | 1 | 1
|  | 1 | 6 | 15 | 1 | 1
|  | 1 | 6 | 16 | 1 | 1
|  | 1 | 6 | 17 | 1 | 1
|  | 1 | 6 | 18 | 1 | 1
|  | 1 | 6 | 19 | 1 | 1
|  | 1 | 6 | 20 | 1 | 1
|  | 1 | 6 | 21 | 1 | 1
|  | 1 | 6 | 22 | 1 | 1
|  | 1 | 6 | 23 | 1 | 1
|  | 1 | 6 | 24 | 1 | 1
|  | 1 | 7 | 1 | 0 | 1
|  | 1 | 7 | 2 | 0 | 1
|  | 1 | 7 | 3 | 0 | 1
|  | 1 | 7 | 4 | 0 | 1
|  | 1 | 7 | 5 | 0 | 1
|  | 1 | 7 | 6 | 0 | 1
|  | 1 | 7 | 7 | 0 | 1
|  | 1 | 7 | 8 | 0 | 1
|  | 1 | 7 | 9 | 0 | 1
|  | 1 | 7 | 10 | 0 | 1
|  | 1 | 7 | 11 | 0 | 1
|  | 1 | 7 | 12 | 0 | 1
|  | 1 | 7 | 13 | 0 | 1
|  | 1 | 7 | 14 | 0 | 1
|  | 1 | 7 | 15 | 0 | 1
|  | 1 | 7 | 16 | 0 | 1
|  | 1 | 7 | 17 | 0 | 1
|  | 1 | 7 | 18 | 0 | 1
|  | 1 | 7 | 19 | 0 | 1
|  | 1 | 7 | 20 | 0 | 1
|  | 1 | 7 | 21 | 0 | 1
|  | 1 | 7 | 22 | 0 | 1
|  | 1 | 7 | 23 | 0 | 1
|  | 1 | 7 | 24 | 0 | 1
|  | 1 | 8 | 1 | 0 | 1
|  | 1 | 8 | 2 | 0 | 1
|  | 1 | 8 | 3 | 0 | 1
|  | 1 | 8 | 4 | 0 | 1
|  | 1 | 8 | 5 | 0 | 1
|  | 1 | 8 | 6 | 0 | 1
|  | 1 | 8 | 7 | 0 | 1
|  | 1 | 8 | 8 | 0 | 1
|  | 1 | 8 | 9 | 0 | 1
|  | 1 | 8 | 10 | 0 | 1
|  | 1 | 8 | 11 | 0 | 1
|  | 1 | 8 | 12 | 0 | 1
|  | 1 | 8 | 13 | 0 | 1
|  | 1 | 8 | 14 | 0 | 1
|  | 1 | 8 | 15 | 0 | 1
|  | 1 | 8 | 16 | 0 | 1
|  | 1 | 8 | 17 | 0 | 1
|  | 1 | 8 | 18 | 0 | 1
|  | 1 | 8 | 19 | 0 | 1
|  | 1 | 8 | 20 | 0 | 1
|  | 1 | 8 | 21 | 0 | 1
|  | 1 | 8 | 22 | 0 | 1
|  | 1 | 8 | 23 | 0 | 1
|  | 1 | 8 | 24 | 0 | 1
|  | 1 | 9 | 1 | 1 | 1
|  | 1 | 9 | 2 | 1 | 1
|  | 1 | 9 | 3 | 1 | 1
|  | 1 | 9 | 4 | 1 | 1
|  | 1 | 9 | 5 | 1 | 1
|  | 1 | 9 | 6 | 1 | 1
|  | 1 | 9 | 7 | 1 | 1
|  | 1 | 9 | 8 | 1 | 1
|  | 1 | 9 | 9 | 1 | 1
|  | 1 | 9 | 10 | 1 | 1
|  | 1 | 9 | 11 | 1 | 1
|  | 1 | 9 | 12 | 1 | 1
|  | 1 | 9 | 13 | 1 | 1
|  | 1 | 9 | 14 | 1 | 1
|  | 1 | 9 | 15 | 1 | 1
|  | 1 | 9 | 16 | 1 | 1
|  | 1 | 9 | 17 | 1 | 1
|  | 1 | 9 | 18 | 1 | 1
|  | 1 | 9 | 19 | 1 | 1
|  | 1 | 9 | 20 | 1 | 1
|  | 1 | 9 | 21 | 1 | 1
|  | 1 | 9 | 22 | 1 | 1
|  | 1 | 9 | 23 | 1 | 1
|  | 1 | 9 | 24 | 1 | 1
|  | 1 | 10 | 1 | 1 | 1
|  | 1 | 10 | 2 | 1 | 1
|  | 1 | 10 | 3 | 1 | 1
|  | 1 | 10 | 4 | 1 | 1
|  | 1 | 10 | 5 | 1 | 1
|  | 1 | 10 | 6 | 1 | 1
|  | 1 | 10 | 7 | 1 | 1
|  | 1 | 10 | 8 | 1 | 1
|  | 1 | 10 | 9 | 1 | 1
|  | 1 | 10 | 10 | 1 | 1
|  | 1 | 10 | 11 | 1 | 1
|  | 1 | 10 | 12 | 1 | 1
|  | 1 | 10 | 13 | 1 | 1
|  | 1 | 10 | 14 | 1 | 1
|  | 1 | 10 | 15 | 1 | 1
|  | 1 | 10 | 16 | 1 | 1
|  | 1 | 10 | 17 | 1 | 1
|  | 1 | 10 | 18 | 1 | 1
|  | 1 | 10 | 19 | 1 | 1
|  | 1 | 10 | 20 | 1 | 1
|  | 1 | 10 | 21 | 1 | 1
|  | 1 | 10 | 22 | 1 | 1
|  | 1 | 10 | 23 | 1 | 1
|  | 1 | 10 | 24 | 1 | 1
|  | 1 | 11 | 1 | 1 | 1
|  | 1 | 11 | 2 | 1 | 1
|  | 1 | 11 | 3 | 1 | 1
|  | 1 | 11 | 4 | 1 | 1
|  | 1 | 11 | 5 | 1 | 1
|  | 1 | 11 | 6 | 1 | 1
|  | 1 | 11 | 7 | 1 | 1
|  | 1 | 11 | 8 | 1 | 1
|  | 1 | 11 | 9 | 1 | 1
|  | 1 | 11 | 10 | 1 | 1
|  | 1 | 11 | 11 | 1 | 1
|  | 1 | 11 | 12 | 1 | 1
|  | 1 | 11 | 13 | 1 | 1
|  | 1 | 11 | 14 | 1 | 1
|  | 1 | 11 | 15 | 1 | 1
|  | 1 | 11 | 16 | 1 | 1
|  | 1 | 11 | 17 | 1 | 1
|  | 1 | 11 | 18 | 1 | 1
|  | 1 | 11 | 19 | 1 | 1
|  | 1 | 11 | 20 | 1 | 1
|  | 1 | 11 | 21 | 1 | 1
|  | 1 | 11 | 22 | 1 | 1
|  | 1 | 11 | 23 | 1 | 1
|  | 1 | 11 | 24 | 1 | 1
|  | 1 | 12 | 1 | 1 | 1
|  | 1 | 12 | 2 | 1 | 1
|  | 1 | 12 | 3 | 1 | 1
|  | 1 | 12 | 4 | 1 | 1
|  | 1 | 12 | 5 | 1 | 1
|  | 1 | 12 | 6 | 1 | 1
|  | 1 | 12 | 7 | 1 | 1
|  | 1 | 12 | 8 | 1 | 1
|  | 1 | 12 | 9 | 1 | 1
|  | 1 | 12 | 10 | 1 | 1
|  | 1 | 12 | 11 | 1 | 1
|  | 1 | 12 | 12 | 1 | 1
|  | 1 | 12 | 13 | 1 | 1
|  | 1 | 12 | 14 | 1 | 1
|  | 1 | 12 | 15 | 1 | 1
|  | 1 | 12 | 16 | 1 | 1
|  | 1 | 12 | 17 | 1 | 1
|  | 1 | 12 | 18 | 1 | 1
|  | 1 | 12 | 19 | 1 | 1
|  | 1 | 12 | 20 | 1 | 1
|  | 1 | 12 | 21 | 1 | 1
|  | 1 | 12 | 22 | 1 | 1
|  | 1 | 12 | 23 | 1 | 1
|  | 1 | 12 | 24 | 1 | 1
|  | 1 | 13 | 1 | 1 | 1
|  | 1 | 13 | 2 | 1 | 1
|  | 1 | 13 | 3 | 1 | 1
|  | 1 | 13 | 4 | 1 | 1
|  | 1 | 13 | 5 | 1 | 1
|  | 1 | 13 | 6 | 1 | 1
|  | 1 | 13 | 7 | 1 | 1
|  | 1 | 13 | 8 | 1 | 1
|  | 1 | 13 | 9 | 1 | 1
|  | 1 | 13 | 10 | 1 | 1
|  | 1 | 13 | 11 | 1 | 1
|  | 1 | 13 | 12 | 1 | 1
|  | 1 | 13 | 13 | 1 | 1
|  | 1 | 13 | 14 | 1 | 1
|  | 1 | 13 | 15 | 1 | 1
|  | 1 | 13 | 16 | 1 | 1
|  | 1 | 13 | 17 | 1 | 1
|  | 1 | 13 | 18 | 1 | 1
|  | 1 | 13 | 19 | 1 | 1
|  | 1 | 13 | 20 | 1 | 1
|  | 1 | 13 | 21 | 1 | 1
|  | 1 | 13 | 22 | 1 | 1
|  | 1 | 13 | 23 | 1 | 1
|  | 1 | 13 | 24 | 1 | 1
|  | 1 | 14 | 1 | 0 | 1
|  | 1 | 14 | 2 | 0 | 1
|  | 1 | 14 | 3 | 0 | 1
|  | 1 | 14 | 4 | 0 | 1
|  | 1 | 14 | 5 | 0 | 1
|  | 1 | 14 | 6 | 0 | 1
|  | 1 | 14 | 7 | 0 | 1
|  | 1 | 14 | 8 | 0 | 1
|  | 1 | 14 | 9 | 0 | 1
|  | 1 | 14 | 10 | 0 | 1
|  | 1 | 14 | 11 | 0 | 1
|  | 1 | 14 | 12 | 0 | 1
|  | 1 | 14 | 13 | 0 | 1
|  | 1 | 14 | 14 | 0 | 1
|  | 1 | 14 | 15 | 0 | 1
|  | 1 | 14 | 16 | 0 | 1
|  | 1 | 14 | 17 | 0 | 1
|  | 1 | 14 | 18 | 0 | 1
|  | 1 | 14 | 19 | 0 | 1
|  | 1 | 14 | 20 | 0 | 1
|  | 1 | 14 | 21 | 0 | 1
|  | 1 | 14 | 22 | 0 | 1
|  | 1 | 14 | 23 | 0 | 1
|  | 1 | 14 | 24 | 0 | 1
|  | 1 | 15 | 1 | 0 | 1
|  | 1 | 15 | 2 | 0 | 1
|  | 1 | 15 | 3 | 0 | 1
|  | 1 | 15 | 4 | 0 | 1
|  | 1 | 15 | 5 | 0 | 1
|  | 1 | 15 | 6 | 0 | 1
|  | 1 | 15 | 7 | 0 | 1
|  | 1 | 15 | 8 | 0 | 1
|  | 1 | 15 | 9 | 0 | 1
|  | 1 | 15 | 10 | 0 | 1
|  | 1 | 15 | 11 | 0 | 1
|  | 1 | 15 | 12 | 0 | 1
|  | 1 | 15 | 13 | 0 | 1
|  | 1 | 15 | 14 | 0 | 1
|  | 1 | 15 | 15 | 0 | 1
|  | 1 | 15 | 16 | 0 | 1
|  | 1 | 15 | 17 | 0 | 1
|  | 1 | 15 | 18 | 0 | 1
|  | 1 | 15 | 19 | 0 | 1
|  | 1 | 15 | 20 | 0 | 1
|  | 1 | 15 | 21 | 0 | 1
|  | 1 | 15 | 22 | 0 | 1
|  | 1 | 15 | 23 | 0 | 1
|  | 1 | 15 | 24 | 0 | 1
|  | 1 | 16 | 1 | 1 | 1
|  | 1 | 16 | 2 | 1 | 1
|  | 1 | 16 | 3 | 1 | 1
|  | 1 | 16 | 4 | 1 | 1
|  | 1 | 16 | 5 | 1 | 1
|  | 1 | 16 | 6 | 1 | 1
|  | 1 | 16 | 7 | 1 | 1
|  | 1 | 16 | 8 | 1 | 1
|  | 1 | 16 | 9 | 1 | 1
|  | 1 | 16 | 10 | 1 | 1
|  | 1 | 16 | 11 | 1 | 1
|  | 1 | 16 | 12 | 1 | 1
|  | 1 | 16 | 13 | 1 | 1
|  | 1 | 16 | 14 | 1 | 1
|  | 1 | 16 | 15 | 1 | 1
|  | 1 | 16 | 16 | 1 | 1
|  | 1 | 16 | 17 | 1 | 1
|  | 1 | 16 | 18 | 1 | 1
|  | 1 | 16 | 19 | 1 | 1
|  | 1 | 16 | 20 | 1 | 1
|  | 1 | 16 | 21 | 1 | 1
|  | 1 | 16 | 22 | 1 | 1
|  | 1 | 16 | 23 | 1 | 1
|  | 1 | 16 | 24 | 1 | 1
|  | 1 | 17 | 1 | 1 | 1
|  | 1 | 17 | 2 | 1 | 1
|  | 1 | 17 | 3 | 1 | 1
|  | 1 | 17 | 4 | 1 | 1
|  | 1 | 17 | 5 | 1 | 1
|  | 1 | 17 | 6 | 1 | 1
|  | 1 | 17 | 7 | 1 | 1
|  | 1 | 17 | 8 | 1 | 1
|  | 1 | 17 | 9 | 1 | 1
|  | 1 | 17 | 10 | 1 | 1
|  | 1 | 17 | 11 | 1 | 1
|  | 1 | 17 | 12 | 1 | 1
|  | 1 | 17 | 13 | 1 | 1
|  | 1 | 17 | 14 | 1 | 1
|  | 1 | 17 | 15 | 1 | 1
|  | 1 | 17 | 16 | 1 | 1
|  | 1 | 17 | 17 | 1 | 1
|  | 1 | 17 | 18 | 1 | 1
|  | 1 | 17 | 19 | 1 | 1
|  | 1 | 17 | 20 | 1 | 1
|  | 1 | 17 | 21 | 1 | 1
|  | 1 | 17 | 22 | 1 | 1
|  | 1 | 17 | 23 | 1 | 1
|  | 1 | 17 | 24 | 1 | 1
|  | 1 | 18 | 1 | 1 | 1
|  | 1 | 18 | 2 | 1 | 1
|  | 1 | 18 | 3 | 1 | 1
|  | 1 | 18 | 4 | 1 | 1
|  | 1 | 18 | 5 | 1 | 1
|  | 1 | 18 | 6 | 1 | 1
|  | 1 | 18 | 7 | 1 | 1
|  | 1 | 18 | 8 | 1 | 1
|  | 1 | 18 | 9 | 1 | 1
|  | 1 | 18 | 10 | 1 | 1
|  | 1 | 18 | 11 | 1 | 1
|  | 1 | 18 | 12 | 1 | 1
|  | 1 | 18 | 13 | 1 | 1
|  | 1 | 18 | 14 | 1 | 1
|  | 1 | 18 | 15 | 1 | 1
|  | 1 | 18 | 16 | 1 | 1
|  | 1 | 18 | 17 | 1 | 1
|  | 1 | 18 | 18 | 1 | 1
|  | 1 | 18 | 19 | 1 | 1
|  | 1 | 18 | 20 | 1 | 1
|  | 1 | 18 | 21 | 1 | 1
|  | 1 | 18 | 22 | 1 | 1
|  | 1 | 18 | 23 | 1 | 1
|  | 1 | 18 | 24 | 1 | 1
|  | 1 | 19 | 1 | 1 | 1
|  | 1 | 19 | 2 | 1 | 1
|  | 1 | 19 | 3 | 1 | 1
|  | 1 | 19 | 4 | 1 | 1
|  | 1 | 19 | 5 | 1 | 1
|  | 1 | 19 | 6 | 1 | 1
|  | 1 | 19 | 7 | 1 | 1
|  | 1 | 19 | 8 | 1 | 1
|  | 1 | 19 | 9 | 1 | 1
|  | 1 | 19 | 10 | 1 | 1
|  | 1 | 19 | 11 | 1 | 1
|  | 1 | 19 | 12 | 1 | 1
|  | 1 | 19 | 13 | 1 | 1
|  | 1 | 19 | 14 | 1 | 1
|  | 1 | 19 | 15 | 1 | 1
|  | 1 | 19 | 16 | 1 | 1
|  | 1 | 19 | 17 | 1 | 1
|  | 1 | 19 | 18 | 1 | 1
|  | 1 | 19 | 19 | 1 | 1
|  | 1 | 19 | 20 | 1 | 1
|  | 1 | 19 | 21 | 1 | 1
|  | 1 | 19 | 22 | 1 | 1
|  | 1 | 19 | 23 | 1 | 1
|  | 1 | 19 | 24 | 1 | 1
|  | 1 | 20 | 1 | 1 | 1
|  | 1 | 20 | 2 | 1 | 1
|  | 1 | 20 | 3 | 1 | 1
|  | 1 | 20 | 4 | 1 | 1
|  | 1 | 20 | 5 | 1 | 1
|  | 1 | 20 | 6 | 1 | 1
|  | 1 | 20 | 7 | 1 | 1
|  | 1 | 20 | 8 | 1 | 1
|  | 1 | 20 | 9 | 1 | 1
|  | 1 | 20 | 10 | 1 | 1
|  | 1 | 20 | 11 | 1 | 1
|  | 1 | 20 | 12 | 1 | 1
|  | 1 | 20 | 13 | 1 | 1
|  | 1 | 20 | 14 | 1 | 1
|  | 1 | 20 | 15 | 1 | 1
|  | 1 | 20 | 16 | 1 | 1
|  | 1 | 20 | 17 | 1 | 1
|  | 1 | 20 | 18 | 1 | 1
|  | 1 | 20 | 19 | 1 | 1
|  | 1 | 20 | 20 | 1 | 1
|  | 1 | 20 | 21 | 1 | 1
|  | 1 | 20 | 22 | 1 | 1
|  | 1 | 20 | 23 | 1 | 1
|  | 1 | 20 | 24 | 1 | 1
|  | 1 | 21 | 1 | 0 | 1
|  | 1 | 21 | 2 | 0 | 1
|  | 1 | 21 | 3 | 0 | 1
|  | 1 | 21 | 4 | 0 | 1
|  | 1 | 21 | 5 | 0 | 1
|  | 1 | 21 | 6 | 0 | 1
|  | 1 | 21 | 7 | 0 | 1
|  | 1 | 21 | 8 | 0 | 1
|  | 1 | 21 | 9 | 0 | 1
|  | 1 | 21 | 10 | 0 | 1
|  | 1 | 21 | 11 | 0 | 1
|  | 1 | 21 | 12 | 0 | 1
|  | 1 | 21 | 13 | 0 | 1
|  | 1 | 21 | 14 | 0 | 1
|  | 1 | 21 | 15 | 0 | 1
|  | 1 | 21 | 16 | 0 | 1
|  | 1 | 21 | 17 | 0 | 1
|  | 1 | 21 | 18 | 0 | 1
|  | 1 | 21 | 19 | 0 | 1
|  | 1 | 21 | 20 | 0 | 1
|  | 1 | 21 | 21 | 0 | 1
|  | 1 | 21 | 22 | 0 | 1
|  | 1 | 21 | 23 | 0 | 1
|  | 1 | 21 | 24 | 0 | 1
|  | 1 | 22 | 1 | 0 | 1
|  | 1 | 22 | 2 | 0 | 1
|  | 1 | 22 | 3 | 0 | 1
|  | 1 | 22 | 4 | 0 | 1
|  | 1 | 22 | 5 | 0 | 1
|  | 1 | 22 | 6 | 0 | 1
|  | 1 | 22 | 7 | 0 | 1
|  | 1 | 22 | 8 | 0 | 1
|  | 1 | 22 | 9 | 0 | 1
|  | 1 | 22 | 10 | 0 | 1
|  | 1 | 22 | 11 | 0 | 1
|  | 1 | 22 | 12 | 0 | 1
|  | 1 | 22 | 13 | 0 | 1
|  | 1 | 22 | 14 | 0 | 1
|  | 1 | 22 | 15 | 0 | 1
|  | 1 | 22 | 16 | 0 | 1
|  | 1 | 22 | 17 | 0 | 1
|  | 1 | 22 | 18 | 0 | 1
|  | 1 | 22 | 19 | 0 | 1
|  | 1 | 22 | 20 | 0 | 1
|  | 1 | 22 | 21 | 0 | 1
|  | 1 | 22 | 22 | 0 | 1
|  | 1 | 22 | 23 | 0 | 1
|  | 1 | 22 | 24 | 0 | 1
|  | 1 | 23 | 1 | 1 | 1
|  | 1 | 23 | 2 | 1 | 1
|  | 1 | 23 | 3 | 1 | 1
|  | 1 | 23 | 4 | 1 | 1
|  | 1 | 23 | 5 | 1 | 1
|  | 1 | 23 | 6 | 1 | 1
|  | 1 | 23 | 7 | 1 | 1
|  | 1 | 23 | 8 | 1 | 1
|  | 1 | 23 | 9 | 1 | 1
|  | 1 | 23 | 10 | 1 | 1
|  | 1 | 23 | 11 | 1 | 1
|  | 1 | 23 | 12 | 1 | 1
|  | 1 | 23 | 13 | 1 | 1
|  | 1 | 23 | 14 | 1 | 1
|  | 1 | 23 | 15 | 1 | 1
|  | 1 | 23 | 16 | 1 | 1
|  | 1 | 23 | 17 | 1 | 1
|  | 1 | 23 | 18 | 1 | 1
|  | 1 | 23 | 19 | 1 | 1
|  | 1 | 23 | 20 | 1 | 1
|  | 1 | 23 | 21 | 1 | 1
|  | 1 | 23 | 22 | 1 | 1
|  | 1 | 23 | 23 | 1 | 1
|  | 1 | 23 | 24 | 1 | 1
|  | 1 | 24 | 1 | 1 | 1
|  | 1 | 24 | 2 | 1 | 1
|  | 1 | 24 | 3 | 1 | 1
|  | 1 | 24 | 4 | 1 | 1
|  | 1 | 24 | 5 | 1 | 1
|  | 1 | 24 | 6 | 1 | 1
|  | 1 | 24 | 7 | 1 | 1
|  | 1 | 24 | 8 | 1 | 1
|  | 1 | 24 | 9 | 1 | 1
|  | 1 | 24 | 10 | 1 | 1
|  | 1 | 24 | 11 | 1 | 1
|  | 1 | 24 | 12 | 1 | 1
|  | 1 | 24 | 13 | 1 | 1
|  | 1 | 24 | 14 | 1 | 1
|  | 1 | 24 | 15 | 1 | 1
|  | 1 | 24 | 16 | 1 | 1
|  | 1 | 24 | 17 | 1 | 1
|  | 1 | 24 | 18 | 1 | 1
|  | 1 | 24 | 19 | 1 | 1
|  | 1 | 24 | 20 | 1 | 1
|  | 1 | 24 | 21 | 1 | 1
|  | 1 | 24 | 22 | 1 | 1
|  | 1 | 24 | 23 | 1 | 1
|  | 1 | 24 | 24 | 1 | 1
|  | 1 | 25 | 1 | 1 | 1
|  | 1 | 25 | 2 | 1 | 1
|  | 1 | 25 | 3 | 1 | 1
|  | 1 | 25 | 4 | 1 | 1
|  | 1 | 25 | 5 | 1 | 1
|  | 1 | 25 | 6 | 1 | 1
|  | 1 | 25 | 7 | 1 | 1
|  | 1 | 25 | 8 | 1 | 1
|  | 1 | 25 | 9 | 1 | 1
|  | 1 | 25 | 10 | 1 | 1
|  | 1 | 25 | 11 | 1 | 1
|  | 1 | 25 | 12 | 1 | 1
|  | 1 | 25 | 13 | 1 | 1
|  | 1 | 25 | 14 | 1 | 1
|  | 1 | 25 | 15 | 1 | 1
|  | 1 | 25 | 16 | 1 | 1
|  | 1 | 25 | 17 | 1 | 1
|  | 1 | 25 | 18 | 1 | 1
|  | 1 | 25 | 19 | 1 | 1
|  | 1 | 25 | 20 | 1 | 1
|  | 1 | 25 | 21 | 1 | 1
|  | 1 | 25 | 22 | 1 | 1
|  | 1 | 25 | 23 | 1 | 1
|  | 1 | 25 | 24 | 1 | 1
|  | 1 | 26 | 1 | 1 | 1
|  | 1 | 26 | 2 | 1 | 1
|  | 1 | 26 | 3 | 1 | 1
|  | 1 | 26 | 4 | 1 | 1
|  | 1 | 26 | 5 | 1 | 1
|  | 1 | 26 | 6 | 1 | 1
|  | 1 | 26 | 7 | 1 | 1
|  | 1 | 26 | 8 | 1 | 1
|  | 1 | 26 | 9 | 1 | 1
|  | 1 | 26 | 10 | 1 | 1
|  | 1 | 26 | 11 | 1 | 1
|  | 1 | 26 | 12 | 1 | 1
|  | 1 | 26 | 13 | 1 | 1
|  | 1 | 26 | 14 | 1 | 1
|  | 1 | 26 | 15 | 1 | 1
|  | 1 | 26 | 16 | 1 | 1
|  | 1 | 26 | 17 | 1 | 1
|  | 1 | 26 | 18 | 1 | 1
|  | 1 | 26 | 19 | 1 | 1
|  | 1 | 26 | 20 | 1 | 1
|  | 1 | 26 | 21 | 1 | 1
|  | 1 | 26 | 22 | 1 | 1
|  | 1 | 26 | 23 | 1 | 1
|  | 1 | 26 | 24 | 1 | 1
|  | 1 | 27 | 1 | 1 | 1
|  | 1 | 27 | 2 | 1 | 1
|  | 1 | 27 | 3 | 1 | 1
|  | 1 | 27 | 4 | 1 | 1
|  | 1 | 27 | 5 | 1 | 1
|  | 1 | 27 | 6 | 1 | 1
|  | 1 | 27 | 7 | 1 | 1
|  | 1 | 27 | 8 | 1 | 1
|  | 1 | 27 | 9 | 1 | 1
|  | 1 | 27 | 10 | 1 | 1
|  | 1 | 27 | 11 | 1 | 1
|  | 1 | 27 | 12 | 1 | 1
|  | 1 | 27 | 13 | 1 | 1
|  | 1 | 27 | 14 | 1 | 1
|  | 1 | 27 | 15 | 1 | 1
|  | 1 | 27 | 16 | 1 | 1
|  | 1 | 27 | 17 | 1 | 1
|  | 1 | 27 | 18 | 1 | 1
|  | 1 | 27 | 19 | 1 | 1
|  | 1 | 27 | 20 | 1 | 1
|  | 1 | 27 | 21 | 1 | 1
|  | 1 | 27 | 22 | 1 | 1
|  | 1 | 27 | 23 | 1 | 1
|  | 1 | 27 | 24 | 1 | 1
|  | 1 | 28 | 1 | 0 | 1
|  | 1 | 28 | 2 | 0 | 1
|  | 1 | 28 | 3 | 0 | 1
|  | 1 | 28 | 4 | 0 | 1
|  | 1 | 28 | 5 | 0 | 1
|  | 1 | 28 | 6 | 0 | 1
|  | 1 | 28 | 7 | 0 | 1
|  | 1 | 28 | 8 | 0 | 1
|  | 1 | 28 | 9 | 0 | 1
|  | 1 | 28 | 10 | 0 | 1
|  | 1 | 28 | 11 | 0 | 1
|  | 1 | 28 | 12 | 0 | 1
|  | 1 | 28 | 13 | 0 | 1
|  | 1 | 28 | 14 | 0 | 1
|  | 1 | 28 | 15 | 0 | 1
|  | 1 | 28 | 16 | 0 | 1
|  | 1 | 28 | 17 | 0 | 1
|  | 1 | 28 | 18 | 0 | 1
|  | 1 | 28 | 19 | 0 | 1
|  | 1 | 28 | 20 | 0 | 1
|  | 1 | 28 | 21 | 0 | 1
|  | 1 | 28 | 22 | 0 | 1
|  | 1 | 28 | 23 | 0 | 1
|  | 1 | 28 | 24 | 0 | 1
|  | 1 | 29 | 1 | 0 | 1
|  | 1 | 29 | 2 | 0 | 1
|  | 1 | 29 | 3 | 0 | 1
|  | 1 | 29 | 4 | 0 | 1
|  | 1 | 29 | 5 | 0 | 1
|  | 1 | 29 | 6 | 0 | 1
|  | 1 | 29 | 7 | 0 | 1
|  | 1 | 29 | 8 | 0 | 1
|  | 1 | 29 | 9 | 0 | 1
|  | 1 | 29 | 10 | 0 | 1
|  | 1 | 29 | 11 | 0 | 1
|  | 1 | 29 | 12 | 0 | 1
|  | 1 | 29 | 13 | 0 | 1
|  | 1 | 29 | 14 | 0 | 1
|  | 1 | 29 | 15 | 0 | 1
|  | 1 | 29 | 16 | 0 | 1
|  | 1 | 29 | 17 | 0 | 1
|  | 1 | 29 | 18 | 0 | 1
|  | 1 | 29 | 19 | 0 | 1
|  | 1 | 29 | 20 | 0 | 1
|  | 1 | 29 | 21 | 0 | 1
|  | 1 | 29 | 22 | 0 | 1
|  | 1 | 29 | 23 | 0 | 1
|  | 1 | 29 | 24 | 0 | 1
|  | 1 | 30 | 1 | 1 | 1
|  | 1 | 30 | 2 | 1 | 1
|  | 1 | 30 | 3 | 1 | 1
|  | 1 | 30 | 4 | 1 | 1
|  | 1 | 30 | 5 | 1 | 1
|  | 1 | 30 | 6 | 1 | 1
|  | 1 | 30 | 7 | 1 | 1
|  | 1 | 30 | 8 | 1 | 1
|  | 1 | 30 | 9 | 1 | 1
|  | 1 | 30 | 10 | 1 | 1
|  | 1 | 30 | 11 | 1 | 1
|  | 1 | 30 | 12 | 1 | 1
|  | 1 | 30 | 13 | 1 | 1
|  | 1 | 30 | 14 | 1 | 1
|  | 1 | 30 | 15 | 1 | 1
|  | 1 | 30 | 16 | 1 | 1
|  | 1 | 30 | 17 | 1 | 1
|  | 1 | 30 | 18 | 1 | 1
|  | 1 | 30 | 19 | 1 | 1
|  | 1 | 30 | 20 | 1 | 1
|  | 1 | 30 | 21 | 1 | 1
|  | 1 | 30 | 22 | 1 | 1
|  | 1 | 30 | 23 | 1 | 1
|  | 1 | 30 | 24 | 1 | 1
|  | 1 | 31 | 1 | 1 | 1
|  | 1 | 31 | 2 | 1 | 1
|  | 1 | 31 | 3 | 1 | 1
|  | 1 | 31 | 4 | 1 | 1
|  | 1 | 31 | 5 | 1 | 1
|  | 1 | 31 | 6 | 1 | 1
|  | 1 | 31 | 7 | 1 | 1
|  | 1 | 31 | 8 | 1 | 1
|  | 1 | 31 | 9 | 1 | 1
|  | 1 | 31 | 10 | 1 | 1
|  | 1 | 31 | 11 | 1 | 1
|  | 1 | 31 | 12 | 1 | 1
|  | 1 | 31 | 13 | 1 | 1
|  | 1 | 31 | 14 | 1 | 1
|  | 1 | 31 | 15 | 1 | 1
|  | 1 | 31 | 16 | 1 | 1
|  | 1 | 31 | 17 | 1 | 1
|  | 1 | 31 | 18 | 1 | 1
|  | 1 | 31 | 19 | 1 | 1
|  | 1 | 31 | 20 | 1 | 1
|  | 1 | 31 | 21 | 1 | 1
|  | 1 | 31 | 22 | 1 | 1
|  | 1 | 31 | 23 | 1 | 1
|  | 1 | 31 | 24 | 1 | 1
|  | 2 | 1 | 1 | 1 | 1
|  | 2 | 1 | 2 | 1 | 1
|  | 2 | 1 | 3 | 1 | 1
|  | 2 | 1 | 4 | 1 | 1
|  | 2 | 1 | 5 | 1 | 1
|  | 2 | 1 | 6 | 1 | 1
|  | 2 | 1 | 7 | 1 | 1
|  | 2 | 1 | 8 | 1 | 1
|  | 2 | 1 | 9 | 1 | 1
|  | 2 | 1 | 10 | 1 | 1
|  | 2 | 1 | 11 | 1 | 1
|  | 2 | 1 | 12 | 1 | 1
|  | 2 | 1 | 13 | 1 | 1
|  | 2 | 1 | 14 | 1 | 1
|  | 2 | 1 | 15 | 1 | 1
|  | 2 | 1 | 16 | 1 | 1
|  | 2 | 1 | 17 | 1 | 1
|  | 2 | 1 | 18 | 1 | 1
|  | 2 | 1 | 19 | 1 | 1
|  | 2 | 1 | 20 | 1 | 1
|  | 2 | 1 | 21 | 1 | 1
|  | 2 | 1 | 22 | 1 | 1
|  | 2 | 1 | 23 | 1 | 1
|  | 2 | 1 | 24 | 1 | 1
|  | 2 | 2 | 1 | 1 | 1
|  | 2 | 2 | 2 | 1 | 1
|  | 2 | 2 | 3 | 1 | 1
|  | 2 | 2 | 4 | 1 | 1
|  | 2 | 2 | 5 | 1 | 1
|  | 2 | 2 | 6 | 1 | 1
|  | 2 | 2 | 7 | 1 | 1
|  | 2 | 2 | 8 | 1 | 1
|  | 2 | 2 | 9 | 1 | 1
|  | 2 | 2 | 10 | 1 | 1
|  | 2 | 2 | 11 | 1 | 1
|  | 2 | 2 | 12 | 1 | 1
|  | 2 | 2 | 13 | 1 | 1
|  | 2 | 2 | 14 | 1 | 1
|  | 2 | 2 | 15 | 1 | 1
|  | 2 | 2 | 16 | 1 | 1
|  | 2 | 2 | 17 | 1 | 1
|  | 2 | 2 | 18 | 1 | 1
|  | 2 | 2 | 19 | 1 | 1
|  | 2 | 2 | 20 | 1 | 1
|  | 2 | 2 | 21 | 1 | 1
|  | 2 | 2 | 22 | 1 | 1
|  | 2 | 2 | 23 | 1 | 1
|  | 2 | 2 | 24 | 1 | 1
|  | 2 | 3 | 1 | 1 | 1
|  | 2 | 3 | 2 | 1 | 1
|  | 2 | 3 | 3 | 1 | 1
|  | 2 | 3 | 4 | 1 | 1
|  | 2 | 3 | 5 | 1 | 1
|  | 2 | 3 | 6 | 1 | 1
|  | 2 | 3 | 7 | 1 | 1
|  | 2 | 3 | 8 | 1 | 1
|  | 2 | 3 | 9 | 1 | 1
|  | 2 | 3 | 10 | 1 | 1
|  | 2 | 3 | 11 | 1 | 1
|  | 2 | 3 | 12 | 1 | 1
|  | 2 | 3 | 13 | 1 | 1
|  | 2 | 3 | 14 | 1 | 1
|  | 2 | 3 | 15 | 1 | 1
|  | 2 | 3 | 16 | 1 | 1
|  | 2 | 3 | 17 | 1 | 1
|  | 2 | 3 | 18 | 1 | 1
|  | 2 | 3 | 19 | 1 | 1
|  | 2 | 3 | 20 | 1 | 1
|  | 2 | 3 | 21 | 1 | 1
|  | 2 | 3 | 22 | 1 | 1
|  | 2 | 3 | 23 | 1 | 1
|  | 2 | 3 | 24 | 1 | 1
|  | 2 | 4 | 1 | 0 | 1
|  | 2 | 4 | 2 | 0 | 1
|  | 2 | 4 | 3 | 0 | 1
|  | 2 | 4 | 4 | 0 | 1
|  | 2 | 4 | 5 | 0 | 1
|  | 2 | 4 | 6 | 0 | 1
|  | 2 | 4 | 7 | 0 | 1
|  | 2 | 4 | 8 | 0 | 1
|  | 2 | 4 | 9 | 0 | 1
|  | 2 | 4 | 10 | 0 | 1
|  | 2 | 4 | 11 | 0 | 1
|  | 2 | 4 | 12 | 0 | 1
|  | 2 | 4 | 13 | 0 | 1
|  | 2 | 4 | 14 | 0 | 1
|  | 2 | 4 | 15 | 0 | 1
|  | 2 | 4 | 16 | 0 | 1
|  | 2 | 4 | 17 | 0 | 1
|  | 2 | 4 | 18 | 0 | 1
|  | 2 | 4 | 19 | 0 | 1
|  | 2 | 4 | 20 | 0 | 1
|  | 2 | 4 | 21 | 0 | 1
|  | 2 | 4 | 22 | 0 | 1
|  | 2 | 4 | 23 | 0 | 1
|  | 2 | 4 | 24 | 0 | 1
|  | 2 | 5 | 1 | 0 | 1
|  | 2 | 5 | 2 | 0 | 1
|  | 2 | 5 | 3 | 0 | 1
|  | 2 | 5 | 4 | 0 | 1
|  | 2 | 5 | 5 | 0 | 1
|  | 2 | 5 | 6 | 0 | 1
|  | 2 | 5 | 7 | 0 | 1
|  | 2 | 5 | 8 | 0 | 1
|  | 2 | 5 | 9 | 0 | 1
|  | 2 | 5 | 10 | 0 | 1
|  | 2 | 5 | 11 | 0 | 1
|  | 2 | 5 | 12 | 0 | 1
|  | 2 | 5 | 13 | 0 | 1
|  | 2 | 5 | 14 | 0 | 1
|  | 2 | 5 | 15 | 0 | 1
|  | 2 | 5 | 16 | 0 | 1
|  | 2 | 5 | 17 | 0 | 1
|  | 2 | 5 | 18 | 0 | 1
|  | 2 | 5 | 19 | 0 | 1
|  | 2 | 5 | 20 | 0 | 1
|  | 2 | 5 | 21 | 0 | 1
|  | 2 | 5 | 22 | 0 | 1
|  | 2 | 5 | 23 | 0 | 1
|  | 2 | 5 | 24 | 0 | 1
|  | 2 | 6 | 1 | 1 | 1
|  | 2 | 6 | 2 | 1 | 1
|  | 2 | 6 | 3 | 1 | 1
|  | 2 | 6 | 4 | 1 | 1
|  | 2 | 6 | 5 | 1 | 1
|  | 2 | 6 | 6 | 1 | 1
|  | 2 | 6 | 7 | 1 | 1
|  | 2 | 6 | 8 | 1 | 1
|  | 2 | 6 | 9 | 1 | 1
|  | 2 | 6 | 10 | 1 | 1
|  | 2 | 6 | 11 | 1 | 1
|  | 2 | 6 | 12 | 1 | 1
|  | 2 | 6 | 13 | 1 | 1
|  | 2 | 6 | 14 | 1 | 1
|  | 2 | 6 | 15 | 1 | 1
|  | 2 | 6 | 16 | 1 | 1
|  | 2 | 6 | 17 | 1 | 1
|  | 2 | 6 | 18 | 1 | 1
|  | 2 | 6 | 19 | 1 | 1
|  | 2 | 6 | 20 | 1 | 1
|  | 2 | 6 | 21 | 1 | 1
|  | 2 | 6 | 22 | 1 | 1
|  | 2 | 6 | 23 | 1 | 1
|  | 2 | 6 | 24 | 1 | 1
|  | 2 | 7 | 1 | 1 | 1
|  | 2 | 7 | 2 | 1 | 1
|  | 2 | 7 | 3 | 1 | 1
|  | 2 | 7 | 4 | 1 | 1
|  | 2 | 7 | 5 | 1 | 1
|  | 2 | 7 | 6 | 1 | 1
|  | 2 | 7 | 7 | 1 | 1
|  | 2 | 7 | 8 | 1 | 1
|  | 2 | 7 | 9 | 1 | 1
|  | 2 | 7 | 10 | 1 | 1
|  | 2 | 7 | 11 | 1 | 1
|  | 2 | 7 | 12 | 1 | 1
|  | 2 | 7 | 13 | 1 | 1
|  | 2 | 7 | 14 | 1 | 1
|  | 2 | 7 | 15 | 1 | 1
|  | 2 | 7 | 16 | 1 | 1
|  | 2 | 7 | 17 | 1 | 1
|  | 2 | 7 | 18 | 1 | 1
|  | 2 | 7 | 19 | 1 | 1
|  | 2 | 7 | 20 | 1 | 1
|  | 2 | 7 | 21 | 1 | 1
|  | 2 | 7 | 22 | 1 | 1
|  | 2 | 7 | 23 | 1 | 1
|  | 2 | 7 | 24 | 1 | 1
|  | 2 | 8 | 1 | 1 | 1
|  | 2 | 8 | 2 | 1 | 1
|  | 2 | 8 | 3 | 1 | 1
|  | 2 | 8 | 4 | 1 | 1
|  | 2 | 8 | 5 | 1 | 1
|  | 2 | 8 | 6 | 1 | 1
|  | 2 | 8 | 7 | 1 | 1
|  | 2 | 8 | 8 | 1 | 1
|  | 2 | 8 | 9 | 1 | 1
|  | 2 | 8 | 10 | 1 | 1
|  | 2 | 8 | 11 | 1 | 1
|  | 2 | 8 | 12 | 1 | 1
|  | 2 | 8 | 13 | 1 | 1
|  | 2 | 8 | 14 | 1 | 1
|  | 2 | 8 | 15 | 1 | 1
|  | 2 | 8 | 16 | 1 | 1
|  | 2 | 8 | 17 | 1 | 1
|  | 2 | 8 | 18 | 1 | 1
|  | 2 | 8 | 19 | 1 | 1
|  | 2 | 8 | 20 | 1 | 1
|  | 2 | 8 | 21 | 1 | 1
|  | 2 | 8 | 22 | 1 | 1
|  | 2 | 8 | 23 | 1 | 1
|  | 2 | 8 | 24 | 1 | 1
|  | 2 | 9 | 1 | 1 | 1
|  | 2 | 9 | 2 | 1 | 1
|  | 2 | 9 | 3 | 1 | 1
|  | 2 | 9 | 4 | 1 | 1
|  | 2 | 9 | 5 | 1 | 1
|  | 2 | 9 | 6 | 1 | 1
|  | 2 | 9 | 7 | 1 | 1
|  | 2 | 9 | 8 | 1 | 1
|  | 2 | 9 | 9 | 1 | 1
|  | 2 | 9 | 10 | 1 | 1
|  | 2 | 9 | 11 | 1 | 1
|  | 2 | 9 | 12 | 1 | 1
|  | 2 | 9 | 13 | 1 | 1
|  | 2 | 9 | 14 | 1 | 1
|  | 2 | 9 | 15 | 1 | 1
|  | 2 | 9 | 16 | 1 | 1
|  | 2 | 9 | 17 | 1 | 1
|  | 2 | 9 | 18 | 1 | 1
|  | 2 | 9 | 19 | 1 | 1
|  | 2 | 9 | 20 | 1 | 1
|  | 2 | 9 | 21 | 1 | 1
|  | 2 | 9 | 22 | 1 | 1
|  | 2 | 9 | 23 | 1 | 1
|  | 2 | 9 | 24 | 1 | 1
|  | 2 | 10 | 1 | 1 | 1
|  | 2 | 10 | 2 | 1 | 1
|  | 2 | 10 | 3 | 1 | 1
|  | 2 | 10 | 4 | 1 | 1
|  | 2 | 10 | 5 | 1 | 1
|  | 2 | 10 | 6 | 1 | 1
|  | 2 | 10 | 7 | 1 | 1
|  | 2 | 10 | 8 | 1 | 1
|  | 2 | 10 | 9 | 1 | 1
|  | 2 | 10 | 10 | 1 | 1
|  | 2 | 10 | 11 | 1 | 1
|  | 2 | 10 | 12 | 1 | 1
|  | 2 | 10 | 13 | 1 | 1
|  | 2 | 10 | 14 | 1 | 1
|  | 2 | 10 | 15 | 1 | 1
|  | 2 | 10 | 16 | 1 | 1
|  | 2 | 10 | 17 | 1 | 1
|  | 2 | 10 | 18 | 1 | 1
|  | 2 | 10 | 19 | 1 | 1
|  | 2 | 10 | 20 | 1 | 1
|  | 2 | 10 | 21 | 1 | 1
|  | 2 | 10 | 22 | 1 | 1
|  | 2 | 10 | 23 | 1 | 1
|  | 2 | 10 | 24 | 1 | 1
|  | 2 | 11 | 1 | 0 | 1
|  | 2 | 11 | 2 | 0 | 1
|  | 2 | 11 | 3 | 0 | 1
|  | 2 | 11 | 4 | 0 | 1
|  | 2 | 11 | 5 | 0 | 1
|  | 2 | 11 | 6 | 0 | 1
|  | 2 | 11 | 7 | 0 | 1
|  | 2 | 11 | 8 | 0 | 1
|  | 2 | 11 | 9 | 0 | 1
|  | 2 | 11 | 10 | 0 | 1
|  | 2 | 11 | 11 | 0 | 1
|  | 2 | 11 | 12 | 0 | 1
|  | 2 | 11 | 13 | 0 | 1
|  | 2 | 11 | 14 | 0 | 1
|  | 2 | 11 | 15 | 0 | 1
|  | 2 | 11 | 16 | 0 | 1
|  | 2 | 11 | 17 | 0 | 1
|  | 2 | 11 | 18 | 0 | 1
|  | 2 | 11 | 19 | 0 | 1
|  | 2 | 11 | 20 | 0 | 1
|  | 2 | 11 | 21 | 0 | 1
|  | 2 | 11 | 22 | 0 | 1
|  | 2 | 11 | 23 | 0 | 1
|  | 2 | 11 | 24 | 0 | 1
|  | 2 | 12 | 1 | 0 | 1
|  | 2 | 12 | 2 | 0 | 1
|  | 2 | 12 | 3 | 0 | 1
|  | 2 | 12 | 4 | 0 | 1
|  | 2 | 12 | 5 | 0 | 1
|  | 2 | 12 | 6 | 0 | 1
|  | 2 | 12 | 7 | 0 | 1
|  | 2 | 12 | 8 | 0 | 1
|  | 2 | 12 | 9 | 0 | 1
|  | 2 | 12 | 10 | 0 | 1
|  | 2 | 12 | 11 | 0 | 1
|  | 2 | 12 | 12 | 0 | 1
|  | 2 | 12 | 13 | 0 | 1
|  | 2 | 12 | 14 | 0 | 1
|  | 2 | 12 | 15 | 0 | 1
|  | 2 | 12 | 16 | 0 | 1
|  | 2 | 12 | 17 | 0 | 1
|  | 2 | 12 | 18 | 0 | 1
|  | 2 | 12 | 19 | 0 | 1
|  | 2 | 12 | 20 | 0 | 1
|  | 2 | 12 | 21 | 0 | 1
|  | 2 | 12 | 22 | 0 | 1
|  | 2 | 12 | 23 | 0 | 1
|  | 2 | 12 | 24 | 0 | 1
|  | 2 | 13 | 1 | 1 | 1
|  | 2 | 13 | 2 | 1 | 1
|  | 2 | 13 | 3 | 1 | 1
|  | 2 | 13 | 4 | 1 | 1
|  | 2 | 13 | 5 | 1 | 1
|  | 2 | 13 | 6 | 1 | 1
|  | 2 | 13 | 7 | 1 | 1
|  | 2 | 13 | 8 | 1 | 1
|  | 2 | 13 | 9 | 1 | 1
|  | 2 | 13 | 10 | 1 | 1
|  | 2 | 13 | 11 | 1 | 1
|  | 2 | 13 | 12 | 1 | 1
|  | 2 | 13 | 13 | 1 | 1
|  | 2 | 13 | 14 | 1 | 1
|  | 2 | 13 | 15 | 1 | 1
|  | 2 | 13 | 16 | 1 | 1
|  | 2 | 13 | 17 | 1 | 1
|  | 2 | 13 | 18 | 1 | 1
|  | 2 | 13 | 19 | 1 | 1
|  | 2 | 13 | 20 | 1 | 1
|  | 2 | 13 | 21 | 1 | 1
|  | 2 | 13 | 22 | 1 | 1
|  | 2 | 13 | 23 | 1 | 1
|  | 2 | 13 | 24 | 1 | 1
|  | 2 | 14 | 1 | 1 | 1
|  | 2 | 14 | 2 | 1 | 1
|  | 2 | 14 | 3 | 1 | 1
|  | 2 | 14 | 4 | 1 | 1
|  | 2 | 14 | 5 | 1 | 1
|  | 2 | 14 | 6 | 1 | 1
|  | 2 | 14 | 7 | 1 | 1
|  | 2 | 14 | 8 | 1 | 1
|  | 2 | 14 | 9 | 1 | 1
|  | 2 | 14 | 10 | 1 | 1
|  | 2 | 14 | 11 | 1 | 1
|  | 2 | 14 | 12 | 1 | 1
|  | 2 | 14 | 13 | 1 | 1
|  | 2 | 14 | 14 | 1 | 1
|  | 2 | 14 | 15 | 1 | 1
|  | 2 | 14 | 16 | 1 | 1
|  | 2 | 14 | 17 | 1 | 1
|  | 2 | 14 | 18 | 1 | 1
|  | 2 | 14 | 19 | 1 | 1
|  | 2 | 14 | 20 | 1 | 1
|  | 2 | 14 | 21 | 1 | 1
|  | 2 | 14 | 22 | 1 | 1
|  | 2 | 14 | 23 | 1 | 1
|  | 2 | 14 | 24 | 1 | 1
|  | 2 | 15 | 1 | 1 | 1
|  | 2 | 15 | 2 | 1 | 1
|  | 2 | 15 | 3 | 1 | 1
|  | 2 | 15 | 4 | 1 | 1
|  | 2 | 15 | 5 | 1 | 1
|  | 2 | 15 | 6 | 1 | 1
|  | 2 | 15 | 7 | 1 | 1
|  | 2 | 15 | 8 | 1 | 1
|  | 2 | 15 | 9 | 1 | 1
|  | 2 | 15 | 10 | 1 | 1
|  | 2 | 15 | 11 | 1 | 1
|  | 2 | 15 | 12 | 1 | 1
|  | 2 | 15 | 13 | 1 | 1
|  | 2 | 15 | 14 | 1 | 1
|  | 2 | 15 | 15 | 1 | 1
|  | 2 | 15 | 16 | 1 | 1
|  | 2 | 15 | 17 | 1 | 1
|  | 2 | 15 | 18 | 1 | 1
|  | 2 | 15 | 19 | 1 | 1
|  | 2 | 15 | 20 | 1 | 1
|  | 2 | 15 | 21 | 1 | 1
|  | 2 | 15 | 22 | 1 | 1
|  | 2 | 15 | 23 | 1 | 1
|  | 2 | 15 | 24 | 1 | 1
|  | 2 | 16 | 1 | 1 | 1
|  | 2 | 16 | 2 | 1 | 1
|  | 2 | 16 | 3 | 1 | 1
|  | 2 | 16 | 4 | 1 | 1
|  | 2 | 16 | 5 | 1 | 1
|  | 2 | 16 | 6 | 1 | 1
|  | 2 | 16 | 7 | 1 | 1
|  | 2 | 16 | 8 | 1 | 1
|  | 2 | 16 | 9 | 1 | 1
|  | 2 | 16 | 10 | 1 | 1
|  | 2 | 16 | 11 | 1 | 1
|  | 2 | 16 | 12 | 1 | 1
|  | 2 | 16 | 13 | 1 | 1
|  | 2 | 16 | 14 | 1 | 1
|  | 2 | 16 | 15 | 1 | 1
|  | 2 | 16 | 16 | 1 | 1
|  | 2 | 16 | 17 | 1 | 1
|  | 2 | 16 | 18 | 1 | 1
|  | 2 | 16 | 19 | 1 | 1
|  | 2 | 16 | 20 | 1 | 1
|  | 2 | 16 | 21 | 1 | 1
|  | 2 | 16 | 22 | 1 | 1
|  | 2 | 16 | 23 | 1 | 1
|  | 2 | 16 | 24 | 1 | 1
|  | 2 | 17 | 1 | 1 | 1
|  | 2 | 17 | 2 | 1 | 1
|  | 2 | 17 | 3 | 1 | 1
|  | 2 | 17 | 4 | 1 | 1
|  | 2 | 17 | 5 | 1 | 1
|  | 2 | 17 | 6 | 1 | 1
|  | 2 | 17 | 7 | 1 | 1
|  | 2 | 17 | 8 | 1 | 1
|  | 2 | 17 | 9 | 1 | 1
|  | 2 | 17 | 10 | 1 | 1
|  | 2 | 17 | 11 | 1 | 1
|  | 2 | 17 | 12 | 1 | 1
|  | 2 | 17 | 13 | 1 | 1
|  | 2 | 17 | 14 | 1 | 1
|  | 2 | 17 | 15 | 1 | 1
|  | 2 | 17 | 16 | 1 | 1
|  | 2 | 17 | 17 | 1 | 1
|  | 2 | 17 | 18 | 1 | 1
|  | 2 | 17 | 19 | 1 | 1
|  | 2 | 17 | 20 | 1 | 1
|  | 2 | 17 | 21 | 1 | 1
|  | 2 | 17 | 22 | 1 | 1
|  | 2 | 17 | 23 | 1 | 1
|  | 2 | 17 | 24 | 1 | 1
|  | 2 | 18 | 1 | 0 | 1
|  | 2 | 18 | 2 | 0 | 1
|  | 2 | 18 | 3 | 0 | 1
|  | 2 | 18 | 4 | 0 | 1
|  | 2 | 18 | 5 | 0 | 1
|  | 2 | 18 | 6 | 0 | 1
|  | 2 | 18 | 7 | 0 | 1
|  | 2 | 18 | 8 | 0 | 1
|  | 2 | 18 | 9 | 0 | 1
|  | 2 | 18 | 10 | 0 | 1
|  | 2 | 18 | 11 | 0 | 1
|  | 2 | 18 | 12 | 0 | 1
|  | 2 | 18 | 13 | 0 | 1
|  | 2 | 18 | 14 | 0 | 1
|  | 2 | 18 | 15 | 0 | 1
|  | 2 | 18 | 16 | 0 | 1
|  | 2 | 18 | 17 | 0 | 1
|  | 2 | 18 | 18 | 0 | 1
|  | 2 | 18 | 19 | 0 | 1
|  | 2 | 18 | 20 | 0 | 1
|  | 2 | 18 | 21 | 0 | 1
|  | 2 | 18 | 22 | 0 | 1
|  | 2 | 18 | 23 | 0 | 1
|  | 2 | 18 | 24 | 0 | 1
|  | 2 | 19 | 1 | 0 | 1
|  | 2 | 19 | 2 | 0 | 1
|  | 2 | 19 | 3 | 0 | 1
|  | 2 | 19 | 4 | 0 | 1
|  | 2 | 19 | 5 | 0 | 1
|  | 2 | 19 | 6 | 0 | 1
|  | 2 | 19 | 7 | 0 | 1
|  | 2 | 19 | 8 | 0 | 1
|  | 2 | 19 | 9 | 0 | 1
|  | 2 | 19 | 10 | 0 | 1
|  | 2 | 19 | 11 | 0 | 1
|  | 2 | 19 | 12 | 0 | 1
|  | 2 | 19 | 13 | 0 | 1
|  | 2 | 19 | 14 | 0 | 1
|  | 2 | 19 | 15 | 0 | 1
|  | 2 | 19 | 16 | 0 | 1
|  | 2 | 19 | 17 | 0 | 1
|  | 2 | 19 | 18 | 0 | 1
|  | 2 | 19 | 19 | 0 | 1
|  | 2 | 19 | 20 | 0 | 1
|  | 2 | 19 | 21 | 0 | 1
|  | 2 | 19 | 22 | 0 | 1
|  | 2 | 19 | 23 | 0 | 1
|  | 2 | 19 | 24 | 0 | 1
|  | 2 | 20 | 1 | 1 | 1
|  | 2 | 20 | 2 | 1 | 1
|  | 2 | 20 | 3 | 1 | 1
|  | 2 | 20 | 4 | 1 | 1
|  | 2 | 20 | 5 | 1 | 1
|  | 2 | 20 | 6 | 1 | 1
|  | 2 | 20 | 7 | 1 | 1
|  | 2 | 20 | 8 | 1 | 1
|  | 2 | 20 | 9 | 1 | 1
|  | 2 | 20 | 10 | 1 | 1
|  | 2 | 20 | 11 | 1 | 1
|  | 2 | 20 | 12 | 1 | 1
|  | 2 | 20 | 13 | 1 | 1
|  | 2 | 20 | 14 | 1 | 1
|  | 2 | 20 | 15 | 1 | 1
|  | 2 | 20 | 16 | 1 | 1
|  | 2 | 20 | 17 | 1 | 1
|  | 2 | 20 | 18 | 1 | 1
|  | 2 | 20 | 19 | 1 | 1
|  | 2 | 20 | 20 | 1 | 1
|  | 2 | 20 | 21 | 1 | 1
|  | 2 | 20 | 22 | 1 | 1
|  | 2 | 20 | 23 | 1 | 1
|  | 2 | 20 | 24 | 1 | 1
|  | 2 | 21 | 1 | 1 | 1
|  | 2 | 21 | 2 | 1 | 1
|  | 2 | 21 | 3 | 1 | 1
|  | 2 | 21 | 4 | 1 | 1
|  | 2 | 21 | 5 | 1 | 1
|  | 2 | 21 | 6 | 1 | 1
|  | 2 | 21 | 7 | 1 | 1
|  | 2 | 21 | 8 | 1 | 1
|  | 2 | 21 | 9 | 1 | 1
|  | 2 | 21 | 10 | 1 | 1
|  | 2 | 21 | 11 | 1 | 1
|  | 2 | 21 | 12 | 1 | 1
|  | 2 | 21 | 13 | 1 | 1
|  | 2 | 21 | 14 | 1 | 1
|  | 2 | 21 | 15 | 1 | 1
|  | 2 | 21 | 16 | 1 | 1
|  | 2 | 21 | 17 | 1 | 1
|  | 2 | 21 | 18 | 1 | 1
|  | 2 | 21 | 19 | 1 | 1
|  | 2 | 21 | 20 | 1 | 1
|  | 2 | 21 | 21 | 1 | 1
|  | 2 | 21 | 22 | 1 | 1
|  | 2 | 21 | 23 | 1 | 1
|  | 2 | 21 | 24 | 1 | 1
|  | 2 | 22 | 1 | 1 | 1
|  | 2 | 22 | 2 | 1 | 1
|  | 2 | 22 | 3 | 1 | 1
|  | 2 | 22 | 4 | 1 | 1
|  | 2 | 22 | 5 | 1 | 1
|  | 2 | 22 | 6 | 1 | 1
|  | 2 | 22 | 7 | 1 | 1
|  | 2 | 22 | 8 | 1 | 1
|  | 2 | 22 | 9 | 1 | 1
|  | 2 | 22 | 10 | 1 | 1
|  | 2 | 22 | 11 | 1 | 1
|  | 2 | 22 | 12 | 1 | 1
|  | 2 | 22 | 13 | 1 | 1
|  | 2 | 22 | 14 | 1 | 1
|  | 2 | 22 | 15 | 1 | 1
|  | 2 | 22 | 16 | 1 | 1
|  | 2 | 22 | 17 | 1 | 1
|  | 2 | 22 | 18 | 1 | 1
|  | 2 | 22 | 19 | 1 | 1
|  | 2 | 22 | 20 | 1 | 1
|  | 2 | 22 | 21 | 1 | 1
|  | 2 | 22 | 22 | 1 | 1
|  | 2 | 22 | 23 | 1 | 1
|  | 2 | 22 | 24 | 1 | 1
|  | 2 | 23 | 1 | 1 | 1
|  | 2 | 23 | 2 | 1 | 1
|  | 2 | 23 | 3 | 1 | 1
|  | 2 | 23 | 4 | 1 | 1
|  | 2 | 23 | 5 | 1 | 1
|  | 2 | 23 | 6 | 1 | 1
|  | 2 | 23 | 7 | 1 | 1
|  | 2 | 23 | 8 | 1 | 1
|  | 2 | 23 | 9 | 1 | 1
|  | 2 | 23 | 10 | 1 | 1
|  | 2 | 23 | 11 | 1 | 1
|  | 2 | 23 | 12 | 1 | 1
|  | 2 | 23 | 13 | 1 | 1
|  | 2 | 23 | 14 | 1 | 1
|  | 2 | 23 | 15 | 1 | 1
|  | 2 | 23 | 16 | 1 | 1
|  | 2 | 23 | 17 | 1 | 1
|  | 2 | 23 | 18 | 1 | 1
|  | 2 | 23 | 19 | 1 | 1
|  | 2 | 23 | 20 | 1 | 1
|  | 2 | 23 | 21 | 1 | 1
|  | 2 | 23 | 22 | 1 | 1
|  | 2 | 23 | 23 | 1 | 1
|  | 2 | 23 | 24 | 1 | 1
|  | 2 | 24 | 1 | 1 | 1
|  | 2 | 24 | 2 | 1 | 1
|  | 2 | 24 | 3 | 1 | 1
|  | 2 | 24 | 4 | 1 | 1
|  | 2 | 24 | 5 | 1 | 1
|  | 2 | 24 | 6 | 1 | 1
|  | 2 | 24 | 7 | 1 | 1
|  | 2 | 24 | 8 | 1 | 1
|  | 2 | 24 | 9 | 1 | 1
|  | 2 | 24 | 10 | 1 | 1
|  | 2 | 24 | 11 | 1 | 1
|  | 2 | 24 | 12 | 1 | 1
|  | 2 | 24 | 13 | 1 | 1
|  | 2 | 24 | 14 | 1 | 1
|  | 2 | 24 | 15 | 1 | 1
|  | 2 | 24 | 16 | 1 | 1
|  | 2 | 24 | 17 | 1 | 1
|  | 2 | 24 | 18 | 1 | 1
|  | 2 | 24 | 19 | 1 | 1
|  | 2 | 24 | 20 | 1 | 1
|  | 2 | 24 | 21 | 1 | 1
|  | 2 | 24 | 22 | 1 | 1
|  | 2 | 24 | 23 | 1 | 1
|  | 2 | 24 | 24 | 1 | 1
|  | 2 | 25 | 1 | 0 | 1
|  | 2 | 25 | 2 | 0 | 1
|  | 2 | 25 | 3 | 0 | 1
|  | 2 | 25 | 4 | 0 | 1
|  | 2 | 25 | 5 | 0 | 1
|  | 2 | 25 | 6 | 0 | 1
|  | 2 | 25 | 7 | 0 | 1
|  | 2 | 25 | 8 | 0 | 1
|  | 2 | 25 | 9 | 0 | 1
|  | 2 | 25 | 10 | 0 | 1
|  | 2 | 25 | 11 | 0 | 1
|  | 2 | 25 | 12 | 0 | 1
|  | 2 | 25 | 13 | 0 | 1
|  | 2 | 25 | 14 | 0 | 1
|  | 2 | 25 | 15 | 0 | 1
|  | 2 | 25 | 16 | 0 | 1
|  | 2 | 25 | 17 | 0 | 1
|  | 2 | 25 | 18 | 0 | 1
|  | 2 | 25 | 19 | 0 | 1
|  | 2 | 25 | 20 | 0 | 1
|  | 2 | 25 | 21 | 0 | 1
|  | 2 | 25 | 22 | 0 | 1
|  | 2 | 25 | 23 | 0 | 1
|  | 2 | 25 | 24 | 0 | 1
|  | 2 | 26 | 1 | 0 | 1
|  | 2 | 26 | 2 | 0 | 1
|  | 2 | 26 | 3 | 0 | 1
|  | 2 | 26 | 4 | 0 | 1
|  | 2 | 26 | 5 | 0 | 1
|  | 2 | 26 | 6 | 0 | 1
|  | 2 | 26 | 7 | 0 | 1
|  | 2 | 26 | 8 | 0 | 1
|  | 2 | 26 | 9 | 0 | 1
|  | 2 | 26 | 10 | 0 | 1
|  | 2 | 26 | 11 | 0 | 1
|  | 2 | 26 | 12 | 0 | 1
|  | 2 | 26 | 13 | 0 | 1
|  | 2 | 26 | 14 | 0 | 1
|  | 2 | 26 | 15 | 0 | 1
|  | 2 | 26 | 16 | 0 | 1
|  | 2 | 26 | 17 | 0 | 1
|  | 2 | 26 | 18 | 0 | 1
|  | 2 | 26 | 19 | 0 | 1
|  | 2 | 26 | 20 | 0 | 1
|  | 2 | 26 | 21 | 0 | 1
|  | 2 | 26 | 22 | 0 | 1
|  | 2 | 26 | 23 | 0 | 1
|  | 2 | 26 | 24 | 0 | 1
|  | 2 | 27 | 1 | 1 | 1
|  | 2 | 27 | 2 | 1 | 1
|  | 2 | 27 | 3 | 1 | 1
|  | 2 | 27 | 4 | 1 | 1
|  | 2 | 27 | 5 | 1 | 1
|  | 2 | 27 | 6 | 1 | 1
|  | 2 | 27 | 7 | 1 | 1
|  | 2 | 27 | 8 | 1 | 1
|  | 2 | 27 | 9 | 1 | 1
|  | 2 | 27 | 10 | 1 | 1
|  | 2 | 27 | 11 | 1 | 1
|  | 2 | 27 | 12 | 1 | 1
|  | 2 | 27 | 13 | 1 | 1
|  | 2 | 27 | 14 | 1 | 1
|  | 2 | 27 | 15 | 1 | 1
|  | 2 | 27 | 16 | 1 | 1
|  | 2 | 27 | 17 | 1 | 1
|  | 2 | 27 | 18 | 1 | 1
|  | 2 | 27 | 19 | 1 | 1
|  | 2 | 27 | 20 | 1 | 1
|  | 2 | 27 | 21 | 1 | 1
|  | 2 | 27 | 22 | 1 | 1
|  | 2 | 27 | 23 | 1 | 1
|  | 2 | 27 | 24 | 1 | 1
|  | 2 | 28 | 1 | 1 | 1
|  | 2 | 28 | 2 | 1 | 1
|  | 2 | 28 | 3 | 1 | 1
|  | 2 | 28 | 4 | 1 | 1
|  | 2 | 28 | 5 | 1 | 1
|  | 2 | 28 | 6 | 1 | 1
|  | 2 | 28 | 7 | 1 | 1
|  | 2 | 28 | 8 | 1 | 1
|  | 2 | 28 | 9 | 1 | 1
|  | 2 | 28 | 10 | 1 | 1
|  | 2 | 28 | 11 | 1 | 1
|  | 2 | 28 | 12 | 1 | 1
|  | 2 | 28 | 13 | 1 | 1
|  | 2 | 28 | 14 | 1 | 1
|  | 2 | 28 | 15 | 1 | 1
|  | 2 | 28 | 16 | 1 | 1
|  | 2 | 28 | 17 | 1 | 1
|  | 2 | 28 | 18 | 1 | 1
|  | 2 | 28 | 19 | 1 | 1
|  | 2 | 28 | 20 | 1 | 1
|  | 2 | 28 | 21 | 1 | 1
|  | 2 | 28 | 22 | 1 | 1
|  | 2 | 28 | 23 | 1 | 1
|  | 2 | 28 | 24 | 1 | 1
|  | 3 | 1 | 1 | 1 | 1
|  | 3 | 1 | 2 | 1 | 1
|  | 3 | 1 | 3 | 1 | 1
|  | 3 | 1 | 4 | 1 | 1
|  | 3 | 1 | 5 | 1 | 1
|  | 3 | 1 | 6 | 1 | 1
|  | 3 | 1 | 7 | 1 | 1
|  | 3 | 1 | 8 | 1 | 1
|  | 3 | 1 | 9 | 1 | 1
|  | 3 | 1 | 10 | 1 | 1
|  | 3 | 1 | 11 | 1 | 1
|  | 3 | 1 | 12 | 1 | 1
|  | 3 | 1 | 13 | 1 | 1
|  | 3 | 1 | 14 | 1 | 1
|  | 3 | 1 | 15 | 1 | 1
|  | 3 | 1 | 16 | 1 | 1
|  | 3 | 1 | 17 | 1 | 1
|  | 3 | 1 | 18 | 1 | 1
|  | 3 | 1 | 19 | 1 | 1
|  | 3 | 1 | 20 | 1 | 1
|  | 3 | 1 | 21 | 1 | 1
|  | 3 | 1 | 22 | 1 | 1
|  | 3 | 1 | 23 | 1 | 1
|  | 3 | 1 | 24 | 1 | 1
|  | 3 | 2 | 1 | 1 | 1
|  | 3 | 2 | 2 | 1 | 1
|  | 3 | 2 | 3 | 1 | 1
|  | 3 | 2 | 4 | 1 | 1
|  | 3 | 2 | 5 | 1 | 1
|  | 3 | 2 | 6 | 1 | 1
|  | 3 | 2 | 7 | 1 | 1
|  | 3 | 2 | 8 | 1 | 1
|  | 3 | 2 | 9 | 1 | 1
|  | 3 | 2 | 10 | 1 | 1
|  | 3 | 2 | 11 | 1 | 1
|  | 3 | 2 | 12 | 1 | 1
|  | 3 | 2 | 13 | 1 | 1
|  | 3 | 2 | 14 | 1 | 1
|  | 3 | 2 | 15 | 1 | 1
|  | 3 | 2 | 16 | 1 | 1
|  | 3 | 2 | 17 | 1 | 1
|  | 3 | 2 | 18 | 1 | 1
|  | 3 | 2 | 19 | 1 | 1
|  | 3 | 2 | 20 | 1 | 1
|  | 3 | 2 | 21 | 1 | 1
|  | 3 | 2 | 22 | 1 | 1
|  | 3 | 2 | 23 | 1 | 1
|  | 3 | 2 | 24 | 1 | 1
|  | 3 | 3 | 1 | 1 | 1
|  | 3 | 3 | 2 | 1 | 1
|  | 3 | 3 | 3 | 1 | 1
|  | 3 | 3 | 4 | 1 | 1
|  | 3 | 3 | 5 | 1 | 1
|  | 3 | 3 | 6 | 1 | 1
|  | 3 | 3 | 7 | 1 | 1
|  | 3 | 3 | 8 | 1 | 1
|  | 3 | 3 | 9 | 1 | 1
|  | 3 | 3 | 10 | 1 | 1
|  | 3 | 3 | 11 | 1 | 1
|  | 3 | 3 | 12 | 1 | 1
|  | 3 | 3 | 13 | 1 | 1
|  | 3 | 3 | 14 | 1 | 1
|  | 3 | 3 | 15 | 1 | 1
|  | 3 | 3 | 16 | 1 | 1
|  | 3 | 3 | 17 | 1 | 1
|  | 3 | 3 | 18 | 1 | 1
|  | 3 | 3 | 19 | 1 | 1
|  | 3 | 3 | 20 | 1 | 1
|  | 3 | 3 | 21 | 1 | 1
|  | 3 | 3 | 22 | 1 | 1
|  | 3 | 3 | 23 | 1 | 1
|  | 3 | 3 | 24 | 1 | 1
|  | 3 | 4 | 1 | 0 | 1
|  | 3 | 4 | 2 | 0 | 1
|  | 3 | 4 | 3 | 0 | 1
|  | 3 | 4 | 4 | 0 | 1
|  | 3 | 4 | 5 | 0 | 1
|  | 3 | 4 | 6 | 0 | 1
|  | 3 | 4 | 7 | 0 | 1
|  | 3 | 4 | 8 | 0 | 1
|  | 3 | 4 | 9 | 0 | 1
|  | 3 | 4 | 10 | 0 | 1
|  | 3 | 4 | 11 | 0 | 1
|  | 3 | 4 | 12 | 0 | 1
|  | 3 | 4 | 13 | 0 | 1
|  | 3 | 4 | 14 | 0 | 1
|  | 3 | 4 | 15 | 0 | 1
|  | 3 | 4 | 16 | 0 | 1
|  | 3 | 4 | 17 | 0 | 1
|  | 3 | 4 | 18 | 0 | 1
|  | 3 | 4 | 19 | 0 | 1
|  | 3 | 4 | 20 | 0 | 1
|  | 3 | 4 | 21 | 0 | 1
|  | 3 | 4 | 22 | 0 | 1
|  | 3 | 4 | 23 | 0 | 1
|  | 3 | 4 | 24 | 0 | 1
|  | 3 | 5 | 1 | 0 | 1
|  | 3 | 5 | 2 | 0 | 1
|  | 3 | 5 | 3 | 0 | 1
|  | 3 | 5 | 4 | 0 | 1
|  | 3 | 5 | 5 | 0 | 1
|  | 3 | 5 | 6 | 0 | 1
|  | 3 | 5 | 7 | 0 | 1
|  | 3 | 5 | 8 | 0 | 1
|  | 3 | 5 | 9 | 0 | 1
|  | 3 | 5 | 10 | 0 | 1
|  | 3 | 5 | 11 | 0 | 1
|  | 3 | 5 | 12 | 0 | 1
|  | 3 | 5 | 13 | 0 | 1
|  | 3 | 5 | 14 | 0 | 1
|  | 3 | 5 | 15 | 0 | 1
|  | 3 | 5 | 16 | 0 | 1
|  | 3 | 5 | 17 | 0 | 1
|  | 3 | 5 | 18 | 0 | 1
|  | 3 | 5 | 19 | 0 | 1
|  | 3 | 5 | 20 | 0 | 1
|  | 3 | 5 | 21 | 0 | 1
|  | 3 | 5 | 22 | 0 | 1
|  | 3 | 5 | 23 | 0 | 1
|  | 3 | 5 | 24 | 0 | 1
|  | 3 | 6 | 1 | 1 | 1
|  | 3 | 6 | 2 | 1 | 1
|  | 3 | 6 | 3 | 1 | 1
|  | 3 | 6 | 4 | 1 | 1
|  | 3 | 6 | 5 | 1 | 1
|  | 3 | 6 | 6 | 1 | 1
|  | 3 | 6 | 7 | 1 | 1
|  | 3 | 6 | 8 | 1 | 1
|  | 3 | 6 | 9 | 1 | 1
|  | 3 | 6 | 10 | 1 | 1
|  | 3 | 6 | 11 | 1 | 1
|  | 3 | 6 | 12 | 1 | 1
|  | 3 | 6 | 13 | 1 | 1
|  | 3 | 6 | 14 | 1 | 1
|  | 3 | 6 | 15 | 1 | 1
|  | 3 | 6 | 16 | 1 | 1
|  | 3 | 6 | 17 | 1 | 1
|  | 3 | 6 | 18 | 1 | 1
|  | 3 | 6 | 19 | 1 | 1
|  | 3 | 6 | 20 | 1 | 1
|  | 3 | 6 | 21 | 1 | 1
|  | 3 | 6 | 22 | 1 | 1
|  | 3 | 6 | 23 | 1 | 1
|  | 3 | 6 | 24 | 1 | 1
|  | 3 | 7 | 1 | 1 | 1
|  | 3 | 7 | 2 | 1 | 1
|  | 3 | 7 | 3 | 1 | 1
|  | 3 | 7 | 4 | 1 | 1
|  | 3 | 7 | 5 | 1 | 1
|  | 3 | 7 | 6 | 1 | 1
|  | 3 | 7 | 7 | 1 | 1
|  | 3 | 7 | 8 | 1 | 1
|  | 3 | 7 | 9 | 1 | 1
|  | 3 | 7 | 10 | 1 | 1
|  | 3 | 7 | 11 | 1 | 1
|  | 3 | 7 | 12 | 1 | 1
|  | 3 | 7 | 13 | 1 | 1
|  | 3 | 7 | 14 | 1 | 1
|  | 3 | 7 | 15 | 1 | 1
|  | 3 | 7 | 16 | 1 | 1
|  | 3 | 7 | 17 | 1 | 1
|  | 3 | 7 | 18 | 1 | 1
|  | 3 | 7 | 19 | 1 | 1
|  | 3 | 7 | 20 | 1 | 1
|  | 3 | 7 | 21 | 1 | 1
|  | 3 | 7 | 22 | 1 | 1
|  | 3 | 7 | 23 | 1 | 1
|  | 3 | 7 | 24 | 1 | 1
|  | 3 | 8 | 1 | 1 | 1
|  | 3 | 8 | 2 | 1 | 1
|  | 3 | 8 | 3 | 1 | 1
|  | 3 | 8 | 4 | 1 | 1
|  | 3 | 8 | 5 | 1 | 1
|  | 3 | 8 | 6 | 1 | 1
|  | 3 | 8 | 7 | 1 | 1
|  | 3 | 8 | 8 | 1 | 1
|  | 3 | 8 | 9 | 1 | 1
|  | 3 | 8 | 10 | 1 | 1
|  | 3 | 8 | 11 | 1 | 1
|  | 3 | 8 | 12 | 1 | 1
|  | 3 | 8 | 13 | 1 | 1
|  | 3 | 8 | 14 | 1 | 1
|  | 3 | 8 | 15 | 1 | 1
|  | 3 | 8 | 16 | 1 | 1
|  | 3 | 8 | 17 | 1 | 1
|  | 3 | 8 | 18 | 1 | 1
|  | 3 | 8 | 19 | 1 | 1
|  | 3 | 8 | 20 | 1 | 1
|  | 3 | 8 | 21 | 1 | 1
|  | 3 | 8 | 22 | 1 | 1
|  | 3 | 8 | 23 | 1 | 1
|  | 3 | 8 | 24 | 1 | 1
|  | 3 | 9 | 1 | 1 | 1
|  | 3 | 9 | 2 | 1 | 1
|  | 3 | 9 | 3 | 1 | 1
|  | 3 | 9 | 4 | 1 | 1
|  | 3 | 9 | 5 | 1 | 1
|  | 3 | 9 | 6 | 1 | 1
|  | 3 | 9 | 7 | 1 | 1
|  | 3 | 9 | 8 | 1 | 1
|  | 3 | 9 | 9 | 1 | 1
|  | 3 | 9 | 10 | 1 | 1
|  | 3 | 9 | 11 | 1 | 1
|  | 3 | 9 | 12 | 1 | 1
|  | 3 | 9 | 13 | 1 | 1
|  | 3 | 9 | 14 | 1 | 1
|  | 3 | 9 | 15 | 1 | 1
|  | 3 | 9 | 16 | 1 | 1
|  | 3 | 9 | 17 | 1 | 1
|  | 3 | 9 | 18 | 1 | 1
|  | 3 | 9 | 19 | 1 | 1
|  | 3 | 9 | 20 | 1 | 1
|  | 3 | 9 | 21 | 1 | 1
|  | 3 | 9 | 22 | 1 | 1
|  | 3 | 9 | 23 | 1 | 1
|  | 3 | 9 | 24 | 1 | 1
|  | 3 | 10 | 1 | 1 | 1
|  | 3 | 10 | 2 | 1 | 1
|  | 3 | 10 | 3 | 1 | 1
|  | 3 | 10 | 4 | 1 | 1
|  | 3 | 10 | 5 | 1 | 1
|  | 3 | 10 | 6 | 1 | 1
|  | 3 | 10 | 7 | 1 | 1
|  | 3 | 10 | 8 | 1 | 1
|  | 3 | 10 | 9 | 1 | 1
|  | 3 | 10 | 10 | 1 | 1
|  | 3 | 10 | 11 | 1 | 1
|  | 3 | 10 | 12 | 1 | 1
|  | 3 | 10 | 13 | 1 | 1
|  | 3 | 10 | 14 | 1 | 1
|  | 3 | 10 | 15 | 1 | 1
|  | 3 | 10 | 16 | 1 | 1
|  | 3 | 10 | 17 | 1 | 1
|  | 3 | 10 | 18 | 1 | 1
|  | 3 | 10 | 19 | 1 | 1
|  | 3 | 10 | 20 | 1 | 1
|  | 3 | 10 | 21 | 1 | 1
|  | 3 | 10 | 22 | 1 | 1
|  | 3 | 10 | 23 | 1 | 1
|  | 3 | 10 | 24 | 1 | 1
|  | 3 | 11 | 1 | 0 | 1
|  | 3 | 11 | 2 | 0 | 1
|  | 3 | 11 | 3 | 0 | 1
|  | 3 | 11 | 4 | 0 | 1
|  | 3 | 11 | 5 | 0 | 1
|  | 3 | 11 | 6 | 0 | 1
|  | 3 | 11 | 7 | 0 | 1
|  | 3 | 11 | 8 | 0 | 1
|  | 3 | 11 | 9 | 0 | 1
|  | 3 | 11 | 10 | 0 | 1
|  | 3 | 11 | 11 | 0 | 1
|  | 3 | 11 | 12 | 0 | 1
|  | 3 | 11 | 13 | 0 | 1
|  | 3 | 11 | 14 | 0 | 1
|  | 3 | 11 | 15 | 0 | 1
|  | 3 | 11 | 16 | 0 | 1
|  | 3 | 11 | 17 | 0 | 1
|  | 3 | 11 | 18 | 0 | 1
|  | 3 | 11 | 19 | 0 | 1
|  | 3 | 11 | 20 | 0 | 1
|  | 3 | 11 | 21 | 0 | 1
|  | 3 | 11 | 22 | 0 | 1
|  | 3 | 11 | 23 | 0 | 1
|  | 3 | 11 | 24 | 0 | 1
|  | 3 | 12 | 1 | 0 | 1
|  | 3 | 12 | 2 | 0 | 1
|  | 3 | 12 | 3 | 0 | 1
|  | 3 | 12 | 4 | 0 | 1
|  | 3 | 12 | 5 | 0 | 1
|  | 3 | 12 | 6 | 0 | 1
|  | 3 | 12 | 7 | 0 | 1
|  | 3 | 12 | 8 | 0 | 1
|  | 3 | 12 | 9 | 0 | 1
|  | 3 | 12 | 10 | 0 | 1
|  | 3 | 12 | 11 | 0 | 1
|  | 3 | 12 | 12 | 0 | 1
|  | 3 | 12 | 13 | 0 | 1
|  | 3 | 12 | 14 | 0 | 1
|  | 3 | 12 | 15 | 0 | 1
|  | 3 | 12 | 16 | 0 | 1
|  | 3 | 12 | 17 | 0 | 1
|  | 3 | 12 | 18 | 0 | 1
|  | 3 | 12 | 19 | 0 | 1
|  | 3 | 12 | 20 | 0 | 1
|  | 3 | 12 | 21 | 0 | 1
|  | 3 | 12 | 22 | 0 | 1
|  | 3 | 12 | 23 | 0 | 1
|  | 3 | 12 | 24 | 0 | 1
|  | 3 | 13 | 1 | 1 | 1
|  | 3 | 13 | 2 | 1 | 1
|  | 3 | 13 | 3 | 1 | 1
|  | 3 | 13 | 4 | 1 | 1
|  | 3 | 13 | 5 | 1 | 1
|  | 3 | 13 | 6 | 1 | 1
|  | 3 | 13 | 7 | 1 | 1
|  | 3 | 13 | 8 | 1 | 1
|  | 3 | 13 | 9 | 1 | 1
|  | 3 | 13 | 10 | 1 | 1
|  | 3 | 13 | 11 | 1 | 1
|  | 3 | 13 | 12 | 1 | 1
|  | 3 | 13 | 13 | 1 | 1
|  | 3 | 13 | 14 | 1 | 1
|  | 3 | 13 | 15 | 1 | 1
|  | 3 | 13 | 16 | 1 | 1
|  | 3 | 13 | 17 | 1 | 1
|  | 3 | 13 | 18 | 1 | 1
|  | 3 | 13 | 19 | 1 | 1
|  | 3 | 13 | 20 | 1 | 1
|  | 3 | 13 | 21 | 1 | 1
|  | 3 | 13 | 22 | 1 | 1
|  | 3 | 13 | 23 | 1 | 1
|  | 3 | 13 | 24 | 1 | 1
|  | 3 | 14 | 1 | 1 | 1
|  | 3 | 14 | 2 | 1 | 1
|  | 3 | 14 | 3 | 1 | 1
|  | 3 | 14 | 4 | 1 | 1
|  | 3 | 14 | 5 | 1 | 1
|  | 3 | 14 | 6 | 1 | 1
|  | 3 | 14 | 7 | 1 | 1
|  | 3 | 14 | 8 | 1 | 1
|  | 3 | 14 | 9 | 1 | 1
|  | 3 | 14 | 10 | 1 | 1
|  | 3 | 14 | 11 | 1 | 1
|  | 3 | 14 | 12 | 1 | 1
|  | 3 | 14 | 13 | 1 | 1
|  | 3 | 14 | 14 | 1 | 1
|  | 3 | 14 | 15 | 1 | 1
|  | 3 | 14 | 16 | 1 | 1
|  | 3 | 14 | 17 | 1 | 1
|  | 3 | 14 | 18 | 1 | 1
|  | 3 | 14 | 19 | 1 | 1
|  | 3 | 14 | 20 | 1 | 1
|  | 3 | 14 | 21 | 1 | 1
|  | 3 | 14 | 22 | 1 | 1
|  | 3 | 14 | 23 | 1 | 1
|  | 3 | 14 | 24 | 1 | 1
|  | 3 | 15 | 1 | 1 | 1
|  | 3 | 15 | 2 | 1 | 1
|  | 3 | 15 | 3 | 1 | 1
|  | 3 | 15 | 4 | 1 | 1
|  | 3 | 15 | 5 | 1 | 1
|  | 3 | 15 | 6 | 1 | 1
|  | 3 | 15 | 7 | 1 | 1
|  | 3 | 15 | 8 | 1 | 1
|  | 3 | 15 | 9 | 1 | 1
|  | 3 | 15 | 10 | 1 | 1
|  | 3 | 15 | 11 | 1 | 1
|  | 3 | 15 | 12 | 1 | 1
|  | 3 | 15 | 13 | 1 | 1
|  | 3 | 15 | 14 | 1 | 1
|  | 3 | 15 | 15 | 1 | 1
|  | 3 | 15 | 16 | 1 | 1
|  | 3 | 15 | 17 | 1 | 1
|  | 3 | 15 | 18 | 1 | 1
|  | 3 | 15 | 19 | 1 | 1
|  | 3 | 15 | 20 | 1 | 1
|  | 3 | 15 | 21 | 1 | 1
|  | 3 | 15 | 22 | 1 | 1
|  | 3 | 15 | 23 | 1 | 1
|  | 3 | 15 | 24 | 1 | 1
|  | 3 | 16 | 1 | 1 | 1
|  | 3 | 16 | 2 | 1 | 1
|  | 3 | 16 | 3 | 1 | 1
|  | 3 | 16 | 4 | 1 | 1
|  | 3 | 16 | 5 | 1 | 1
|  | 3 | 16 | 6 | 1 | 1
|  | 3 | 16 | 7 | 1 | 1
|  | 3 | 16 | 8 | 1 | 1
|  | 3 | 16 | 9 | 1 | 1
|  | 3 | 16 | 10 | 1 | 1
|  | 3 | 16 | 11 | 1 | 1
|  | 3 | 16 | 12 | 1 | 1
|  | 3 | 16 | 13 | 1 | 1
|  | 3 | 16 | 14 | 1 | 1
|  | 3 | 16 | 15 | 1 | 1
|  | 3 | 16 | 16 | 1 | 1
|  | 3 | 16 | 17 | 1 | 1
|  | 3 | 16 | 18 | 1 | 1
|  | 3 | 16 | 19 | 1 | 1
|  | 3 | 16 | 20 | 1 | 1
|  | 3 | 16 | 21 | 1 | 1
|  | 3 | 16 | 22 | 1 | 1
|  | 3 | 16 | 23 | 1 | 1
|  | 3 | 16 | 24 | 1 | 1
|  | 3 | 17 | 1 | 1 | 1
|  | 3 | 17 | 2 | 1 | 1
|  | 3 | 17 | 3 | 1 | 1
|  | 3 | 17 | 4 | 1 | 1
|  | 3 | 17 | 5 | 1 | 1
|  | 3 | 17 | 6 | 1 | 1
|  | 3 | 17 | 7 | 1 | 1
|  | 3 | 17 | 8 | 1 | 1
|  | 3 | 17 | 9 | 1 | 1
|  | 3 | 17 | 10 | 1 | 1
|  | 3 | 17 | 11 | 1 | 1
|  | 3 | 17 | 12 | 1 | 1
|  | 3 | 17 | 13 | 1 | 1
|  | 3 | 17 | 14 | 1 | 1
|  | 3 | 17 | 15 | 1 | 1
|  | 3 | 17 | 16 | 1 | 1
|  | 3 | 17 | 17 | 1 | 1
|  | 3 | 17 | 18 | 1 | 1
|  | 3 | 17 | 19 | 1 | 1
|  | 3 | 17 | 20 | 1 | 1
|  | 3 | 17 | 21 | 1 | 1
|  | 3 | 17 | 22 | 1 | 1
|  | 3 | 17 | 23 | 1 | 1
|  | 3 | 17 | 24 | 1 | 1
|  | 3 | 18 | 1 | 0 | 1
|  | 3 | 18 | 2 | 0 | 1
|  | 3 | 18 | 3 | 0 | 1
|  | 3 | 18 | 4 | 0 | 1
|  | 3 | 18 | 5 | 0 | 1
|  | 3 | 18 | 6 | 0 | 1
|  | 3 | 18 | 7 | 0 | 1
|  | 3 | 18 | 8 | 0 | 1
|  | 3 | 18 | 9 | 0 | 1
|  | 3 | 18 | 10 | 0 | 1
|  | 3 | 18 | 11 | 0 | 1
|  | 3 | 18 | 12 | 0 | 1
|  | 3 | 18 | 13 | 0 | 1
|  | 3 | 18 | 14 | 0 | 1
|  | 3 | 18 | 15 | 0 | 1
|  | 3 | 18 | 16 | 0 | 1
|  | 3 | 18 | 17 | 0 | 1
|  | 3 | 18 | 18 | 0 | 1
|  | 3 | 18 | 19 | 0 | 1
|  | 3 | 18 | 20 | 0 | 1
|  | 3 | 18 | 21 | 0 | 1
|  | 3 | 18 | 22 | 0 | 1
|  | 3 | 18 | 23 | 0 | 1
|  | 3 | 18 | 24 | 0 | 1
|  | 3 | 19 | 1 | 0 | 1
|  | 3 | 19 | 2 | 0 | 1
|  | 3 | 19 | 3 | 0 | 1
|  | 3 | 19 | 4 | 0 | 1
|  | 3 | 19 | 5 | 0 | 1
|  | 3 | 19 | 6 | 0 | 1
|  | 3 | 19 | 7 | 0 | 1
|  | 3 | 19 | 8 | 0 | 1
|  | 3 | 19 | 9 | 0 | 1
|  | 3 | 19 | 10 | 0 | 1
|  | 3 | 19 | 11 | 0 | 1
|  | 3 | 19 | 12 | 0 | 1
|  | 3 | 19 | 13 | 0 | 1
|  | 3 | 19 | 14 | 0 | 1
|  | 3 | 19 | 15 | 0 | 1
|  | 3 | 19 | 16 | 0 | 1
|  | 3 | 19 | 17 | 0 | 1
|  | 3 | 19 | 18 | 0 | 1
|  | 3 | 19 | 19 | 0 | 1
|  | 3 | 19 | 20 | 0 | 1
|  | 3 | 19 | 21 | 0 | 1
|  | 3 | 19 | 22 | 0 | 1
|  | 3 | 19 | 23 | 0 | 1
|  | 3 | 19 | 24 | 0 | 1
|  | 3 | 20 | 1 | 1 | 1
|  | 3 | 20 | 2 | 1 | 1
|  | 3 | 20 | 3 | 1 | 1
|  | 3 | 20 | 4 | 1 | 1
|  | 3 | 20 | 5 | 1 | 1
|  | 3 | 20 | 6 | 1 | 1
|  | 3 | 20 | 7 | 1 | 1
|  | 3 | 20 | 8 | 1 | 1
|  | 3 | 20 | 9 | 1 | 1
|  | 3 | 20 | 10 | 1 | 1
|  | 3 | 20 | 11 | 1 | 1
|  | 3 | 20 | 12 | 1 | 1
|  | 3 | 20 | 13 | 1 | 1
|  | 3 | 20 | 14 | 1 | 1
|  | 3 | 20 | 15 | 1 | 1
|  | 3 | 20 | 16 | 1 | 1
|  | 3 | 20 | 17 | 1 | 1
|  | 3 | 20 | 18 | 1 | 1
|  | 3 | 20 | 19 | 1 | 1
|  | 3 | 20 | 20 | 1 | 1
|  | 3 | 20 | 21 | 1 | 1
|  | 3 | 20 | 22 | 1 | 1
|  | 3 | 20 | 23 | 1 | 1
|  | 3 | 20 | 24 | 1 | 1
|  | 3 | 21 | 1 | 1 | 1
|  | 3 | 21 | 2 | 1 | 1
|  | 3 | 21 | 3 | 1 | 1
|  | 3 | 21 | 4 | 1 | 1
|  | 3 | 21 | 5 | 1 | 1
|  | 3 | 21 | 6 | 1 | 1
|  | 3 | 21 | 7 | 1 | 1
|  | 3 | 21 | 8 | 1 | 1
|  | 3 | 21 | 9 | 1 | 1
|  | 3 | 21 | 10 | 1 | 1
|  | 3 | 21 | 11 | 1 | 1
|  | 3 | 21 | 12 | 1 | 1
|  | 3 | 21 | 13 | 1 | 1
|  | 3 | 21 | 14 | 1 | 1
|  | 3 | 21 | 15 | 1 | 1
|  | 3 | 21 | 16 | 1 | 1
|  | 3 | 21 | 17 | 1 | 1
|  | 3 | 21 | 18 | 1 | 1
|  | 3 | 21 | 19 | 1 | 1
|  | 3 | 21 | 20 | 1 | 1
|  | 3 | 21 | 21 | 1 | 1
|  | 3 | 21 | 22 | 1 | 1
|  | 3 | 21 | 23 | 1 | 1
|  | 3 | 21 | 24 | 1 | 1
|  | 3 | 22 | 1 | 1 | 1
|  | 3 | 22 | 2 | 1 | 1
|  | 3 | 22 | 3 | 1 | 1
|  | 3 | 22 | 4 | 1 | 1
|  | 3 | 22 | 5 | 1 | 1
|  | 3 | 22 | 6 | 1 | 1
|  | 3 | 22 | 7 | 1 | 1
|  | 3 | 22 | 8 | 1 | 1
|  | 3 | 22 | 9 | 1 | 1
|  | 3 | 22 | 10 | 1 | 1
|  | 3 | 22 | 11 | 1 | 1
|  | 3 | 22 | 12 | 1 | 1
|  | 3 | 22 | 13 | 1 | 1
|  | 3 | 22 | 14 | 1 | 1
|  | 3 | 22 | 15 | 1 | 1
|  | 3 | 22 | 16 | 1 | 1
|  | 3 | 22 | 17 | 1 | 1
|  | 3 | 22 | 18 | 1 | 1
|  | 3 | 22 | 19 | 1 | 1
|  | 3 | 22 | 20 | 1 | 1
|  | 3 | 22 | 21 | 1 | 1
|  | 3 | 22 | 22 | 1 | 1
|  | 3 | 22 | 23 | 1 | 1
|  | 3 | 22 | 24 | 1 | 1
|  | 3 | 23 | 1 | 1 | 1
|  | 3 | 23 | 2 | 1 | 1
|  | 3 | 23 | 3 | 1 | 1
|  | 3 | 23 | 4 | 1 | 1
|  | 3 | 23 | 5 | 1 | 1
|  | 3 | 23 | 6 | 1 | 1
|  | 3 | 23 | 7 | 1 | 1
|  | 3 | 23 | 8 | 1 | 1
|  | 3 | 23 | 9 | 1 | 1
|  | 3 | 23 | 10 | 1 | 1
|  | 3 | 23 | 11 | 1 | 1
|  | 3 | 23 | 12 | 1 | 1
|  | 3 | 23 | 13 | 1 | 1
|  | 3 | 23 | 14 | 1 | 1
|  | 3 | 23 | 15 | 1 | 1
|  | 3 | 23 | 16 | 1 | 1
|  | 3 | 23 | 17 | 1 | 1
|  | 3 | 23 | 18 | 1 | 1
|  | 3 | 23 | 19 | 1 | 1
|  | 3 | 23 | 20 | 1 | 1
|  | 3 | 23 | 21 | 1 | 1
|  | 3 | 23 | 22 | 1 | 1
|  | 3 | 23 | 23 | 1 | 1
|  | 3 | 23 | 24 | 1 | 1
|  | 3 | 24 | 1 | 1 | 1
|  | 3 | 24 | 2 | 1 | 1
|  | 3 | 24 | 3 | 1 | 1
|  | 3 | 24 | 4 | 1 | 1
|  | 3 | 24 | 5 | 1 | 1
|  | 3 | 24 | 6 | 1 | 1
|  | 3 | 24 | 7 | 1 | 1
|  | 3 | 24 | 8 | 1 | 1
|  | 3 | 24 | 9 | 1 | 1
|  | 3 | 24 | 10 | 1 | 1
|  | 3 | 24 | 11 | 1 | 1
|  | 3 | 24 | 12 | 1 | 1
|  | 3 | 24 | 13 | 1 | 1
|  | 3 | 24 | 14 | 1 | 1
|  | 3 | 24 | 15 | 1 | 1
|  | 3 | 24 | 16 | 1 | 1
|  | 3 | 24 | 17 | 1 | 1
|  | 3 | 24 | 18 | 1 | 1
|  | 3 | 24 | 19 | 1 | 1
|  | 3 | 24 | 20 | 1 | 1
|  | 3 | 24 | 21 | 1 | 1
|  | 3 | 24 | 22 | 1 | 1
|  | 3 | 24 | 23 | 1 | 1
|  | 3 | 24 | 24 | 1 | 1
|  | 3 | 25 | 1 | 0 | 1
|  | 3 | 25 | 2 | 0 | 1
|  | 3 | 25 | 3 | 0 | 1
|  | 3 | 25 | 4 | 0 | 1
|  | 3 | 25 | 5 | 0 | 1
|  | 3 | 25 | 6 | 0 | 1
|  | 3 | 25 | 7 | 0 | 1
|  | 3 | 25 | 8 | 0 | 1
|  | 3 | 25 | 9 | 0 | 1
|  | 3 | 25 | 10 | 0 | 1
|  | 3 | 25 | 11 | 0 | 1
|  | 3 | 25 | 12 | 0 | 1
|  | 3 | 25 | 13 | 0 | 1
|  | 3 | 25 | 14 | 0 | 1
|  | 3 | 25 | 15 | 0 | 1
|  | 3 | 25 | 16 | 0 | 1
|  | 3 | 25 | 17 | 0 | 1
|  | 3 | 25 | 18 | 0 | 1
|  | 3 | 25 | 19 | 0 | 1
|  | 3 | 25 | 20 | 0 | 1
|  | 3 | 25 | 21 | 0 | 1
|  | 3 | 25 | 22 | 0 | 1
|  | 3 | 25 | 23 | 0 | 1
|  | 3 | 25 | 24 | 0 | 1
|  | 3 | 26 | 1 | 0 | 1
|  | 3 | 26 | 2 | 0 | 1
|  | 3 | 26 | 3 | 0 | 1
|  | 3 | 26 | 4 | 0 | 1
|  | 3 | 26 | 5 | 0 | 1
|  | 3 | 26 | 6 | 0 | 1
|  | 3 | 26 | 7 | 0 | 1
|  | 3 | 26 | 8 | 0 | 1
|  | 3 | 26 | 9 | 0 | 1
|  | 3 | 26 | 10 | 0 | 1
|  | 3 | 26 | 11 | 0 | 1
|  | 3 | 26 | 12 | 0 | 1
|  | 3 | 26 | 13 | 0 | 1
|  | 3 | 26 | 14 | 0 | 1
|  | 3 | 26 | 15 | 0 | 1
|  | 3 | 26 | 16 | 0 | 1
|  | 3 | 26 | 17 | 0 | 1
|  | 3 | 26 | 18 | 0 | 1
|  | 3 | 26 | 19 | 0 | 1
|  | 3 | 26 | 20 | 0 | 1
|  | 3 | 26 | 21 | 0 | 1
|  | 3 | 26 | 22 | 0 | 1
|  | 3 | 26 | 23 | 0 | 1
|  | 3 | 26 | 24 | 0 | 1
|  | 3 | 27 | 1 | 1 | 1
|  | 3 | 27 | 2 | 1 | 1
|  | 3 | 27 | 3 | 1 | 1
|  | 3 | 27 | 4 | 1 | 1
|  | 3 | 27 | 5 | 1 | 1
|  | 3 | 27 | 6 | 1 | 1
|  | 3 | 27 | 7 | 1 | 1
|  | 3 | 27 | 8 | 1 | 1
|  | 3 | 27 | 9 | 1 | 1
|  | 3 | 27 | 10 | 1 | 1
|  | 3 | 27 | 11 | 1 | 1
|  | 3 | 27 | 12 | 1 | 1
|  | 3 | 27 | 13 | 1 | 1
|  | 3 | 27 | 14 | 1 | 1
|  | 3 | 27 | 15 | 1 | 1
|  | 3 | 27 | 16 | 1 | 1
|  | 3 | 27 | 17 | 1 | 1
|  | 3 | 27 | 18 | 1 | 1
|  | 3 | 27 | 19 | 1 | 1
|  | 3 | 27 | 20 | 1 | 1
|  | 3 | 27 | 21 | 1 | 1
|  | 3 | 27 | 22 | 1 | 1
|  | 3 | 27 | 23 | 1 | 1
|  | 3 | 27 | 24 | 1 | 1
|  | 3 | 28 | 1 | 1 | 1
|  | 3 | 28 | 2 | 1 | 1
|  | 3 | 28 | 3 | 1 | 1
|  | 3 | 28 | 4 | 1 | 1
|  | 3 | 28 | 5 | 1 | 1
|  | 3 | 28 | 6 | 1 | 1
|  | 3 | 28 | 7 | 1 | 1
|  | 3 | 28 | 8 | 1 | 1
|  | 3 | 28 | 9 | 1 | 1
|  | 3 | 28 | 10 | 1 | 1
|  | 3 | 28 | 11 | 1 | 1
|  | 3 | 28 | 12 | 1 | 1
|  | 3 | 28 | 13 | 1 | 1
|  | 3 | 28 | 14 | 1 | 1
|  | 3 | 28 | 15 | 1 | 1
|  | 3 | 28 | 16 | 1 | 1
|  | 3 | 28 | 17 | 1 | 1
|  | 3 | 28 | 18 | 1 | 1
|  | 3 | 28 | 19 | 1 | 1
|  | 3 | 28 | 20 | 1 | 1
|  | 3 | 28 | 21 | 1 | 1
|  | 3 | 28 | 22 | 1 | 1
|  | 3 | 28 | 23 | 1 | 1
|  | 3 | 28 | 24 | 1 | 1
|  | 3 | 29 | 1 | 1 | 1
|  | 3 | 29 | 2 | 1 | 1
|  | 3 | 29 | 3 | 1 | 1
|  | 3 | 29 | 4 | 1 | 1
|  | 3 | 29 | 5 | 1 | 1
|  | 3 | 29 | 6 | 1 | 1
|  | 3 | 29 | 7 | 1 | 1
|  | 3 | 29 | 8 | 1 | 1
|  | 3 | 29 | 9 | 1 | 1
|  | 3 | 29 | 10 | 1 | 1
|  | 3 | 29 | 11 | 1 | 1
|  | 3 | 29 | 12 | 1 | 1
|  | 3 | 29 | 13 | 1 | 1
|  | 3 | 29 | 14 | 1 | 1
|  | 3 | 29 | 15 | 1 | 1
|  | 3 | 29 | 16 | 1 | 1
|  | 3 | 29 | 17 | 1 | 1
|  | 3 | 29 | 18 | 1 | 1
|  | 3 | 29 | 19 | 1 | 1
|  | 3 | 29 | 20 | 1 | 1
|  | 3 | 29 | 21 | 1 | 1
|  | 3 | 29 | 22 | 1 | 1
|  | 3 | 29 | 23 | 1 | 1
|  | 3 | 29 | 24 | 1 | 1
|  | 3 | 30 | 1 | 1 | 1
|  | 3 | 30 | 2 | 1 | 1
|  | 3 | 30 | 3 | 1 | 1
|  | 3 | 30 | 4 | 1 | 1
|  | 3 | 30 | 5 | 1 | 1
|  | 3 | 30 | 6 | 1 | 1
|  | 3 | 30 | 7 | 1 | 1
|  | 3 | 30 | 8 | 1 | 1
|  | 3 | 30 | 9 | 1 | 1
|  | 3 | 30 | 10 | 1 | 1
|  | 3 | 30 | 11 | 1 | 1
|  | 3 | 30 | 12 | 1 | 1
|  | 3 | 30 | 13 | 1 | 1
|  | 3 | 30 | 14 | 1 | 1
|  | 3 | 30 | 15 | 1 | 1
|  | 3 | 30 | 16 | 1 | 1
|  | 3 | 30 | 17 | 1 | 1
|  | 3 | 30 | 18 | 1 | 1
|  | 3 | 30 | 19 | 1 | 1
|  | 3 | 30 | 20 | 1 | 1
|  | 3 | 30 | 21 | 1 | 1
|  | 3 | 30 | 22 | 1 | 1
|  | 3 | 30 | 23 | 1 | 1
|  | 3 | 30 | 24 | 1 | 1
|  | 3 | 31 | 1 | 1 | 1
|  | 3 | 31 | 2 | 1 | 1
|  | 3 | 31 | 3 | 1 | 1
|  | 3 | 31 | 4 | 1 | 1
|  | 3 | 31 | 5 | 1 | 1
|  | 3 | 31 | 6 | 1 | 1
|  | 3 | 31 | 7 | 1 | 1
|  | 3 | 31 | 8 | 1 | 1
|  | 3 | 31 | 9 | 1 | 1
|  | 3 | 31 | 10 | 1 | 1
|  | 3 | 31 | 11 | 1 | 1
|  | 3 | 31 | 12 | 1 | 1
|  | 3 | 31 | 13 | 1 | 1
|  | 3 | 31 | 14 | 1 | 1
|  | 3 | 31 | 15 | 1 | 1
|  | 3 | 31 | 16 | 1 | 1
|  | 3 | 31 | 17 | 1 | 1
|  | 3 | 31 | 18 | 1 | 1
|  | 3 | 31 | 19 | 1 | 1
|  | 3 | 31 | 20 | 1 | 1
|  | 3 | 31 | 21 | 1 | 1
|  | 3 | 31 | 22 | 1 | 1
|  | 3 | 31 | 23 | 1 | 1
|  | 3 | 31 | 24 | 1 | 1
|  | 4 | 1 | 1 | 0 | 1
|  | 4 | 1 | 2 | 0 | 1
|  | 4 | 1 | 3 | 0 | 1
|  | 4 | 1 | 4 | 0 | 1
|  | 4 | 1 | 5 | 0 | 1
|  | 4 | 1 | 6 | 0 | 1
|  | 4 | 1 | 7 | 0 | 1
|  | 4 | 1 | 8 | 0 | 1
|  | 4 | 1 | 9 | 0 | 1
|  | 4 | 1 | 10 | 0 | 1
|  | 4 | 1 | 11 | 0 | 1
|  | 4 | 1 | 12 | 0 | 1
|  | 4 | 1 | 13 | 0 | 1
|  | 4 | 1 | 14 | 0 | 1
|  | 4 | 1 | 15 | 0 | 1
|  | 4 | 1 | 16 | 0 | 1
|  | 4 | 1 | 17 | 0 | 1
|  | 4 | 1 | 18 | 0 | 1
|  | 4 | 1 | 19 | 0 | 1
|  | 4 | 1 | 20 | 0 | 1
|  | 4 | 1 | 21 | 0 | 1
|  | 4 | 1 | 22 | 0 | 1
|  | 4 | 1 | 23 | 0 | 1
|  | 4 | 1 | 24 | 0 | 1
|  | 4 | 2 | 1 | 0 | 1
|  | 4 | 2 | 2 | 0 | 1
|  | 4 | 2 | 3 | 0 | 1
|  | 4 | 2 | 4 | 0 | 1
|  | 4 | 2 | 5 | 0 | 1
|  | 4 | 2 | 6 | 0 | 1
|  | 4 | 2 | 7 | 0 | 1
|  | 4 | 2 | 8 | 0 | 1
|  | 4 | 2 | 9 | 0 | 1
|  | 4 | 2 | 10 | 0 | 1
|  | 4 | 2 | 11 | 0 | 1
|  | 4 | 2 | 12 | 0 | 1
|  | 4 | 2 | 13 | 0 | 1
|  | 4 | 2 | 14 | 0 | 1
|  | 4 | 2 | 15 | 0 | 1
|  | 4 | 2 | 16 | 0 | 1
|  | 4 | 2 | 17 | 0 | 1
|  | 4 | 2 | 18 | 0 | 1
|  | 4 | 2 | 19 | 0 | 1
|  | 4 | 2 | 20 | 0 | 1
|  | 4 | 2 | 21 | 0 | 1
|  | 4 | 2 | 22 | 0 | 1
|  | 4 | 2 | 23 | 0 | 1
|  | 4 | 2 | 24 | 0 | 1
|  | 4 | 3 | 1 | 1 | 1
|  | 4 | 3 | 2 | 1 | 1
|  | 4 | 3 | 3 | 1 | 1
|  | 4 | 3 | 4 | 1 | 1
|  | 4 | 3 | 5 | 1 | 1
|  | 4 | 3 | 6 | 1 | 1
|  | 4 | 3 | 7 | 1 | 1
|  | 4 | 3 | 8 | 1 | 1
|  | 4 | 3 | 9 | 1 | 1
|  | 4 | 3 | 10 | 1 | 1
|  | 4 | 3 | 11 | 1 | 1
|  | 4 | 3 | 12 | 1 | 1
|  | 4 | 3 | 13 | 1 | 1
|  | 4 | 3 | 14 | 1 | 1
|  | 4 | 3 | 15 | 1 | 1
|  | 4 | 3 | 16 | 1 | 1
|  | 4 | 3 | 17 | 1 | 1
|  | 4 | 3 | 18 | 1 | 1
|  | 4 | 3 | 19 | 1 | 1
|  | 4 | 3 | 20 | 1 | 1
|  | 4 | 3 | 21 | 1 | 1
|  | 4 | 3 | 22 | 1 | 1
|  | 4 | 3 | 23 | 1 | 1
|  | 4 | 3 | 24 | 1 | 1
|  | 4 | 4 | 1 | 1 | 1
|  | 4 | 4 | 2 | 1 | 1
|  | 4 | 4 | 3 | 1 | 1
|  | 4 | 4 | 4 | 1 | 1
|  | 4 | 4 | 5 | 1 | 1
|  | 4 | 4 | 6 | 1 | 1
|  | 4 | 4 | 7 | 1 | 1
|  | 4 | 4 | 8 | 1 | 1
|  | 4 | 4 | 9 | 1 | 1
|  | 4 | 4 | 10 | 1 | 1
|  | 4 | 4 | 11 | 1 | 1
|  | 4 | 4 | 12 | 1 | 1
|  | 4 | 4 | 13 | 1 | 1
|  | 4 | 4 | 14 | 1 | 1
|  | 4 | 4 | 15 | 1 | 1
|  | 4 | 4 | 16 | 1 | 1
|  | 4 | 4 | 17 | 1 | 1
|  | 4 | 4 | 18 | 1 | 1
|  | 4 | 4 | 19 | 1 | 1
|  | 4 | 4 | 20 | 1 | 1
|  | 4 | 4 | 21 | 1 | 1
|  | 4 | 4 | 22 | 1 | 1
|  | 4 | 4 | 23 | 1 | 1
|  | 4 | 4 | 24 | 1 | 1
|  | 4 | 5 | 1 | 1 | 1
|  | 4 | 5 | 2 | 1 | 1
|  | 4 | 5 | 3 | 1 | 1
|  | 4 | 5 | 4 | 1 | 1
|  | 4 | 5 | 5 | 1 | 1
|  | 4 | 5 | 6 | 1 | 1
|  | 4 | 5 | 7 | 1 | 1
|  | 4 | 5 | 8 | 1 | 1
|  | 4 | 5 | 9 | 1 | 1
|  | 4 | 5 | 10 | 1 | 1
|  | 4 | 5 | 11 | 1 | 1
|  | 4 | 5 | 12 | 1 | 1
|  | 4 | 5 | 13 | 1 | 1
|  | 4 | 5 | 14 | 1 | 1
|  | 4 | 5 | 15 | 1 | 1
|  | 4 | 5 | 16 | 1 | 1
|  | 4 | 5 | 17 | 1 | 1
|  | 4 | 5 | 18 | 1 | 1
|  | 4 | 5 | 19 | 1 | 1
|  | 4 | 5 | 20 | 1 | 1
|  | 4 | 5 | 21 | 1 | 1
|  | 4 | 5 | 22 | 1 | 1
|  | 4 | 5 | 23 | 1 | 1
|  | 4 | 5 | 24 | 1 | 1
|  | 4 | 6 | 1 | 1 | 1
|  | 4 | 6 | 2 | 1 | 1
|  | 4 | 6 | 3 | 1 | 1
|  | 4 | 6 | 4 | 1 | 1
|  | 4 | 6 | 5 | 1 | 1
|  | 4 | 6 | 6 | 1 | 1
|  | 4 | 6 | 7 | 1 | 1
|  | 4 | 6 | 8 | 1 | 1
|  | 4 | 6 | 9 | 1 | 1
|  | 4 | 6 | 10 | 1 | 1
|  | 4 | 6 | 11 | 1 | 1
|  | 4 | 6 | 12 | 1 | 1
|  | 4 | 6 | 13 | 1 | 1
|  | 4 | 6 | 14 | 1 | 1
|  | 4 | 6 | 15 | 1 | 1
|  | 4 | 6 | 16 | 1 | 1
|  | 4 | 6 | 17 | 1 | 1
|  | 4 | 6 | 18 | 1 | 1
|  | 4 | 6 | 19 | 1 | 1
|  | 4 | 6 | 20 | 1 | 1
|  | 4 | 6 | 21 | 1 | 1
|  | 4 | 6 | 22 | 1 | 1
|  | 4 | 6 | 23 | 1 | 1
|  | 4 | 6 | 24 | 1 | 1
|  | 4 | 7 | 1 | 1 | 1
|  | 4 | 7 | 2 | 1 | 1
|  | 4 | 7 | 3 | 1 | 1
|  | 4 | 7 | 4 | 1 | 1
|  | 4 | 7 | 5 | 1 | 1
|  | 4 | 7 | 6 | 1 | 1
|  | 4 | 7 | 7 | 1 | 1
|  | 4 | 7 | 8 | 1 | 1
|  | 4 | 7 | 9 | 1 | 1
|  | 4 | 7 | 10 | 1 | 1
|  | 4 | 7 | 11 | 1 | 1
|  | 4 | 7 | 12 | 1 | 1
|  | 4 | 7 | 13 | 1 | 1
|  | 4 | 7 | 14 | 1 | 1
|  | 4 | 7 | 15 | 1 | 1
|  | 4 | 7 | 16 | 1 | 1
|  | 4 | 7 | 17 | 1 | 1
|  | 4 | 7 | 18 | 1 | 1
|  | 4 | 7 | 19 | 1 | 1
|  | 4 | 7 | 20 | 1 | 1
|  | 4 | 7 | 21 | 1 | 1
|  | 4 | 7 | 22 | 1 | 1
|  | 4 | 7 | 23 | 1 | 1
|  | 4 | 7 | 24 | 1 | 1
|  | 4 | 8 | 1 | 0 | 1
|  | 4 | 8 | 2 | 0 | 1
|  | 4 | 8 | 3 | 0 | 1
|  | 4 | 8 | 4 | 0 | 1
|  | 4 | 8 | 5 | 0 | 1
|  | 4 | 8 | 6 | 0 | 1
|  | 4 | 8 | 7 | 0 | 1
|  | 4 | 8 | 8 | 0 | 1
|  | 4 | 8 | 9 | 0 | 1
|  | 4 | 8 | 10 | 0 | 1
|  | 4 | 8 | 11 | 0 | 1
|  | 4 | 8 | 12 | 0 | 1
|  | 4 | 8 | 13 | 0 | 1
|  | 4 | 8 | 14 | 0 | 1
|  | 4 | 8 | 15 | 0 | 1
|  | 4 | 8 | 16 | 0 | 1
|  | 4 | 8 | 17 | 0 | 1
|  | 4 | 8 | 18 | 0 | 1
|  | 4 | 8 | 19 | 0 | 1
|  | 4 | 8 | 20 | 0 | 1
|  | 4 | 8 | 21 | 0 | 1
|  | 4 | 8 | 22 | 0 | 1
|  | 4 | 8 | 23 | 0 | 1
|  | 4 | 8 | 24 | 0 | 1
|  | 4 | 9 | 1 | 0 | 1
|  | 4 | 9 | 2 | 0 | 1
|  | 4 | 9 | 3 | 0 | 1
|  | 4 | 9 | 4 | 0 | 1
|  | 4 | 9 | 5 | 0 | 1
|  | 4 | 9 | 6 | 0 | 1
|  | 4 | 9 | 7 | 0 | 1
|  | 4 | 9 | 8 | 0 | 1
|  | 4 | 9 | 9 | 0 | 1
|  | 4 | 9 | 10 | 0 | 1
|  | 4 | 9 | 11 | 0 | 1
|  | 4 | 9 | 12 | 0 | 1
|  | 4 | 9 | 13 | 0 | 1
|  | 4 | 9 | 14 | 0 | 1
|  | 4 | 9 | 15 | 0 | 1
|  | 4 | 9 | 16 | 0 | 1
|  | 4 | 9 | 17 | 0 | 1
|  | 4 | 9 | 18 | 0 | 1
|  | 4 | 9 | 19 | 0 | 1
|  | 4 | 9 | 20 | 0 | 1
|  | 4 | 9 | 21 | 0 | 1
|  | 4 | 9 | 22 | 0 | 1
|  | 4 | 9 | 23 | 0 | 1
|  | 4 | 9 | 24 | 0 | 1
|  | 4 | 10 | 1 | 1 | 1
|  | 4 | 10 | 2 | 1 | 1
|  | 4 | 10 | 3 | 1 | 1
|  | 4 | 10 | 4 | 1 | 1
|  | 4 | 10 | 5 | 1 | 1
|  | 4 | 10 | 6 | 1 | 1
|  | 4 | 10 | 7 | 1 | 1
|  | 4 | 10 | 8 | 1 | 1
|  | 4 | 10 | 9 | 1 | 1
|  | 4 | 10 | 10 | 1 | 1
|  | 4 | 10 | 11 | 1 | 1
|  | 4 | 10 | 12 | 1 | 1
|  | 4 | 10 | 13 | 1 | 1
|  | 4 | 10 | 14 | 1 | 1
|  | 4 | 10 | 15 | 1 | 1
|  | 4 | 10 | 16 | 1 | 1
|  | 4 | 10 | 17 | 1 | 1
|  | 4 | 10 | 18 | 1 | 1
|  | 4 | 10 | 19 | 1 | 1
|  | 4 | 10 | 20 | 1 | 1
|  | 4 | 10 | 21 | 1 | 1
|  | 4 | 10 | 22 | 1 | 1
|  | 4 | 10 | 23 | 1 | 1
|  | 4 | 10 | 24 | 1 | 1
|  | 4 | 11 | 1 | 1 | 1
|  | 4 | 11 | 2 | 1 | 1
|  | 4 | 11 | 3 | 1 | 1
|  | 4 | 11 | 4 | 1 | 1
|  | 4 | 11 | 5 | 1 | 1
|  | 4 | 11 | 6 | 1 | 1
|  | 4 | 11 | 7 | 1 | 1
|  | 4 | 11 | 8 | 1 | 1
|  | 4 | 11 | 9 | 1 | 1
|  | 4 | 11 | 10 | 1 | 1
|  | 4 | 11 | 11 | 1 | 1
|  | 4 | 11 | 12 | 1 | 1
|  | 4 | 11 | 13 | 1 | 1
|  | 4 | 11 | 14 | 1 | 1
|  | 4 | 11 | 15 | 1 | 1
|  | 4 | 11 | 16 | 1 | 1
|  | 4 | 11 | 17 | 1 | 1
|  | 4 | 11 | 18 | 1 | 1
|  | 4 | 11 | 19 | 1 | 1
|  | 4 | 11 | 20 | 1 | 1
|  | 4 | 11 | 21 | 1 | 1
|  | 4 | 11 | 22 | 1 | 1
|  | 4 | 11 | 23 | 1 | 1
|  | 4 | 11 | 24 | 1 | 1
|  | 4 | 12 | 1 | 1 | 1
|  | 4 | 12 | 2 | 1 | 1
|  | 4 | 12 | 3 | 1 | 1
|  | 4 | 12 | 4 | 1 | 1
|  | 4 | 12 | 5 | 1 | 1
|  | 4 | 12 | 6 | 1 | 1
|  | 4 | 12 | 7 | 1 | 1
|  | 4 | 12 | 8 | 1 | 1
|  | 4 | 12 | 9 | 1 | 1
|  | 4 | 12 | 10 | 1 | 1
|  | 4 | 12 | 11 | 1 | 1
|  | 4 | 12 | 12 | 1 | 1
|  | 4 | 12 | 13 | 1 | 1
|  | 4 | 12 | 14 | 1 | 1
|  | 4 | 12 | 15 | 1 | 1
|  | 4 | 12 | 16 | 1 | 1
|  | 4 | 12 | 17 | 1 | 1
|  | 4 | 12 | 18 | 1 | 1
|  | 4 | 12 | 19 | 1 | 1
|  | 4 | 12 | 20 | 1 | 1
|  | 4 | 12 | 21 | 1 | 1
|  | 4 | 12 | 22 | 1 | 1
|  | 4 | 12 | 23 | 1 | 1
|  | 4 | 12 | 24 | 1 | 1
|  | 4 | 13 | 1 | 1 | 1
|  | 4 | 13 | 2 | 1 | 1
|  | 4 | 13 | 3 | 1 | 1
|  | 4 | 13 | 4 | 1 | 1
|  | 4 | 13 | 5 | 1 | 1
|  | 4 | 13 | 6 | 1 | 1
|  | 4 | 13 | 7 | 1 | 1
|  | 4 | 13 | 8 | 1 | 1
|  | 4 | 13 | 9 | 1 | 1
|  | 4 | 13 | 10 | 1 | 1
|  | 4 | 13 | 11 | 1 | 1
|  | 4 | 13 | 12 | 1 | 1
|  | 4 | 13 | 13 | 1 | 1
|  | 4 | 13 | 14 | 1 | 1
|  | 4 | 13 | 15 | 1 | 1
|  | 4 | 13 | 16 | 1 | 1
|  | 4 | 13 | 17 | 1 | 1
|  | 4 | 13 | 18 | 1 | 1
|  | 4 | 13 | 19 | 1 | 1
|  | 4 | 13 | 20 | 1 | 1
|  | 4 | 13 | 21 | 1 | 1
|  | 4 | 13 | 22 | 1 | 1
|  | 4 | 13 | 23 | 1 | 1
|  | 4 | 13 | 24 | 1 | 1
|  | 4 | 14 | 1 | 1 | 1
|  | 4 | 14 | 2 | 1 | 1
|  | 4 | 14 | 3 | 1 | 1
|  | 4 | 14 | 4 | 1 | 1
|  | 4 | 14 | 5 | 1 | 1
|  | 4 | 14 | 6 | 1 | 1
|  | 4 | 14 | 7 | 1 | 1
|  | 4 | 14 | 8 | 1 | 1
|  | 4 | 14 | 9 | 1 | 1
|  | 4 | 14 | 10 | 1 | 1
|  | 4 | 14 | 11 | 1 | 1
|  | 4 | 14 | 12 | 1 | 1
|  | 4 | 14 | 13 | 1 | 1
|  | 4 | 14 | 14 | 1 | 1
|  | 4 | 14 | 15 | 1 | 1
|  | 4 | 14 | 16 | 1 | 1
|  | 4 | 14 | 17 | 1 | 1
|  | 4 | 14 | 18 | 1 | 1
|  | 4 | 14 | 19 | 1 | 1
|  | 4 | 14 | 20 | 1 | 1
|  | 4 | 14 | 21 | 1 | 1
|  | 4 | 14 | 22 | 1 | 1
|  | 4 | 14 | 23 | 1 | 1
|  | 4 | 14 | 24 | 1 | 1
|  | 4 | 15 | 1 | 0 | 1
|  | 4 | 15 | 2 | 0 | 1
|  | 4 | 15 | 3 | 0 | 1
|  | 4 | 15 | 4 | 0 | 1
|  | 4 | 15 | 5 | 0 | 1
|  | 4 | 15 | 6 | 0 | 1
|  | 4 | 15 | 7 | 0 | 1
|  | 4 | 15 | 8 | 0 | 1
|  | 4 | 15 | 9 | 0 | 1
|  | 4 | 15 | 10 | 0 | 1
|  | 4 | 15 | 11 | 0 | 1
|  | 4 | 15 | 12 | 0 | 1
|  | 4 | 15 | 13 | 0 | 1
|  | 4 | 15 | 14 | 0 | 1
|  | 4 | 15 | 15 | 0 | 1
|  | 4 | 15 | 16 | 0 | 1
|  | 4 | 15 | 17 | 0 | 1
|  | 4 | 15 | 18 | 0 | 1
|  | 4 | 15 | 19 | 0 | 1
|  | 4 | 15 | 20 | 0 | 1
|  | 4 | 15 | 21 | 0 | 1
|  | 4 | 15 | 22 | 0 | 1
|  | 4 | 15 | 23 | 0 | 1
|  | 4 | 15 | 24 | 0 | 1
|  | 4 | 16 | 1 | 0 | 1
|  | 4 | 16 | 2 | 0 | 1
|  | 4 | 16 | 3 | 0 | 1
|  | 4 | 16 | 4 | 0 | 1
|  | 4 | 16 | 5 | 0 | 1
|  | 4 | 16 | 6 | 0 | 1
|  | 4 | 16 | 7 | 0 | 1
|  | 4 | 16 | 8 | 0 | 1
|  | 4 | 16 | 9 | 0 | 1
|  | 4 | 16 | 10 | 0 | 1
|  | 4 | 16 | 11 | 0 | 1
|  | 4 | 16 | 12 | 0 | 1
|  | 4 | 16 | 13 | 0 | 1
|  | 4 | 16 | 14 | 0 | 1
|  | 4 | 16 | 15 | 0 | 1
|  | 4 | 16 | 16 | 0 | 1
|  | 4 | 16 | 17 | 0 | 1
|  | 4 | 16 | 18 | 0 | 1
|  | 4 | 16 | 19 | 0 | 1
|  | 4 | 16 | 20 | 0 | 1
|  | 4 | 16 | 21 | 0 | 1
|  | 4 | 16 | 22 | 0 | 1
|  | 4 | 16 | 23 | 0 | 1
|  | 4 | 16 | 24 | 0 | 1
|  | 4 | 17 | 1 | 1 | 1
|  | 4 | 17 | 2 | 1 | 1
|  | 4 | 17 | 3 | 1 | 1
|  | 4 | 17 | 4 | 1 | 1
|  | 4 | 17 | 5 | 1 | 1
|  | 4 | 17 | 6 | 1 | 1
|  | 4 | 17 | 7 | 1 | 1
|  | 4 | 17 | 8 | 1 | 1
|  | 4 | 17 | 9 | 1 | 1
|  | 4 | 17 | 10 | 1 | 1
|  | 4 | 17 | 11 | 1 | 1
|  | 4 | 17 | 12 | 1 | 1
|  | 4 | 17 | 13 | 1 | 1
|  | 4 | 17 | 14 | 1 | 1
|  | 4 | 17 | 15 | 1 | 1
|  | 4 | 17 | 16 | 1 | 1
|  | 4 | 17 | 17 | 1 | 1
|  | 4 | 17 | 18 | 1 | 1
|  | 4 | 17 | 19 | 1 | 1
|  | 4 | 17 | 20 | 1 | 1
|  | 4 | 17 | 21 | 1 | 1
|  | 4 | 17 | 22 | 1 | 1
|  | 4 | 17 | 23 | 1 | 1
|  | 4 | 17 | 24 | 1 | 1
|  | 4 | 18 | 1 | 1 | 1
|  | 4 | 18 | 2 | 1 | 1
|  | 4 | 18 | 3 | 1 | 1
|  | 4 | 18 | 4 | 1 | 1
|  | 4 | 18 | 5 | 1 | 1
|  | 4 | 18 | 6 | 1 | 1
|  | 4 | 18 | 7 | 1 | 1
|  | 4 | 18 | 8 | 1 | 1
|  | 4 | 18 | 9 | 1 | 1
|  | 4 | 18 | 10 | 1 | 1
|  | 4 | 18 | 11 | 1 | 1
|  | 4 | 18 | 12 | 1 | 1
|  | 4 | 18 | 13 | 1 | 1
|  | 4 | 18 | 14 | 1 | 1
|  | 4 | 18 | 15 | 1 | 1
|  | 4 | 18 | 16 | 1 | 1
|  | 4 | 18 | 17 | 1 | 1
|  | 4 | 18 | 18 | 1 | 1
|  | 4 | 18 | 19 | 1 | 1
|  | 4 | 18 | 20 | 1 | 1
|  | 4 | 18 | 21 | 1 | 1
|  | 4 | 18 | 22 | 1 | 1
|  | 4 | 18 | 23 | 1 | 1
|  | 4 | 18 | 24 | 1 | 1
|  | 4 | 19 | 1 | 1 | 1
|  | 4 | 19 | 2 | 1 | 1
|  | 4 | 19 | 3 | 1 | 1
|  | 4 | 19 | 4 | 1 | 1
|  | 4 | 19 | 5 | 1 | 1
|  | 4 | 19 | 6 | 1 | 1
|  | 4 | 19 | 7 | 1 | 1
|  | 4 | 19 | 8 | 1 | 1
|  | 4 | 19 | 9 | 1 | 1
|  | 4 | 19 | 10 | 1 | 1
|  | 4 | 19 | 11 | 1 | 1
|  | 4 | 19 | 12 | 1 | 1
|  | 4 | 19 | 13 | 1 | 1
|  | 4 | 19 | 14 | 1 | 1
|  | 4 | 19 | 15 | 1 | 1
|  | 4 | 19 | 16 | 1 | 1
|  | 4 | 19 | 17 | 1 | 1
|  | 4 | 19 | 18 | 1 | 1
|  | 4 | 19 | 19 | 1 | 1
|  | 4 | 19 | 20 | 1 | 1
|  | 4 | 19 | 21 | 1 | 1
|  | 4 | 19 | 22 | 1 | 1
|  | 4 | 19 | 23 | 1 | 1
|  | 4 | 19 | 24 | 1 | 1
|  | 4 | 20 | 1 | 1 | 1
|  | 4 | 20 | 2 | 1 | 1
|  | 4 | 20 | 3 | 1 | 1
|  | 4 | 20 | 4 | 1 | 1
|  | 4 | 20 | 5 | 1 | 1
|  | 4 | 20 | 6 | 1 | 1
|  | 4 | 20 | 7 | 1 | 1
|  | 4 | 20 | 8 | 1 | 1
|  | 4 | 20 | 9 | 1 | 1
|  | 4 | 20 | 10 | 1 | 1
|  | 4 | 20 | 11 | 1 | 1
|  | 4 | 20 | 12 | 1 | 1
|  | 4 | 20 | 13 | 1 | 1
|  | 4 | 20 | 14 | 1 | 1
|  | 4 | 20 | 15 | 1 | 1
|  | 4 | 20 | 16 | 1 | 1
|  | 4 | 20 | 17 | 1 | 1
|  | 4 | 20 | 18 | 1 | 1
|  | 4 | 20 | 19 | 1 | 1
|  | 4 | 20 | 20 | 1 | 1
|  | 4 | 20 | 21 | 1 | 1
|  | 4 | 20 | 22 | 1 | 1
|  | 4 | 20 | 23 | 1 | 1
|  | 4 | 20 | 24 | 1 | 1
|  | 4 | 21 | 1 | 1 | 1
|  | 4 | 21 | 2 | 1 | 1
|  | 4 | 21 | 3 | 1 | 1
|  | 4 | 21 | 4 | 1 | 1
|  | 4 | 21 | 5 | 1 | 1
|  | 4 | 21 | 6 | 1 | 1
|  | 4 | 21 | 7 | 1 | 1
|  | 4 | 21 | 8 | 1 | 1
|  | 4 | 21 | 9 | 1 | 1
|  | 4 | 21 | 10 | 1 | 1
|  | 4 | 21 | 11 | 1 | 1
|  | 4 | 21 | 12 | 1 | 1
|  | 4 | 21 | 13 | 1 | 1
|  | 4 | 21 | 14 | 1 | 1
|  | 4 | 21 | 15 | 1 | 1
|  | 4 | 21 | 16 | 1 | 1
|  | 4 | 21 | 17 | 1 | 1
|  | 4 | 21 | 18 | 1 | 1
|  | 4 | 21 | 19 | 1 | 1
|  | 4 | 21 | 20 | 1 | 1
|  | 4 | 21 | 21 | 1 | 1
|  | 4 | 21 | 22 | 1 | 1
|  | 4 | 21 | 23 | 1 | 1
|  | 4 | 21 | 24 | 1 | 1
|  | 4 | 22 | 1 | 0 | 1
|  | 4 | 22 | 2 | 0 | 1
|  | 4 | 22 | 3 | 0 | 1
|  | 4 | 22 | 4 | 0 | 1
|  | 4 | 22 | 5 | 0 | 1
|  | 4 | 22 | 6 | 0 | 1
|  | 4 | 22 | 7 | 0 | 1
|  | 4 | 22 | 8 | 0 | 1
|  | 4 | 22 | 9 | 0 | 1
|  | 4 | 22 | 10 | 0 | 1
|  | 4 | 22 | 11 | 0 | 1
|  | 4 | 22 | 12 | 0 | 1
|  | 4 | 22 | 13 | 0 | 1
|  | 4 | 22 | 14 | 0 | 1
|  | 4 | 22 | 15 | 0 | 1
|  | 4 | 22 | 16 | 0 | 1
|  | 4 | 22 | 17 | 0 | 1
|  | 4 | 22 | 18 | 0 | 1
|  | 4 | 22 | 19 | 0 | 1
|  | 4 | 22 | 20 | 0 | 1
|  | 4 | 22 | 21 | 0 | 1
|  | 4 | 22 | 22 | 0 | 1
|  | 4 | 22 | 23 | 0 | 1
|  | 4 | 22 | 24 | 0 | 1
|  | 4 | 23 | 1 | 0 | 1
|  | 4 | 23 | 2 | 0 | 1
|  | 4 | 23 | 3 | 0 | 1
|  | 4 | 23 | 4 | 0 | 1
|  | 4 | 23 | 5 | 0 | 1
|  | 4 | 23 | 6 | 0 | 1
|  | 4 | 23 | 7 | 0 | 1
|  | 4 | 23 | 8 | 0 | 1
|  | 4 | 23 | 9 | 0 | 1
|  | 4 | 23 | 10 | 0 | 1
|  | 4 | 23 | 11 | 0 | 1
|  | 4 | 23 | 12 | 0 | 1
|  | 4 | 23 | 13 | 0 | 1
|  | 4 | 23 | 14 | 0 | 1
|  | 4 | 23 | 15 | 0 | 1
|  | 4 | 23 | 16 | 0 | 1
|  | 4 | 23 | 17 | 0 | 1
|  | 4 | 23 | 18 | 0 | 1
|  | 4 | 23 | 19 | 0 | 1
|  | 4 | 23 | 20 | 0 | 1
|  | 4 | 23 | 21 | 0 | 1
|  | 4 | 23 | 22 | 0 | 1
|  | 4 | 23 | 23 | 0 | 1
|  | 4 | 23 | 24 | 0 | 1
|  | 4 | 24 | 1 | 1 | 1
|  | 4 | 24 | 2 | 1 | 1
|  | 4 | 24 | 3 | 1 | 1
|  | 4 | 24 | 4 | 1 | 1
|  | 4 | 24 | 5 | 1 | 1
|  | 4 | 24 | 6 | 1 | 1
|  | 4 | 24 | 7 | 1 | 1
|  | 4 | 24 | 8 | 1 | 1
|  | 4 | 24 | 9 | 1 | 1
|  | 4 | 24 | 10 | 1 | 1
|  | 4 | 24 | 11 | 1 | 1
|  | 4 | 24 | 12 | 1 | 1
|  | 4 | 24 | 13 | 1 | 1
|  | 4 | 24 | 14 | 1 | 1
|  | 4 | 24 | 15 | 1 | 1
|  | 4 | 24 | 16 | 1 | 1
|  | 4 | 24 | 17 | 1 | 1
|  | 4 | 24 | 18 | 1 | 1
|  | 4 | 24 | 19 | 1 | 1
|  | 4 | 24 | 20 | 1 | 1
|  | 4 | 24 | 21 | 1 | 1
|  | 4 | 24 | 22 | 1 | 1
|  | 4 | 24 | 23 | 1 | 1
|  | 4 | 24 | 24 | 1 | 1
|  | 4 | 25 | 1 | 1 | 1
|  | 4 | 25 | 2 | 1 | 1
|  | 4 | 25 | 3 | 1 | 1
|  | 4 | 25 | 4 | 1 | 1
|  | 4 | 25 | 5 | 1 | 1
|  | 4 | 25 | 6 | 1 | 1
|  | 4 | 25 | 7 | 1 | 1
|  | 4 | 25 | 8 | 1 | 1
|  | 4 | 25 | 9 | 1 | 1
|  | 4 | 25 | 10 | 1 | 1
|  | 4 | 25 | 11 | 1 | 1
|  | 4 | 25 | 12 | 1 | 1
|  | 4 | 25 | 13 | 1 | 1
|  | 4 | 25 | 14 | 1 | 1
|  | 4 | 25 | 15 | 1 | 1
|  | 4 | 25 | 16 | 1 | 1
|  | 4 | 25 | 17 | 1 | 1
|  | 4 | 25 | 18 | 1 | 1
|  | 4 | 25 | 19 | 1 | 1
|  | 4 | 25 | 20 | 1 | 1
|  | 4 | 25 | 21 | 1 | 1
|  | 4 | 25 | 22 | 1 | 1
|  | 4 | 25 | 23 | 1 | 1
|  | 4 | 25 | 24 | 1 | 1
|  | 4 | 26 | 1 | 1 | 1
|  | 4 | 26 | 2 | 1 | 1
|  | 4 | 26 | 3 | 1 | 1
|  | 4 | 26 | 4 | 1 | 1
|  | 4 | 26 | 5 | 1 | 1
|  | 4 | 26 | 6 | 1 | 1
|  | 4 | 26 | 7 | 1 | 1
|  | 4 | 26 | 8 | 1 | 1
|  | 4 | 26 | 9 | 1 | 1
|  | 4 | 26 | 10 | 1 | 1
|  | 4 | 26 | 11 | 1 | 1
|  | 4 | 26 | 12 | 1 | 1
|  | 4 | 26 | 13 | 1 | 1
|  | 4 | 26 | 14 | 1 | 1
|  | 4 | 26 | 15 | 1 | 1
|  | 4 | 26 | 16 | 1 | 1
|  | 4 | 26 | 17 | 1 | 1
|  | 4 | 26 | 18 | 1 | 1
|  | 4 | 26 | 19 | 1 | 1
|  | 4 | 26 | 20 | 1 | 1
|  | 4 | 26 | 21 | 1 | 1
|  | 4 | 26 | 22 | 1 | 1
|  | 4 | 26 | 23 | 1 | 1
|  | 4 | 26 | 24 | 1 | 1
|  | 4 | 27 | 1 | 1 | 1
|  | 4 | 27 | 2 | 1 | 1
|  | 4 | 27 | 3 | 1 | 1
|  | 4 | 27 | 4 | 1 | 1
|  | 4 | 27 | 5 | 1 | 1
|  | 4 | 27 | 6 | 1 | 1
|  | 4 | 27 | 7 | 1 | 1
|  | 4 | 27 | 8 | 1 | 1
|  | 4 | 27 | 9 | 1 | 1
|  | 4 | 27 | 10 | 1 | 1
|  | 4 | 27 | 11 | 1 | 1
|  | 4 | 27 | 12 | 1 | 1
|  | 4 | 27 | 13 | 1 | 1
|  | 4 | 27 | 14 | 1 | 1
|  | 4 | 27 | 15 | 1 | 1
|  | 4 | 27 | 16 | 1 | 1
|  | 4 | 27 | 17 | 1 | 1
|  | 4 | 27 | 18 | 1 | 1
|  | 4 | 27 | 19 | 1 | 1
|  | 4 | 27 | 20 | 1 | 1
|  | 4 | 27 | 21 | 1 | 1
|  | 4 | 27 | 22 | 1 | 1
|  | 4 | 27 | 23 | 1 | 1
|  | 4 | 27 | 24 | 1 | 1
|  | 4 | 28 | 1 | 1 | 1
|  | 4 | 28 | 2 | 1 | 1
|  | 4 | 28 | 3 | 1 | 1
|  | 4 | 28 | 4 | 1 | 1
|  | 4 | 28 | 5 | 1 | 1
|  | 4 | 28 | 6 | 1 | 1
|  | 4 | 28 | 7 | 1 | 1
|  | 4 | 28 | 8 | 1 | 1
|  | 4 | 28 | 9 | 1 | 1
|  | 4 | 28 | 10 | 1 | 1
|  | 4 | 28 | 11 | 1 | 1
|  | 4 | 28 | 12 | 1 | 1
|  | 4 | 28 | 13 | 1 | 1
|  | 4 | 28 | 14 | 1 | 1
|  | 4 | 28 | 15 | 1 | 1
|  | 4 | 28 | 16 | 1 | 1
|  | 4 | 28 | 17 | 1 | 1
|  | 4 | 28 | 18 | 1 | 1
|  | 4 | 28 | 19 | 1 | 1
|  | 4 | 28 | 20 | 1 | 1
|  | 4 | 28 | 21 | 1 | 1
|  | 4 | 28 | 22 | 1 | 1
|  | 4 | 28 | 23 | 1 | 1
|  | 4 | 28 | 24 | 1 | 1
|  | 4 | 29 | 1 | 0 | 1
|  | 4 | 29 | 2 | 0 | 1
|  | 4 | 29 | 3 | 0 | 1
|  | 4 | 29 | 4 | 0 | 1
|  | 4 | 29 | 5 | 0 | 1
|  | 4 | 29 | 6 | 0 | 1
|  | 4 | 29 | 7 | 0 | 1
|  | 4 | 29 | 8 | 0 | 1
|  | 4 | 29 | 9 | 0 | 1
|  | 4 | 29 | 10 | 0 | 1
|  | 4 | 29 | 11 | 0 | 1
|  | 4 | 29 | 12 | 0 | 1
|  | 4 | 29 | 13 | 0 | 1
|  | 4 | 29 | 14 | 0 | 1
|  | 4 | 29 | 15 | 0 | 1
|  | 4 | 29 | 16 | 0 | 1
|  | 4 | 29 | 17 | 0 | 1
|  | 4 | 29 | 18 | 0 | 1
|  | 4 | 29 | 19 | 0 | 1
|  | 4 | 29 | 20 | 0 | 1
|  | 4 | 29 | 21 | 0 | 1
|  | 4 | 29 | 22 | 0 | 1
|  | 4 | 29 | 23 | 0 | 1
|  | 4 | 29 | 24 | 0 | 1
|  | 4 | 30 | 1 | 0 | 1
|  | 4 | 30 | 2 | 0 | 1
|  | 4 | 30 | 3 | 0 | 1
|  | 4 | 30 | 4 | 0 | 1
|  | 4 | 30 | 5 | 0 | 1
|  | 4 | 30 | 6 | 0 | 1
|  | 4 | 30 | 7 | 0 | 1
|  | 4 | 30 | 8 | 0 | 1
|  | 4 | 30 | 9 | 0 | 1
|  | 4 | 30 | 10 | 0 | 1
|  | 4 | 30 | 11 | 0 | 1
|  | 4 | 30 | 12 | 0 | 1
|  | 4 | 30 | 13 | 0 | 1
|  | 4 | 30 | 14 | 0 | 1
|  | 4 | 30 | 15 | 0 | 1
|  | 4 | 30 | 16 | 0 | 1
|  | 4 | 30 | 17 | 0 | 1
|  | 4 | 30 | 18 | 0 | 1
|  | 4 | 30 | 19 | 0 | 1
|  | 4 | 30 | 20 | 0 | 1
|  | 4 | 30 | 21 | 0 | 1
|  | 4 | 30 | 22 | 0 | 1
|  | 4 | 30 | 23 | 0 | 1
|  | 4 | 30 | 24 | 0 | 1
|  | 5 | 1 | 1 | 1 | 1
|  | 5 | 1 | 2 | 1 | 1
|  | 5 | 1 | 3 | 1 | 1
|  | 5 | 1 | 4 | 1 | 1
|  | 5 | 1 | 5 | 1 | 1
|  | 5 | 1 | 6 | 1 | 1
|  | 5 | 1 | 7 | 1 | 1
|  | 5 | 1 | 8 | 1 | 1
|  | 5 | 1 | 9 | 1 | 1
|  | 5 | 1 | 10 | 1 | 1
|  | 5 | 1 | 11 | 1 | 1
|  | 5 | 1 | 12 | 1 | 1
|  | 5 | 1 | 13 | 1 | 1
|  | 5 | 1 | 14 | 1 | 1
|  | 5 | 1 | 15 | 1 | 1
|  | 5 | 1 | 16 | 1 | 1
|  | 5 | 1 | 17 | 1 | 1
|  | 5 | 1 | 18 | 1 | 1
|  | 5 | 1 | 19 | 1 | 1
|  | 5 | 1 | 20 | 1 | 1
|  | 5 | 1 | 21 | 1 | 1
|  | 5 | 1 | 22 | 1 | 1
|  | 5 | 1 | 23 | 1 | 1
|  | 5 | 1 | 24 | 1 | 1
|  | 5 | 2 | 1 | 1 | 1
|  | 5 | 2 | 2 | 1 | 1
|  | 5 | 2 | 3 | 1 | 1
|  | 5 | 2 | 4 | 1 | 1
|  | 5 | 2 | 5 | 1 | 1
|  | 5 | 2 | 6 | 1 | 1
|  | 5 | 2 | 7 | 1 | 1
|  | 5 | 2 | 8 | 1 | 1
|  | 5 | 2 | 9 | 1 | 1
|  | 5 | 2 | 10 | 1 | 1
|  | 5 | 2 | 11 | 1 | 1
|  | 5 | 2 | 12 | 1 | 1
|  | 5 | 2 | 13 | 1 | 1
|  | 5 | 2 | 14 | 1 | 1
|  | 5 | 2 | 15 | 1 | 1
|  | 5 | 2 | 16 | 1 | 1
|  | 5 | 2 | 17 | 1 | 1
|  | 5 | 2 | 18 | 1 | 1
|  | 5 | 2 | 19 | 1 | 1
|  | 5 | 2 | 20 | 1 | 1
|  | 5 | 2 | 21 | 1 | 1
|  | 5 | 2 | 22 | 1 | 1
|  | 5 | 2 | 23 | 1 | 1
|  | 5 | 2 | 24 | 1 | 1
|  | 5 | 3 | 1 | 1 | 1
|  | 5 | 3 | 2 | 1 | 1
|  | 5 | 3 | 3 | 1 | 1
|  | 5 | 3 | 4 | 1 | 1
|  | 5 | 3 | 5 | 1 | 1
|  | 5 | 3 | 6 | 1 | 1
|  | 5 | 3 | 7 | 1 | 1
|  | 5 | 3 | 8 | 1 | 1
|  | 5 | 3 | 9 | 1 | 1
|  | 5 | 3 | 10 | 1 | 1
|  | 5 | 3 | 11 | 1 | 1
|  | 5 | 3 | 12 | 1 | 1
|  | 5 | 3 | 13 | 1 | 1
|  | 5 | 3 | 14 | 1 | 1
|  | 5 | 3 | 15 | 1 | 1
|  | 5 | 3 | 16 | 1 | 1
|  | 5 | 3 | 17 | 1 | 1
|  | 5 | 3 | 18 | 1 | 1
|  | 5 | 3 | 19 | 1 | 1
|  | 5 | 3 | 20 | 1 | 1
|  | 5 | 3 | 21 | 1 | 1
|  | 5 | 3 | 22 | 1 | 1
|  | 5 | 3 | 23 | 1 | 1
|  | 5 | 3 | 24 | 1 | 1
|  | 5 | 4 | 1 | 1 | 1
|  | 5 | 4 | 2 | 1 | 1
|  | 5 | 4 | 3 | 1 | 1
|  | 5 | 4 | 4 | 1 | 1
|  | 5 | 4 | 5 | 1 | 1
|  | 5 | 4 | 6 | 1 | 1
|  | 5 | 4 | 7 | 1 | 1
|  | 5 | 4 | 8 | 1 | 1
|  | 5 | 4 | 9 | 1 | 1
|  | 5 | 4 | 10 | 1 | 1
|  | 5 | 4 | 11 | 1 | 1
|  | 5 | 4 | 12 | 1 | 1
|  | 5 | 4 | 13 | 1 | 1
|  | 5 | 4 | 14 | 1 | 1
|  | 5 | 4 | 15 | 1 | 1
|  | 5 | 4 | 16 | 1 | 1
|  | 5 | 4 | 17 | 1 | 1
|  | 5 | 4 | 18 | 1 | 1
|  | 5 | 4 | 19 | 1 | 1
|  | 5 | 4 | 20 | 1 | 1
|  | 5 | 4 | 21 | 1 | 1
|  | 5 | 4 | 22 | 1 | 1
|  | 5 | 4 | 23 | 1 | 1
|  | 5 | 4 | 24 | 1 | 1
|  | 5 | 5 | 1 | 1 | 1
|  | 5 | 5 | 2 | 1 | 1
|  | 5 | 5 | 3 | 1 | 1
|  | 5 | 5 | 4 | 1 | 1
|  | 5 | 5 | 5 | 1 | 1
|  | 5 | 5 | 6 | 1 | 1
|  | 5 | 5 | 7 | 1 | 1
|  | 5 | 5 | 8 | 1 | 1
|  | 5 | 5 | 9 | 1 | 1
|  | 5 | 5 | 10 | 1 | 1
|  | 5 | 5 | 11 | 1 | 1
|  | 5 | 5 | 12 | 1 | 1
|  | 5 | 5 | 13 | 1 | 1
|  | 5 | 5 | 14 | 1 | 1
|  | 5 | 5 | 15 | 1 | 1
|  | 5 | 5 | 16 | 1 | 1
|  | 5 | 5 | 17 | 1 | 1
|  | 5 | 5 | 18 | 1 | 1
|  | 5 | 5 | 19 | 1 | 1
|  | 5 | 5 | 20 | 1 | 1
|  | 5 | 5 | 21 | 1 | 1
|  | 5 | 5 | 22 | 1 | 1
|  | 5 | 5 | 23 | 1 | 1
|  | 5 | 5 | 24 | 1 | 1
|  | 5 | 6 | 1 | 0 | 1
|  | 5 | 6 | 2 | 0 | 1
|  | 5 | 6 | 3 | 0 | 1
|  | 5 | 6 | 4 | 0 | 1
|  | 5 | 6 | 5 | 0 | 1
|  | 5 | 6 | 6 | 0 | 1
|  | 5 | 6 | 7 | 0 | 1
|  | 5 | 6 | 8 | 0 | 1
|  | 5 | 6 | 9 | 0 | 1
|  | 5 | 6 | 10 | 0 | 1
|  | 5 | 6 | 11 | 0 | 1
|  | 5 | 6 | 12 | 0 | 1
|  | 5 | 6 | 13 | 0 | 1
|  | 5 | 6 | 14 | 0 | 1
|  | 5 | 6 | 15 | 0 | 1
|  | 5 | 6 | 16 | 0 | 1
|  | 5 | 6 | 17 | 0 | 1
|  | 5 | 6 | 18 | 0 | 1
|  | 5 | 6 | 19 | 0 | 1
|  | 5 | 6 | 20 | 0 | 1
|  | 5 | 6 | 21 | 0 | 1
|  | 5 | 6 | 22 | 0 | 1
|  | 5 | 6 | 23 | 0 | 1
|  | 5 | 6 | 24 | 0 | 1
|  | 5 | 7 | 1 | 0 | 1
|  | 5 | 7 | 2 | 0 | 1
|  | 5 | 7 | 3 | 0 | 1
|  | 5 | 7 | 4 | 0 | 1
|  | 5 | 7 | 5 | 0 | 1
|  | 5 | 7 | 6 | 0 | 1
|  | 5 | 7 | 7 | 0 | 1
|  | 5 | 7 | 8 | 0 | 1
|  | 5 | 7 | 9 | 0 | 1
|  | 5 | 7 | 10 | 0 | 1
|  | 5 | 7 | 11 | 0 | 1
|  | 5 | 7 | 12 | 0 | 1
|  | 5 | 7 | 13 | 0 | 1
|  | 5 | 7 | 14 | 0 | 1
|  | 5 | 7 | 15 | 0 | 1
|  | 5 | 7 | 16 | 0 | 1
|  | 5 | 7 | 17 | 0 | 1
|  | 5 | 7 | 18 | 0 | 1
|  | 5 | 7 | 19 | 0 | 1
|  | 5 | 7 | 20 | 0 | 1
|  | 5 | 7 | 21 | 0 | 1
|  | 5 | 7 | 22 | 0 | 1
|  | 5 | 7 | 23 | 0 | 1
|  | 5 | 7 | 24 | 0 | 1
|  | 5 | 8 | 1 | 1 | 1
|  | 5 | 8 | 2 | 1 | 1
|  | 5 | 8 | 3 | 1 | 1
|  | 5 | 8 | 4 | 1 | 1
|  | 5 | 8 | 5 | 1 | 1
|  | 5 | 8 | 6 | 1 | 1
|  | 5 | 8 | 7 | 1 | 1
|  | 5 | 8 | 8 | 1 | 1
|  | 5 | 8 | 9 | 1 | 1
|  | 5 | 8 | 10 | 1 | 1
|  | 5 | 8 | 11 | 1 | 1
|  | 5 | 8 | 12 | 1 | 1
|  | 5 | 8 | 13 | 1 | 1
|  | 5 | 8 | 14 | 1 | 1
|  | 5 | 8 | 15 | 1 | 1
|  | 5 | 8 | 16 | 1 | 1
|  | 5 | 8 | 17 | 1 | 1
|  | 5 | 8 | 18 | 1 | 1
|  | 5 | 8 | 19 | 1 | 1
|  | 5 | 8 | 20 | 1 | 1
|  | 5 | 8 | 21 | 1 | 1
|  | 5 | 8 | 22 | 1 | 1
|  | 5 | 8 | 23 | 1 | 1
|  | 5 | 8 | 24 | 1 | 1
|  | 5 | 9 | 1 | 1 | 1
|  | 5 | 9 | 2 | 1 | 1
|  | 5 | 9 | 3 | 1 | 1
|  | 5 | 9 | 4 | 1 | 1
|  | 5 | 9 | 5 | 1 | 1
|  | 5 | 9 | 6 | 1 | 1
|  | 5 | 9 | 7 | 1 | 1
|  | 5 | 9 | 8 | 1 | 1
|  | 5 | 9 | 9 | 1 | 1
|  | 5 | 9 | 10 | 1 | 1
|  | 5 | 9 | 11 | 1 | 1
|  | 5 | 9 | 12 | 1 | 1
|  | 5 | 9 | 13 | 1 | 1
|  | 5 | 9 | 14 | 1 | 1
|  | 5 | 9 | 15 | 1 | 1
|  | 5 | 9 | 16 | 1 | 1
|  | 5 | 9 | 17 | 1 | 1
|  | 5 | 9 | 18 | 1 | 1
|  | 5 | 9 | 19 | 1 | 1
|  | 5 | 9 | 20 | 1 | 1
|  | 5 | 9 | 21 | 1 | 1
|  | 5 | 9 | 22 | 1 | 1
|  | 5 | 9 | 23 | 1 | 1
|  | 5 | 9 | 24 | 1 | 1
|  | 5 | 10 | 1 | 1 | 1
|  | 5 | 10 | 2 | 1 | 1
|  | 5 | 10 | 3 | 1 | 1
|  | 5 | 10 | 4 | 1 | 1
|  | 5 | 10 | 5 | 1 | 1
|  | 5 | 10 | 6 | 1 | 1
|  | 5 | 10 | 7 | 1 | 1
|  | 5 | 10 | 8 | 1 | 1
|  | 5 | 10 | 9 | 1 | 1
|  | 5 | 10 | 10 | 1 | 1
|  | 5 | 10 | 11 | 1 | 1
|  | 5 | 10 | 12 | 1 | 1
|  | 5 | 10 | 13 | 1 | 1
|  | 5 | 10 | 14 | 1 | 1
|  | 5 | 10 | 15 | 1 | 1
|  | 5 | 10 | 16 | 1 | 1
|  | 5 | 10 | 17 | 1 | 1
|  | 5 | 10 | 18 | 1 | 1
|  | 5 | 10 | 19 | 1 | 1
|  | 5 | 10 | 20 | 1 | 1
|  | 5 | 10 | 21 | 1 | 1
|  | 5 | 10 | 22 | 1 | 1
|  | 5 | 10 | 23 | 1 | 1
|  | 5 | 10 | 24 | 1 | 1
|  | 5 | 11 | 1 | 1 | 1
|  | 5 | 11 | 2 | 1 | 1
|  | 5 | 11 | 3 | 1 | 1
|  | 5 | 11 | 4 | 1 | 1
|  | 5 | 11 | 5 | 1 | 1
|  | 5 | 11 | 6 | 1 | 1
|  | 5 | 11 | 7 | 1 | 1
|  | 5 | 11 | 8 | 1 | 1
|  | 5 | 11 | 9 | 1 | 1
|  | 5 | 11 | 10 | 1 | 1
|  | 5 | 11 | 11 | 1 | 1
|  | 5 | 11 | 12 | 1 | 1
|  | 5 | 11 | 13 | 1 | 1
|  | 5 | 11 | 14 | 1 | 1
|  | 5 | 11 | 15 | 1 | 1
|  | 5 | 11 | 16 | 1 | 1
|  | 5 | 11 | 17 | 1 | 1
|  | 5 | 11 | 18 | 1 | 1
|  | 5 | 11 | 19 | 1 | 1
|  | 5 | 11 | 20 | 1 | 1
|  | 5 | 11 | 21 | 1 | 1
|  | 5 | 11 | 22 | 1 | 1
|  | 5 | 11 | 23 | 1 | 1
|  | 5 | 11 | 24 | 1 | 1
|  | 5 | 12 | 1 | 1 | 1
|  | 5 | 12 | 2 | 1 | 1
|  | 5 | 12 | 3 | 1 | 1
|  | 5 | 12 | 4 | 1 | 1
|  | 5 | 12 | 5 | 1 | 1
|  | 5 | 12 | 6 | 1 | 1
|  | 5 | 12 | 7 | 1 | 1
|  | 5 | 12 | 8 | 1 | 1
|  | 5 | 12 | 9 | 1 | 1
|  | 5 | 12 | 10 | 1 | 1
|  | 5 | 12 | 11 | 1 | 1
|  | 5 | 12 | 12 | 1 | 1
|  | 5 | 12 | 13 | 1 | 1
|  | 5 | 12 | 14 | 1 | 1
|  | 5 | 12 | 15 | 1 | 1
|  | 5 | 12 | 16 | 1 | 1
|  | 5 | 12 | 17 | 1 | 1
|  | 5 | 12 | 18 | 1 | 1
|  | 5 | 12 | 19 | 1 | 1
|  | 5 | 12 | 20 | 1 | 1
|  | 5 | 12 | 21 | 1 | 1
|  | 5 | 12 | 22 | 1 | 1
|  | 5 | 12 | 23 | 1 | 1
|  | 5 | 12 | 24 | 1 | 1
|  | 5 | 13 | 1 | 0 | 1
|  | 5 | 13 | 2 | 0 | 1
|  | 5 | 13 | 3 | 0 | 1
|  | 5 | 13 | 4 | 0 | 1
|  | 5 | 13 | 5 | 0 | 1
|  | 5 | 13 | 6 | 0 | 1
|  | 5 | 13 | 7 | 0 | 1
|  | 5 | 13 | 8 | 0 | 1
|  | 5 | 13 | 9 | 0 | 1
|  | 5 | 13 | 10 | 0 | 1
|  | 5 | 13 | 11 | 0 | 1
|  | 5 | 13 | 12 | 0 | 1
|  | 5 | 13 | 13 | 0 | 1
|  | 5 | 13 | 14 | 0 | 1
|  | 5 | 13 | 15 | 0 | 1
|  | 5 | 13 | 16 | 0 | 1
|  | 5 | 13 | 17 | 0 | 1
|  | 5 | 13 | 18 | 0 | 1
|  | 5 | 13 | 19 | 0 | 1
|  | 5 | 13 | 20 | 0 | 1
|  | 5 | 13 | 21 | 0 | 1
|  | 5 | 13 | 22 | 0 | 1
|  | 5 | 13 | 23 | 0 | 1
|  | 5 | 13 | 24 | 0 | 1
|  | 5 | 14 | 1 | 0 | 1
|  | 5 | 14 | 2 | 0 | 1
|  | 5 | 14 | 3 | 0 | 1
|  | 5 | 14 | 4 | 0 | 1
|  | 5 | 14 | 5 | 0 | 1
|  | 5 | 14 | 6 | 0 | 1
|  | 5 | 14 | 7 | 0 | 1
|  | 5 | 14 | 8 | 0 | 1
|  | 5 | 14 | 9 | 0 | 1
|  | 5 | 14 | 10 | 0 | 1
|  | 5 | 14 | 11 | 0 | 1
|  | 5 | 14 | 12 | 0 | 1
|  | 5 | 14 | 13 | 0 | 1
|  | 5 | 14 | 14 | 0 | 1
|  | 5 | 14 | 15 | 0 | 1
|  | 5 | 14 | 16 | 0 | 1
|  | 5 | 14 | 17 | 0 | 1
|  | 5 | 14 | 18 | 0 | 1
|  | 5 | 14 | 19 | 0 | 1
|  | 5 | 14 | 20 | 0 | 1
|  | 5 | 14 | 21 | 0 | 1
|  | 5 | 14 | 22 | 0 | 1
|  | 5 | 14 | 23 | 0 | 1
|  | 5 | 14 | 24 | 0 | 1
|  | 5 | 15 | 1 | 1 | 1
|  | 5 | 15 | 2 | 1 | 1
|  | 5 | 15 | 3 | 1 | 1
|  | 5 | 15 | 4 | 1 | 1
|  | 5 | 15 | 5 | 1 | 1
|  | 5 | 15 | 6 | 1 | 1
|  | 5 | 15 | 7 | 1 | 1
|  | 5 | 15 | 8 | 1 | 1
|  | 5 | 15 | 9 | 1 | 1
|  | 5 | 15 | 10 | 1 | 1
|  | 5 | 15 | 11 | 1 | 1
|  | 5 | 15 | 12 | 1 | 1
|  | 5 | 15 | 13 | 1 | 1
|  | 5 | 15 | 14 | 1 | 1
|  | 5 | 15 | 15 | 1 | 1
|  | 5 | 15 | 16 | 1 | 1
|  | 5 | 15 | 17 | 1 | 1
|  | 5 | 15 | 18 | 1 | 1
|  | 5 | 15 | 19 | 1 | 1
|  | 5 | 15 | 20 | 1 | 1
|  | 5 | 15 | 21 | 1 | 1
|  | 5 | 15 | 22 | 1 | 1
|  | 5 | 15 | 23 | 1 | 1
|  | 5 | 15 | 24 | 1 | 1
|  | 5 | 16 | 1 | 1 | 1
|  | 5 | 16 | 2 | 1 | 1
|  | 5 | 16 | 3 | 1 | 1
|  | 5 | 16 | 4 | 1 | 1
|  | 5 | 16 | 5 | 1 | 1
|  | 5 | 16 | 6 | 1 | 1
|  | 5 | 16 | 7 | 1 | 1
|  | 5 | 16 | 8 | 1 | 1
|  | 5 | 16 | 9 | 1 | 1
|  | 5 | 16 | 10 | 1 | 1
|  | 5 | 16 | 11 | 1 | 1
|  | 5 | 16 | 12 | 1 | 1
|  | 5 | 16 | 13 | 1 | 1
|  | 5 | 16 | 14 | 1 | 1
|  | 5 | 16 | 15 | 1 | 1
|  | 5 | 16 | 16 | 1 | 1
|  | 5 | 16 | 17 | 1 | 1
|  | 5 | 16 | 18 | 1 | 1
|  | 5 | 16 | 19 | 1 | 1
|  | 5 | 16 | 20 | 1 | 1
|  | 5 | 16 | 21 | 1 | 1
|  | 5 | 16 | 22 | 1 | 1
|  | 5 | 16 | 23 | 1 | 1
|  | 5 | 16 | 24 | 1 | 1
|  | 5 | 17 | 1 | 1 | 1
|  | 5 | 17 | 2 | 1 | 1
|  | 5 | 17 | 3 | 1 | 1
|  | 5 | 17 | 4 | 1 | 1
|  | 5 | 17 | 5 | 1 | 1
|  | 5 | 17 | 6 | 1 | 1
|  | 5 | 17 | 7 | 1 | 1
|  | 5 | 17 | 8 | 1 | 1
|  | 5 | 17 | 9 | 1 | 1
|  | 5 | 17 | 10 | 1 | 1
|  | 5 | 17 | 11 | 1 | 1
|  | 5 | 17 | 12 | 1 | 1
|  | 5 | 17 | 13 | 1 | 1
|  | 5 | 17 | 14 | 1 | 1
|  | 5 | 17 | 15 | 1 | 1
|  | 5 | 17 | 16 | 1 | 1
|  | 5 | 17 | 17 | 1 | 1
|  | 5 | 17 | 18 | 1 | 1
|  | 5 | 17 | 19 | 1 | 1
|  | 5 | 17 | 20 | 1 | 1
|  | 5 | 17 | 21 | 1 | 1
|  | 5 | 17 | 22 | 1 | 1
|  | 5 | 17 | 23 | 1 | 1
|  | 5 | 17 | 24 | 1 | 1
|  | 5 | 18 | 1 | 1 | 1
|  | 5 | 18 | 2 | 1 | 1
|  | 5 | 18 | 3 | 1 | 1
|  | 5 | 18 | 4 | 1 | 1
|  | 5 | 18 | 5 | 1 | 1
|  | 5 | 18 | 6 | 1 | 1
|  | 5 | 18 | 7 | 1 | 1
|  | 5 | 18 | 8 | 1 | 1
|  | 5 | 18 | 9 | 1 | 1
|  | 5 | 18 | 10 | 1 | 1
|  | 5 | 18 | 11 | 1 | 1
|  | 5 | 18 | 12 | 1 | 1
|  | 5 | 18 | 13 | 1 | 1
|  | 5 | 18 | 14 | 1 | 1
|  | 5 | 18 | 15 | 1 | 1
|  | 5 | 18 | 16 | 1 | 1
|  | 5 | 18 | 17 | 1 | 1
|  | 5 | 18 | 18 | 1 | 1
|  | 5 | 18 | 19 | 1 | 1
|  | 5 | 18 | 20 | 1 | 1
|  | 5 | 18 | 21 | 1 | 1
|  | 5 | 18 | 22 | 1 | 1
|  | 5 | 18 | 23 | 1 | 1
|  | 5 | 18 | 24 | 1 | 1
|  | 5 | 19 | 1 | 1 | 1
|  | 5 | 19 | 2 | 1 | 1
|  | 5 | 19 | 3 | 1 | 1
|  | 5 | 19 | 4 | 1 | 1
|  | 5 | 19 | 5 | 1 | 1
|  | 5 | 19 | 6 | 1 | 1
|  | 5 | 19 | 7 | 1 | 1
|  | 5 | 19 | 8 | 1 | 1
|  | 5 | 19 | 9 | 1 | 1
|  | 5 | 19 | 10 | 1 | 1
|  | 5 | 19 | 11 | 1 | 1
|  | 5 | 19 | 12 | 1 | 1
|  | 5 | 19 | 13 | 1 | 1
|  | 5 | 19 | 14 | 1 | 1
|  | 5 | 19 | 15 | 1 | 1
|  | 5 | 19 | 16 | 1 | 1
|  | 5 | 19 | 17 | 1 | 1
|  | 5 | 19 | 18 | 1 | 1
|  | 5 | 19 | 19 | 1 | 1
|  | 5 | 19 | 20 | 1 | 1
|  | 5 | 19 | 21 | 1 | 1
|  | 5 | 19 | 22 | 1 | 1
|  | 5 | 19 | 23 | 1 | 1
|  | 5 | 19 | 24 | 1 | 1
|  | 5 | 20 | 1 | 0 | 1
|  | 5 | 20 | 2 | 0 | 1
|  | 5 | 20 | 3 | 0 | 1
|  | 5 | 20 | 4 | 0 | 1
|  | 5 | 20 | 5 | 0 | 1
|  | 5 | 20 | 6 | 0 | 1
|  | 5 | 20 | 7 | 0 | 1
|  | 5 | 20 | 8 | 0 | 1
|  | 5 | 20 | 9 | 0 | 1
|  | 5 | 20 | 10 | 0 | 1
|  | 5 | 20 | 11 | 0 | 1
|  | 5 | 20 | 12 | 0 | 1
|  | 5 | 20 | 13 | 0 | 1
|  | 5 | 20 | 14 | 0 | 1
|  | 5 | 20 | 15 | 0 | 1
|  | 5 | 20 | 16 | 0 | 1
|  | 5 | 20 | 17 | 0 | 1
|  | 5 | 20 | 18 | 0 | 1
|  | 5 | 20 | 19 | 0 | 1
|  | 5 | 20 | 20 | 0 | 1
|  | 5 | 20 | 21 | 0 | 1
|  | 5 | 20 | 22 | 0 | 1
|  | 5 | 20 | 23 | 0 | 1
|  | 5 | 20 | 24 | 0 | 1
|  | 5 | 21 | 1 | 0 | 1
|  | 5 | 21 | 2 | 0 | 1
|  | 5 | 21 | 3 | 0 | 1
|  | 5 | 21 | 4 | 0 | 1
|  | 5 | 21 | 5 | 0 | 1
|  | 5 | 21 | 6 | 0 | 1
|  | 5 | 21 | 7 | 0 | 1
|  | 5 | 21 | 8 | 0 | 1
|  | 5 | 21 | 9 | 0 | 1
|  | 5 | 21 | 10 | 0 | 1
|  | 5 | 21 | 11 | 0 | 1
|  | 5 | 21 | 12 | 0 | 1
|  | 5 | 21 | 13 | 0 | 1
|  | 5 | 21 | 14 | 0 | 1
|  | 5 | 21 | 15 | 0 | 1
|  | 5 | 21 | 16 | 0 | 1
|  | 5 | 21 | 17 | 0 | 1
|  | 5 | 21 | 18 | 0 | 1
|  | 5 | 21 | 19 | 0 | 1
|  | 5 | 21 | 20 | 0 | 1
|  | 5 | 21 | 21 | 0 | 1
|  | 5 | 21 | 22 | 0 | 1
|  | 5 | 21 | 23 | 0 | 1
|  | 5 | 21 | 24 | 0 | 1
|  | 5 | 22 | 1 | 1 | 1
|  | 5 | 22 | 2 | 1 | 1
|  | 5 | 22 | 3 | 1 | 1
|  | 5 | 22 | 4 | 1 | 1
|  | 5 | 22 | 5 | 1 | 1
|  | 5 | 22 | 6 | 1 | 1
|  | 5 | 22 | 7 | 1 | 1
|  | 5 | 22 | 8 | 1 | 1
|  | 5 | 22 | 9 | 1 | 1
|  | 5 | 22 | 10 | 1 | 1
|  | 5 | 22 | 11 | 1 | 1
|  | 5 | 22 | 12 | 1 | 1
|  | 5 | 22 | 13 | 1 | 1
|  | 5 | 22 | 14 | 1 | 1
|  | 5 | 22 | 15 | 1 | 1
|  | 5 | 22 | 16 | 1 | 1
|  | 5 | 22 | 17 | 1 | 1
|  | 5 | 22 | 18 | 1 | 1
|  | 5 | 22 | 19 | 1 | 1
|  | 5 | 22 | 20 | 1 | 1
|  | 5 | 22 | 21 | 1 | 1
|  | 5 | 22 | 22 | 1 | 1
|  | 5 | 22 | 23 | 1 | 1
|  | 5 | 22 | 24 | 1 | 1
|  | 5 | 23 | 1 | 1 | 1
|  | 5 | 23 | 2 | 1 | 1
|  | 5 | 23 | 3 | 1 | 1
|  | 5 | 23 | 4 | 1 | 1
|  | 5 | 23 | 5 | 1 | 1
|  | 5 | 23 | 6 | 1 | 1
|  | 5 | 23 | 7 | 1 | 1
|  | 5 | 23 | 8 | 1 | 1
|  | 5 | 23 | 9 | 1 | 1
|  | 5 | 23 | 10 | 1 | 1
|  | 5 | 23 | 11 | 1 | 1
|  | 5 | 23 | 12 | 1 | 1
|  | 5 | 23 | 13 | 1 | 1
|  | 5 | 23 | 14 | 1 | 1
|  | 5 | 23 | 15 | 1 | 1
|  | 5 | 23 | 16 | 1 | 1
|  | 5 | 23 | 17 | 1 | 1
|  | 5 | 23 | 18 | 1 | 1
|  | 5 | 23 | 19 | 1 | 1
|  | 5 | 23 | 20 | 1 | 1
|  | 5 | 23 | 21 | 1 | 1
|  | 5 | 23 | 22 | 1 | 1
|  | 5 | 23 | 23 | 1 | 1
|  | 5 | 23 | 24 | 1 | 1
|  | 5 | 24 | 1 | 1 | 1
|  | 5 | 24 | 2 | 1 | 1
|  | 5 | 24 | 3 | 1 | 1
|  | 5 | 24 | 4 | 1 | 1
|  | 5 | 24 | 5 | 1 | 1
|  | 5 | 24 | 6 | 1 | 1
|  | 5 | 24 | 7 | 1 | 1
|  | 5 | 24 | 8 | 1 | 1
|  | 5 | 24 | 9 | 1 | 1
|  | 5 | 24 | 10 | 1 | 1
|  | 5 | 24 | 11 | 1 | 1
|  | 5 | 24 | 12 | 1 | 1
|  | 5 | 24 | 13 | 1 | 1
|  | 5 | 24 | 14 | 1 | 1
|  | 5 | 24 | 15 | 1 | 1
|  | 5 | 24 | 16 | 1 | 1
|  | 5 | 24 | 17 | 1 | 1
|  | 5 | 24 | 18 | 1 | 1
|  | 5 | 24 | 19 | 1 | 1
|  | 5 | 24 | 20 | 1 | 1
|  | 5 | 24 | 21 | 1 | 1
|  | 5 | 24 | 22 | 1 | 1
|  | 5 | 24 | 23 | 1 | 1
|  | 5 | 24 | 24 | 1 | 1
|  | 5 | 25 | 1 | 1 | 1
|  | 5 | 25 | 2 | 1 | 1
|  | 5 | 25 | 3 | 1 | 1
|  | 5 | 25 | 4 | 1 | 1
|  | 5 | 25 | 5 | 1 | 1
|  | 5 | 25 | 6 | 1 | 1
|  | 5 | 25 | 7 | 1 | 1
|  | 5 | 25 | 8 | 1 | 1
|  | 5 | 25 | 9 | 1 | 1
|  | 5 | 25 | 10 | 1 | 1
|  | 5 | 25 | 11 | 1 | 1
|  | 5 | 25 | 12 | 1 | 1
|  | 5 | 25 | 13 | 1 | 1
|  | 5 | 25 | 14 | 1 | 1
|  | 5 | 25 | 15 | 1 | 1
|  | 5 | 25 | 16 | 1 | 1
|  | 5 | 25 | 17 | 1 | 1
|  | 5 | 25 | 18 | 1 | 1
|  | 5 | 25 | 19 | 1 | 1
|  | 5 | 25 | 20 | 1 | 1
|  | 5 | 25 | 21 | 1 | 1
|  | 5 | 25 | 22 | 1 | 1
|  | 5 | 25 | 23 | 1 | 1
|  | 5 | 25 | 24 | 1 | 1
|  | 5 | 26 | 1 | 1 | 1
|  | 5 | 26 | 2 | 1 | 1
|  | 5 | 26 | 3 | 1 | 1
|  | 5 | 26 | 4 | 1 | 1
|  | 5 | 26 | 5 | 1 | 1
|  | 5 | 26 | 6 | 1 | 1
|  | 5 | 26 | 7 | 1 | 1
|  | 5 | 26 | 8 | 1 | 1
|  | 5 | 26 | 9 | 1 | 1
|  | 5 | 26 | 10 | 1 | 1
|  | 5 | 26 | 11 | 1 | 1
|  | 5 | 26 | 12 | 1 | 1
|  | 5 | 26 | 13 | 1 | 1
|  | 5 | 26 | 14 | 1 | 1
|  | 5 | 26 | 15 | 1 | 1
|  | 5 | 26 | 16 | 1 | 1
|  | 5 | 26 | 17 | 1 | 1
|  | 5 | 26 | 18 | 1 | 1
|  | 5 | 26 | 19 | 1 | 1
|  | 5 | 26 | 20 | 1 | 1
|  | 5 | 26 | 21 | 1 | 1
|  | 5 | 26 | 22 | 1 | 1
|  | 5 | 26 | 23 | 1 | 1
|  | 5 | 26 | 24 | 1 | 1
|  | 5 | 27 | 1 | 0 | 1
|  | 5 | 27 | 2 | 0 | 1
|  | 5 | 27 | 3 | 0 | 1
|  | 5 | 27 | 4 | 0 | 1
|  | 5 | 27 | 5 | 0 | 1
|  | 5 | 27 | 6 | 0 | 1
|  | 5 | 27 | 7 | 0 | 1
|  | 5 | 27 | 8 | 0 | 1
|  | 5 | 27 | 9 | 0 | 1
|  | 5 | 27 | 10 | 0 | 1
|  | 5 | 27 | 11 | 0 | 1
|  | 5 | 27 | 12 | 0 | 1
|  | 5 | 27 | 13 | 0 | 1
|  | 5 | 27 | 14 | 0 | 1
|  | 5 | 27 | 15 | 0 | 1
|  | 5 | 27 | 16 | 0 | 1
|  | 5 | 27 | 17 | 0 | 1
|  | 5 | 27 | 18 | 0 | 1
|  | 5 | 27 | 19 | 0 | 1
|  | 5 | 27 | 20 | 0 | 1
|  | 5 | 27 | 21 | 0 | 1
|  | 5 | 27 | 22 | 0 | 1
|  | 5 | 27 | 23 | 0 | 1
|  | 5 | 27 | 24 | 0 | 1
|  | 5 | 28 | 1 | 0 | 1
|  | 5 | 28 | 2 | 0 | 1
|  | 5 | 28 | 3 | 0 | 1
|  | 5 | 28 | 4 | 0 | 1
|  | 5 | 28 | 5 | 0 | 1
|  | 5 | 28 | 6 | 0 | 1
|  | 5 | 28 | 7 | 0 | 1
|  | 5 | 28 | 8 | 0 | 1
|  | 5 | 28 | 9 | 0 | 1
|  | 5 | 28 | 10 | 0 | 1
|  | 5 | 28 | 11 | 0 | 1
|  | 5 | 28 | 12 | 0 | 1
|  | 5 | 28 | 13 | 0 | 1
|  | 5 | 28 | 14 | 0 | 1
|  | 5 | 28 | 15 | 0 | 1
|  | 5 | 28 | 16 | 0 | 1
|  | 5 | 28 | 17 | 0 | 1
|  | 5 | 28 | 18 | 0 | 1
|  | 5 | 28 | 19 | 0 | 1
|  | 5 | 28 | 20 | 0 | 1
|  | 5 | 28 | 21 | 0 | 1
|  | 5 | 28 | 22 | 0 | 1
|  | 5 | 28 | 23 | 0 | 1
|  | 5 | 28 | 24 | 0 | 1
|  | 5 | 29 | 1 | 1 | 1
|  | 5 | 29 | 2 | 1 | 1
|  | 5 | 29 | 3 | 1 | 1
|  | 5 | 29 | 4 | 1 | 1
|  | 5 | 29 | 5 | 1 | 1
|  | 5 | 29 | 6 | 1 | 1
|  | 5 | 29 | 7 | 1 | 1
|  | 5 | 29 | 8 | 1 | 1
|  | 5 | 29 | 9 | 1 | 1
|  | 5 | 29 | 10 | 1 | 1
|  | 5 | 29 | 11 | 1 | 1
|  | 5 | 29 | 12 | 1 | 1
|  | 5 | 29 | 13 | 1 | 1
|  | 5 | 29 | 14 | 1 | 1
|  | 5 | 29 | 15 | 1 | 1
|  | 5 | 29 | 16 | 1 | 1
|  | 5 | 29 | 17 | 1 | 1
|  | 5 | 29 | 18 | 1 | 1
|  | 5 | 29 | 19 | 1 | 1
|  | 5 | 29 | 20 | 1 | 1
|  | 5 | 29 | 21 | 1 | 1
|  | 5 | 29 | 22 | 1 | 1
|  | 5 | 29 | 23 | 1 | 1
|  | 5 | 29 | 24 | 1 | 1
|  | 5 | 30 | 1 | 1 | 1
|  | 5 | 30 | 2 | 1 | 1
|  | 5 | 30 | 3 | 1 | 1
|  | 5 | 30 | 4 | 1 | 1
|  | 5 | 30 | 5 | 1 | 1
|  | 5 | 30 | 6 | 1 | 1
|  | 5 | 30 | 7 | 1 | 1
|  | 5 | 30 | 8 | 1 | 1
|  | 5 | 30 | 9 | 1 | 1
|  | 5 | 30 | 10 | 1 | 1
|  | 5 | 30 | 11 | 1 | 1
|  | 5 | 30 | 12 | 1 | 1
|  | 5 | 30 | 13 | 1 | 1
|  | 5 | 30 | 14 | 1 | 1
|  | 5 | 30 | 15 | 1 | 1
|  | 5 | 30 | 16 | 1 | 1
|  | 5 | 30 | 17 | 1 | 1
|  | 5 | 30 | 18 | 1 | 1
|  | 5 | 30 | 19 | 1 | 1
|  | 5 | 30 | 20 | 1 | 1
|  | 5 | 30 | 21 | 1 | 1
|  | 5 | 30 | 22 | 1 | 1
|  | 5 | 30 | 23 | 1 | 1
|  | 5 | 30 | 24 | 1 | 1
|  | 5 | 31 | 1 | 1 | 1
|  | 5 | 31 | 2 | 1 | 1
|  | 5 | 31 | 3 | 1 | 1
|  | 5 | 31 | 4 | 1 | 1
|  | 5 | 31 | 5 | 1 | 1
|  | 5 | 31 | 6 | 1 | 1
|  | 5 | 31 | 7 | 1 | 1
|  | 5 | 31 | 8 | 1 | 1
|  | 5 | 31 | 9 | 1 | 1
|  | 5 | 31 | 10 | 1 | 1
|  | 5 | 31 | 11 | 1 | 1
|  | 5 | 31 | 12 | 1 | 1
|  | 5 | 31 | 13 | 1 | 1
|  | 5 | 31 | 14 | 1 | 1
|  | 5 | 31 | 15 | 1 | 1
|  | 5 | 31 | 16 | 1 | 1
|  | 5 | 31 | 17 | 1 | 1
|  | 5 | 31 | 18 | 1 | 1
|  | 5 | 31 | 19 | 1 | 1
|  | 5 | 31 | 20 | 1 | 1
|  | 5 | 31 | 21 | 1 | 1
|  | 5 | 31 | 22 | 1 | 1
|  | 5 | 31 | 23 | 1 | 1
|  | 5 | 31 | 24 | 1 | 1
|  | 6 | 1 | 1 | 1 | 1
|  | 6 | 1 | 2 | 1 | 1
|  | 6 | 1 | 3 | 1 | 1
|  | 6 | 1 | 4 | 1 | 1
|  | 6 | 1 | 5 | 1 | 1
|  | 6 | 1 | 6 | 1 | 1
|  | 6 | 1 | 7 | 1 | 1
|  | 6 | 1 | 8 | 1 | 1
|  | 6 | 1 | 9 | 1 | 1
|  | 6 | 1 | 10 | 1 | 1
|  | 6 | 1 | 11 | 1 | 1
|  | 6 | 1 | 12 | 1 | 1
|  | 6 | 1 | 13 | 1 | 1
|  | 6 | 1 | 14 | 1 | 1
|  | 6 | 1 | 15 | 1 | 1
|  | 6 | 1 | 16 | 1 | 1
|  | 6 | 1 | 17 | 1 | 1
|  | 6 | 1 | 18 | 1 | 1
|  | 6 | 1 | 19 | 1 | 1
|  | 6 | 1 | 20 | 1 | 1
|  | 6 | 1 | 21 | 1 | 1
|  | 6 | 1 | 22 | 1 | 1
|  | 6 | 1 | 23 | 1 | 1
|  | 6 | 1 | 24 | 1 | 1
|  | 6 | 2 | 1 | 1 | 1
|  | 6 | 2 | 2 | 1 | 1
|  | 6 | 2 | 3 | 1 | 1
|  | 6 | 2 | 4 | 1 | 1
|  | 6 | 2 | 5 | 1 | 1
|  | 6 | 2 | 6 | 1 | 1
|  | 6 | 2 | 7 | 1 | 1
|  | 6 | 2 | 8 | 1 | 1
|  | 6 | 2 | 9 | 1 | 1
|  | 6 | 2 | 10 | 1 | 1
|  | 6 | 2 | 11 | 1 | 1
|  | 6 | 2 | 12 | 1 | 1
|  | 6 | 2 | 13 | 1 | 1
|  | 6 | 2 | 14 | 1 | 1
|  | 6 | 2 | 15 | 1 | 1
|  | 6 | 2 | 16 | 1 | 1
|  | 6 | 2 | 17 | 1 | 1
|  | 6 | 2 | 18 | 1 | 1
|  | 6 | 2 | 19 | 1 | 1
|  | 6 | 2 | 20 | 1 | 1
|  | 6 | 2 | 21 | 1 | 1
|  | 6 | 2 | 22 | 1 | 1
|  | 6 | 2 | 23 | 1 | 1
|  | 6 | 2 | 24 | 1 | 1
|  | 6 | 3 | 1 | 0 | 1
|  | 6 | 3 | 2 | 0 | 1
|  | 6 | 3 | 3 | 0 | 1
|  | 6 | 3 | 4 | 0 | 1
|  | 6 | 3 | 5 | 0 | 1
|  | 6 | 3 | 6 | 0 | 1
|  | 6 | 3 | 7 | 0 | 1
|  | 6 | 3 | 8 | 0 | 1
|  | 6 | 3 | 9 | 0 | 1
|  | 6 | 3 | 10 | 0 | 1
|  | 6 | 3 | 11 | 0 | 1
|  | 6 | 3 | 12 | 0 | 1
|  | 6 | 3 | 13 | 0 | 1
|  | 6 | 3 | 14 | 0 | 1
|  | 6 | 3 | 15 | 0 | 1
|  | 6 | 3 | 16 | 0 | 1
|  | 6 | 3 | 17 | 0 | 1
|  | 6 | 3 | 18 | 0 | 1
|  | 6 | 3 | 19 | 0 | 1
|  | 6 | 3 | 20 | 0 | 1
|  | 6 | 3 | 21 | 0 | 1
|  | 6 | 3 | 22 | 0 | 1
|  | 6 | 3 | 23 | 0 | 1
|  | 6 | 3 | 24 | 0 | 1
|  | 6 | 4 | 1 | 0 | 1
|  | 6 | 4 | 2 | 0 | 1
|  | 6 | 4 | 3 | 0 | 1
|  | 6 | 4 | 4 | 0 | 1
|  | 6 | 4 | 5 | 0 | 1
|  | 6 | 4 | 6 | 0 | 1
|  | 6 | 4 | 7 | 0 | 1
|  | 6 | 4 | 8 | 0 | 1
|  | 6 | 4 | 9 | 0 | 1
|  | 6 | 4 | 10 | 0 | 1
|  | 6 | 4 | 11 | 0 | 1
|  | 6 | 4 | 12 | 0 | 1
|  | 6 | 4 | 13 | 0 | 1
|  | 6 | 4 | 14 | 0 | 1
|  | 6 | 4 | 15 | 0 | 1
|  | 6 | 4 | 16 | 0 | 1
|  | 6 | 4 | 17 | 0 | 1
|  | 6 | 4 | 18 | 0 | 1
|  | 6 | 4 | 19 | 0 | 1
|  | 6 | 4 | 20 | 0 | 1
|  | 6 | 4 | 21 | 0 | 1
|  | 6 | 4 | 22 | 0 | 1
|  | 6 | 4 | 23 | 0 | 1
|  | 6 | 4 | 24 | 0 | 1
|  | 6 | 5 | 1 | 1 | 1
|  | 6 | 5 | 2 | 1 | 1
|  | 6 | 5 | 3 | 1 | 1
|  | 6 | 5 | 4 | 1 | 1
|  | 6 | 5 | 5 | 1 | 1
|  | 6 | 5 | 6 | 1 | 1
|  | 6 | 5 | 7 | 1 | 1
|  | 6 | 5 | 8 | 1 | 1
|  | 6 | 5 | 9 | 1 | 1
|  | 6 | 5 | 10 | 1 | 1
|  | 6 | 5 | 11 | 1 | 1
|  | 6 | 5 | 12 | 1 | 1
|  | 6 | 5 | 13 | 1 | 1
|  | 6 | 5 | 14 | 1 | 1
|  | 6 | 5 | 15 | 1 | 1
|  | 6 | 5 | 16 | 1 | 1
|  | 6 | 5 | 17 | 1 | 1
|  | 6 | 5 | 18 | 1 | 1
|  | 6 | 5 | 19 | 1 | 1
|  | 6 | 5 | 20 | 1 | 1
|  | 6 | 5 | 21 | 1 | 1
|  | 6 | 5 | 22 | 1 | 1
|  | 6 | 5 | 23 | 1 | 1
|  | 6 | 5 | 24 | 1 | 1
|  | 6 | 6 | 1 | 1 | 1
|  | 6 | 6 | 2 | 1 | 1
|  | 6 | 6 | 3 | 1 | 1
|  | 6 | 6 | 4 | 1 | 1
|  | 6 | 6 | 5 | 1 | 1
|  | 6 | 6 | 6 | 1 | 1
|  | 6 | 6 | 7 | 1 | 1
|  | 6 | 6 | 8 | 1 | 1
|  | 6 | 6 | 9 | 1 | 1
|  | 6 | 6 | 10 | 1 | 1
|  | 6 | 6 | 11 | 1 | 1
|  | 6 | 6 | 12 | 1 | 1
|  | 6 | 6 | 13 | 1 | 1
|  | 6 | 6 | 14 | 1 | 1
|  | 6 | 6 | 15 | 1 | 1
|  | 6 | 6 | 16 | 1 | 1
|  | 6 | 6 | 17 | 1 | 1
|  | 6 | 6 | 18 | 1 | 1
|  | 6 | 6 | 19 | 1 | 1
|  | 6 | 6 | 20 | 1 | 1
|  | 6 | 6 | 21 | 1 | 1
|  | 6 | 6 | 22 | 1 | 1
|  | 6 | 6 | 23 | 1 | 1
|  | 6 | 6 | 24 | 1 | 1
|  | 6 | 7 | 1 | 1 | 1
|  | 6 | 7 | 2 | 1 | 1
|  | 6 | 7 | 3 | 1 | 1
|  | 6 | 7 | 4 | 1 | 1
|  | 6 | 7 | 5 | 1 | 1
|  | 6 | 7 | 6 | 1 | 1
|  | 6 | 7 | 7 | 1 | 1
|  | 6 | 7 | 8 | 1 | 1
|  | 6 | 7 | 9 | 1 | 1
|  | 6 | 7 | 10 | 1 | 1
|  | 6 | 7 | 11 | 1 | 1
|  | 6 | 7 | 12 | 1 | 1
|  | 6 | 7 | 13 | 1 | 1
|  | 6 | 7 | 14 | 1 | 1
|  | 6 | 7 | 15 | 1 | 1
|  | 6 | 7 | 16 | 1 | 1
|  | 6 | 7 | 17 | 1 | 1
|  | 6 | 7 | 18 | 1 | 1
|  | 6 | 7 | 19 | 1 | 1
|  | 6 | 7 | 20 | 1 | 1
|  | 6 | 7 | 21 | 1 | 1
|  | 6 | 7 | 22 | 1 | 1
|  | 6 | 7 | 23 | 1 | 1
|  | 6 | 7 | 24 | 1 | 1
|  | 6 | 8 | 1 | 1 | 1
|  | 6 | 8 | 2 | 1 | 1
|  | 6 | 8 | 3 | 1 | 1
|  | 6 | 8 | 4 | 1 | 1
|  | 6 | 8 | 5 | 1 | 1
|  | 6 | 8 | 6 | 1 | 1
|  | 6 | 8 | 7 | 1 | 1
|  | 6 | 8 | 8 | 1 | 1
|  | 6 | 8 | 9 | 1 | 1
|  | 6 | 8 | 10 | 1 | 1
|  | 6 | 8 | 11 | 1 | 1
|  | 6 | 8 | 12 | 1 | 1
|  | 6 | 8 | 13 | 1 | 1
|  | 6 | 8 | 14 | 1 | 1
|  | 6 | 8 | 15 | 1 | 1
|  | 6 | 8 | 16 | 1 | 1
|  | 6 | 8 | 17 | 1 | 1
|  | 6 | 8 | 18 | 1 | 1
|  | 6 | 8 | 19 | 1 | 1
|  | 6 | 8 | 20 | 1 | 1
|  | 6 | 8 | 21 | 1 | 1
|  | 6 | 8 | 22 | 1 | 1
|  | 6 | 8 | 23 | 1 | 1
|  | 6 | 8 | 24 | 1 | 1
|  | 6 | 9 | 1 | 1 | 1
|  | 6 | 9 | 2 | 1 | 1
|  | 6 | 9 | 3 | 1 | 1
|  | 6 | 9 | 4 | 1 | 1
|  | 6 | 9 | 5 | 1 | 1
|  | 6 | 9 | 6 | 1 | 1
|  | 6 | 9 | 7 | 1 | 1
|  | 6 | 9 | 8 | 1 | 1
|  | 6 | 9 | 9 | 1 | 1
|  | 6 | 9 | 10 | 1 | 1
|  | 6 | 9 | 11 | 1 | 1
|  | 6 | 9 | 12 | 1 | 1
|  | 6 | 9 | 13 | 1 | 1
|  | 6 | 9 | 14 | 1 | 1
|  | 6 | 9 | 15 | 1 | 1
|  | 6 | 9 | 16 | 1 | 1
|  | 6 | 9 | 17 | 1 | 1
|  | 6 | 9 | 18 | 1 | 1
|  | 6 | 9 | 19 | 1 | 1
|  | 6 | 9 | 20 | 1 | 1
|  | 6 | 9 | 21 | 1 | 1
|  | 6 | 9 | 22 | 1 | 1
|  | 6 | 9 | 23 | 1 | 1
|  | 6 | 9 | 24 | 1 | 1
|  | 6 | 10 | 1 | 0 | 1
|  | 6 | 10 | 2 | 0 | 1
|  | 6 | 10 | 3 | 0 | 1
|  | 6 | 10 | 4 | 0 | 1
|  | 6 | 10 | 5 | 0 | 1
|  | 6 | 10 | 6 | 0 | 1
|  | 6 | 10 | 7 | 0 | 1
|  | 6 | 10 | 8 | 0 | 1
|  | 6 | 10 | 9 | 0 | 1
|  | 6 | 10 | 10 | 0 | 1
|  | 6 | 10 | 11 | 0 | 1
|  | 6 | 10 | 12 | 0 | 1
|  | 6 | 10 | 13 | 0 | 1
|  | 6 | 10 | 14 | 0 | 1
|  | 6 | 10 | 15 | 0 | 1
|  | 6 | 10 | 16 | 0 | 1
|  | 6 | 10 | 17 | 0 | 1
|  | 6 | 10 | 18 | 0 | 1
|  | 6 | 10 | 19 | 0 | 1
|  | 6 | 10 | 20 | 0 | 1
|  | 6 | 10 | 21 | 0 | 1
|  | 6 | 10 | 22 | 0 | 1
|  | 6 | 10 | 23 | 0 | 1
|  | 6 | 10 | 24 | 0 | 1
|  | 6 | 11 | 1 | 0 | 1
|  | 6 | 11 | 2 | 0 | 1
|  | 6 | 11 | 3 | 0 | 1
|  | 6 | 11 | 4 | 0 | 1
|  | 6 | 11 | 5 | 0 | 1
|  | 6 | 11 | 6 | 0 | 1
|  | 6 | 11 | 7 | 0 | 1
|  | 6 | 11 | 8 | 0 | 1
|  | 6 | 11 | 9 | 0 | 1
|  | 6 | 11 | 10 | 0 | 1
|  | 6 | 11 | 11 | 0 | 1
|  | 6 | 11 | 12 | 0 | 1
|  | 6 | 11 | 13 | 0 | 1
|  | 6 | 11 | 14 | 0 | 1
|  | 6 | 11 | 15 | 0 | 1
|  | 6 | 11 | 16 | 0 | 1
|  | 6 | 11 | 17 | 0 | 1
|  | 6 | 11 | 18 | 0 | 1
|  | 6 | 11 | 19 | 0 | 1
|  | 6 | 11 | 20 | 0 | 1
|  | 6 | 11 | 21 | 0 | 1
|  | 6 | 11 | 22 | 0 | 1
|  | 6 | 11 | 23 | 0 | 1
|  | 6 | 11 | 24 | 0 | 1
|  | 6 | 12 | 1 | 1 | 1
|  | 6 | 12 | 2 | 1 | 1
|  | 6 | 12 | 3 | 1 | 1
|  | 6 | 12 | 4 | 1 | 1
|  | 6 | 12 | 5 | 1 | 1
|  | 6 | 12 | 6 | 1 | 1
|  | 6 | 12 | 7 | 1 | 1
|  | 6 | 12 | 8 | 1 | 1
|  | 6 | 12 | 9 | 1 | 1
|  | 6 | 12 | 10 | 1 | 1
|  | 6 | 12 | 11 | 1 | 1
|  | 6 | 12 | 12 | 1 | 1
|  | 6 | 12 | 13 | 1 | 1
|  | 6 | 12 | 14 | 1 | 1
|  | 6 | 12 | 15 | 1 | 1
|  | 6 | 12 | 16 | 1 | 1
|  | 6 | 12 | 17 | 1 | 1
|  | 6 | 12 | 18 | 1 | 1
|  | 6 | 12 | 19 | 1 | 1
|  | 6 | 12 | 20 | 1 | 1
|  | 6 | 12 | 21 | 1 | 1
|  | 6 | 12 | 22 | 1 | 1
|  | 6 | 12 | 23 | 1 | 1
|  | 6 | 12 | 24 | 1 | 1
|  | 6 | 13 | 1 | 1 | 1
|  | 6 | 13 | 2 | 1 | 1
|  | 6 | 13 | 3 | 1 | 1
|  | 6 | 13 | 4 | 1 | 1
|  | 6 | 13 | 5 | 1 | 1
|  | 6 | 13 | 6 | 1 | 1
|  | 6 | 13 | 7 | 1 | 1
|  | 6 | 13 | 8 | 1 | 1
|  | 6 | 13 | 9 | 1 | 1
|  | 6 | 13 | 10 | 1 | 1
|  | 6 | 13 | 11 | 1 | 1
|  | 6 | 13 | 12 | 1 | 1
|  | 6 | 13 | 13 | 1 | 1
|  | 6 | 13 | 14 | 1 | 1
|  | 6 | 13 | 15 | 1 | 1
|  | 6 | 13 | 16 | 1 | 1
|  | 6 | 13 | 17 | 1 | 1
|  | 6 | 13 | 18 | 1 | 1
|  | 6 | 13 | 19 | 1 | 1
|  | 6 | 13 | 20 | 1 | 1
|  | 6 | 13 | 21 | 1 | 1
|  | 6 | 13 | 22 | 1 | 1
|  | 6 | 13 | 23 | 1 | 1
|  | 6 | 13 | 24 | 1 | 1
|  | 6 | 14 | 1 | 1 | 1
|  | 6 | 14 | 2 | 1 | 1
|  | 6 | 14 | 3 | 1 | 1
|  | 6 | 14 | 4 | 1 | 1
|  | 6 | 14 | 5 | 1 | 1
|  | 6 | 14 | 6 | 1 | 1
|  | 6 | 14 | 7 | 1 | 1
|  | 6 | 14 | 8 | 1 | 1
|  | 6 | 14 | 9 | 1 | 1
|  | 6 | 14 | 10 | 1 | 1
|  | 6 | 14 | 11 | 1 | 1
|  | 6 | 14 | 12 | 1 | 1
|  | 6 | 14 | 13 | 1 | 1
|  | 6 | 14 | 14 | 1 | 1
|  | 6 | 14 | 15 | 1 | 1
|  | 6 | 14 | 16 | 1 | 1
|  | 6 | 14 | 17 | 1 | 1
|  | 6 | 14 | 18 | 1 | 1
|  | 6 | 14 | 19 | 1 | 1
|  | 6 | 14 | 20 | 1 | 1
|  | 6 | 14 | 21 | 1 | 1
|  | 6 | 14 | 22 | 1 | 1
|  | 6 | 14 | 23 | 1 | 1
|  | 6 | 14 | 24 | 1 | 1
|  | 6 | 15 | 1 | 1 | 1
|  | 6 | 15 | 2 | 1 | 1
|  | 6 | 15 | 3 | 1 | 1
|  | 6 | 15 | 4 | 1 | 1
|  | 6 | 15 | 5 | 1 | 1
|  | 6 | 15 | 6 | 1 | 1
|  | 6 | 15 | 7 | 1 | 1
|  | 6 | 15 | 8 | 1 | 1
|  | 6 | 15 | 9 | 1 | 1
|  | 6 | 15 | 10 | 1 | 1
|  | 6 | 15 | 11 | 1 | 1
|  | 6 | 15 | 12 | 1 | 1
|  | 6 | 15 | 13 | 1 | 1
|  | 6 | 15 | 14 | 1 | 1
|  | 6 | 15 | 15 | 1 | 1
|  | 6 | 15 | 16 | 1 | 1
|  | 6 | 15 | 17 | 1 | 1
|  | 6 | 15 | 18 | 1 | 1
|  | 6 | 15 | 19 | 1 | 1
|  | 6 | 15 | 20 | 1 | 1
|  | 6 | 15 | 21 | 1 | 1
|  | 6 | 15 | 22 | 1 | 1
|  | 6 | 15 | 23 | 1 | 1
|  | 6 | 15 | 24 | 1 | 1
|  | 6 | 16 | 1 | 1 | 1
|  | 6 | 16 | 2 | 1 | 1
|  | 6 | 16 | 3 | 1 | 1
|  | 6 | 16 | 4 | 1 | 1
|  | 6 | 16 | 5 | 1 | 1
|  | 6 | 16 | 6 | 1 | 1
|  | 6 | 16 | 7 | 1 | 1
|  | 6 | 16 | 8 | 1 | 1
|  | 6 | 16 | 9 | 1 | 1
|  | 6 | 16 | 10 | 1 | 1
|  | 6 | 16 | 11 | 1 | 1
|  | 6 | 16 | 12 | 1 | 1
|  | 6 | 16 | 13 | 1 | 1
|  | 6 | 16 | 14 | 1 | 1
|  | 6 | 16 | 15 | 1 | 1
|  | 6 | 16 | 16 | 1 | 1
|  | 6 | 16 | 17 | 1 | 1
|  | 6 | 16 | 18 | 1 | 1
|  | 6 | 16 | 19 | 1 | 1
|  | 6 | 16 | 20 | 1 | 1
|  | 6 | 16 | 21 | 1 | 1
|  | 6 | 16 | 22 | 1 | 1
|  | 6 | 16 | 23 | 1 | 1
|  | 6 | 16 | 24 | 1 | 1
|  | 6 | 17 | 1 | 0 | 1
|  | 6 | 17 | 2 | 0 | 1
|  | 6 | 17 | 3 | 0 | 1
|  | 6 | 17 | 4 | 0 | 1
|  | 6 | 17 | 5 | 0 | 1
|  | 6 | 17 | 6 | 0 | 1
|  | 6 | 17 | 7 | 0 | 1
|  | 6 | 17 | 8 | 0 | 1
|  | 6 | 17 | 9 | 0 | 1
|  | 6 | 17 | 10 | 0 | 1
|  | 6 | 17 | 11 | 0 | 1
|  | 6 | 17 | 12 | 0 | 1
|  | 6 | 17 | 13 | 0 | 1
|  | 6 | 17 | 14 | 0 | 1
|  | 6 | 17 | 15 | 0 | 1
|  | 6 | 17 | 16 | 0 | 1
|  | 6 | 17 | 17 | 0 | 1
|  | 6 | 17 | 18 | 0 | 1
|  | 6 | 17 | 19 | 0 | 1
|  | 6 | 17 | 20 | 0 | 1
|  | 6 | 17 | 21 | 0 | 1
|  | 6 | 17 | 22 | 0 | 1
|  | 6 | 17 | 23 | 0 | 1
|  | 6 | 17 | 24 | 0 | 1
|  | 6 | 18 | 1 | 0 | 1
|  | 6 | 18 | 2 | 0 | 1
|  | 6 | 18 | 3 | 0 | 1
|  | 6 | 18 | 4 | 0 | 1
|  | 6 | 18 | 5 | 0 | 1
|  | 6 | 18 | 6 | 0 | 1
|  | 6 | 18 | 7 | 0 | 1
|  | 6 | 18 | 8 | 0 | 1
|  | 6 | 18 | 9 | 0 | 1
|  | 6 | 18 | 10 | 0 | 1
|  | 6 | 18 | 11 | 0 | 1
|  | 6 | 18 | 12 | 0 | 1
|  | 6 | 18 | 13 | 0 | 1
|  | 6 | 18 | 14 | 0 | 1
|  | 6 | 18 | 15 | 0 | 1
|  | 6 | 18 | 16 | 0 | 1
|  | 6 | 18 | 17 | 0 | 1
|  | 6 | 18 | 18 | 0 | 1
|  | 6 | 18 | 19 | 0 | 1
|  | 6 | 18 | 20 | 0 | 1
|  | 6 | 18 | 21 | 0 | 1
|  | 6 | 18 | 22 | 0 | 1
|  | 6 | 18 | 23 | 0 | 1
|  | 6 | 18 | 24 | 0 | 1
|  | 6 | 19 | 1 | 1 | 1
|  | 6 | 19 | 2 | 1 | 1
|  | 6 | 19 | 3 | 1 | 1
|  | 6 | 19 | 4 | 1 | 1
|  | 6 | 19 | 5 | 1 | 1
|  | 6 | 19 | 6 | 1 | 1
|  | 6 | 19 | 7 | 1 | 1
|  | 6 | 19 | 8 | 1 | 1
|  | 6 | 19 | 9 | 1 | 1
|  | 6 | 19 | 10 | 1 | 1
|  | 6 | 19 | 11 | 1 | 1
|  | 6 | 19 | 12 | 1 | 1
|  | 6 | 19 | 13 | 1 | 1
|  | 6 | 19 | 14 | 1 | 1
|  | 6 | 19 | 15 | 1 | 1
|  | 6 | 19 | 16 | 1 | 1
|  | 6 | 19 | 17 | 1 | 1
|  | 6 | 19 | 18 | 1 | 1
|  | 6 | 19 | 19 | 1 | 1
|  | 6 | 19 | 20 | 1 | 1
|  | 6 | 19 | 21 | 1 | 1
|  | 6 | 19 | 22 | 1 | 1
|  | 6 | 19 | 23 | 1 | 1
|  | 6 | 19 | 24 | 1 | 1
|  | 6 | 20 | 1 | 1 | 1
|  | 6 | 20 | 2 | 1 | 1
|  | 6 | 20 | 3 | 1 | 1
|  | 6 | 20 | 4 | 1 | 1
|  | 6 | 20 | 5 | 1 | 1
|  | 6 | 20 | 6 | 1 | 1
|  | 6 | 20 | 7 | 1 | 1
|  | 6 | 20 | 8 | 1 | 1
|  | 6 | 20 | 9 | 1 | 1
|  | 6 | 20 | 10 | 1 | 1
|  | 6 | 20 | 11 | 1 | 1
|  | 6 | 20 | 12 | 1 | 1
|  | 6 | 20 | 13 | 1 | 1
|  | 6 | 20 | 14 | 1 | 1
|  | 6 | 20 | 15 | 1 | 1
|  | 6 | 20 | 16 | 1 | 1
|  | 6 | 20 | 17 | 1 | 1
|  | 6 | 20 | 18 | 1 | 1
|  | 6 | 20 | 19 | 1 | 1
|  | 6 | 20 | 20 | 1 | 1
|  | 6 | 20 | 21 | 1 | 1
|  | 6 | 20 | 22 | 1 | 1
|  | 6 | 20 | 23 | 1 | 1
|  | 6 | 20 | 24 | 1 | 1
|  | 6 | 21 | 1 | 1 | 1
|  | 6 | 21 | 2 | 1 | 1
|  | 6 | 21 | 3 | 1 | 1
|  | 6 | 21 | 4 | 1 | 1
|  | 6 | 21 | 5 | 1 | 1
|  | 6 | 21 | 6 | 1 | 1
|  | 6 | 21 | 7 | 1 | 1
|  | 6 | 21 | 8 | 1 | 1
|  | 6 | 21 | 9 | 1 | 1
|  | 6 | 21 | 10 | 1 | 1
|  | 6 | 21 | 11 | 1 | 1
|  | 6 | 21 | 12 | 1 | 1
|  | 6 | 21 | 13 | 1 | 1
|  | 6 | 21 | 14 | 1 | 1
|  | 6 | 21 | 15 | 1 | 1
|  | 6 | 21 | 16 | 1 | 1
|  | 6 | 21 | 17 | 1 | 1
|  | 6 | 21 | 18 | 1 | 1
|  | 6 | 21 | 19 | 1 | 1
|  | 6 | 21 | 20 | 1 | 1
|  | 6 | 21 | 21 | 1 | 1
|  | 6 | 21 | 22 | 1 | 1
|  | 6 | 21 | 23 | 1 | 1
|  | 6 | 21 | 24 | 1 | 1
|  | 6 | 22 | 1 | 1 | 1
|  | 6 | 22 | 2 | 1 | 1
|  | 6 | 22 | 3 | 1 | 1
|  | 6 | 22 | 4 | 1 | 1
|  | 6 | 22 | 5 | 1 | 1
|  | 6 | 22 | 6 | 1 | 1
|  | 6 | 22 | 7 | 1 | 1
|  | 6 | 22 | 8 | 1 | 1
|  | 6 | 22 | 9 | 1 | 1
|  | 6 | 22 | 10 | 1 | 1
|  | 6 | 22 | 11 | 1 | 1
|  | 6 | 22 | 12 | 1 | 1
|  | 6 | 22 | 13 | 1 | 1
|  | 6 | 22 | 14 | 1 | 1
|  | 6 | 22 | 15 | 1 | 1
|  | 6 | 22 | 16 | 1 | 1
|  | 6 | 22 | 17 | 1 | 1
|  | 6 | 22 | 18 | 1 | 1
|  | 6 | 22 | 19 | 1 | 1
|  | 6 | 22 | 20 | 1 | 1
|  | 6 | 22 | 21 | 1 | 1
|  | 6 | 22 | 22 | 1 | 1
|  | 6 | 22 | 23 | 1 | 1
|  | 6 | 22 | 24 | 1 | 1
|  | 6 | 23 | 1 | 1 | 1
|  | 6 | 23 | 2 | 1 | 1
|  | 6 | 23 | 3 | 1 | 1
|  | 6 | 23 | 4 | 1 | 1
|  | 6 | 23 | 5 | 1 | 1
|  | 6 | 23 | 6 | 1 | 1
|  | 6 | 23 | 7 | 1 | 1
|  | 6 | 23 | 8 | 1 | 1
|  | 6 | 23 | 9 | 1 | 1
|  | 6 | 23 | 10 | 1 | 1
|  | 6 | 23 | 11 | 1 | 1
|  | 6 | 23 | 12 | 1 | 1
|  | 6 | 23 | 13 | 1 | 1
|  | 6 | 23 | 14 | 1 | 1
|  | 6 | 23 | 15 | 1 | 1
|  | 6 | 23 | 16 | 1 | 1
|  | 6 | 23 | 17 | 1 | 1
|  | 6 | 23 | 18 | 1 | 1
|  | 6 | 23 | 19 | 1 | 1
|  | 6 | 23 | 20 | 1 | 1
|  | 6 | 23 | 21 | 1 | 1
|  | 6 | 23 | 22 | 1 | 1
|  | 6 | 23 | 23 | 1 | 1
|  | 6 | 23 | 24 | 1 | 1
|  | 6 | 24 | 1 | 0 | 1
|  | 6 | 24 | 2 | 0 | 1
|  | 6 | 24 | 3 | 0 | 1
|  | 6 | 24 | 4 | 0 | 1
|  | 6 | 24 | 5 | 0 | 1
|  | 6 | 24 | 6 | 0 | 1
|  | 6 | 24 | 7 | 0 | 1
|  | 6 | 24 | 8 | 0 | 1
|  | 6 | 24 | 9 | 0 | 1
|  | 6 | 24 | 10 | 0 | 1
|  | 6 | 24 | 11 | 0 | 1
|  | 6 | 24 | 12 | 0 | 1
|  | 6 | 24 | 13 | 0 | 1
|  | 6 | 24 | 14 | 0 | 1
|  | 6 | 24 | 15 | 0 | 1
|  | 6 | 24 | 16 | 0 | 1
|  | 6 | 24 | 17 | 0 | 1
|  | 6 | 24 | 18 | 0 | 1
|  | 6 | 24 | 19 | 0 | 1
|  | 6 | 24 | 20 | 0 | 1
|  | 6 | 24 | 21 | 0 | 1
|  | 6 | 24 | 22 | 0 | 1
|  | 6 | 24 | 23 | 0 | 1
|  | 6 | 24 | 24 | 0 | 1
|  | 6 | 25 | 1 | 0 | 1
|  | 6 | 25 | 2 | 0 | 1
|  | 6 | 25 | 3 | 0 | 1
|  | 6 | 25 | 4 | 0 | 1
|  | 6 | 25 | 5 | 0 | 1
|  | 6 | 25 | 6 | 0 | 1
|  | 6 | 25 | 7 | 0 | 1
|  | 6 | 25 | 8 | 0 | 1
|  | 6 | 25 | 9 | 0 | 1
|  | 6 | 25 | 10 | 0 | 1
|  | 6 | 25 | 11 | 0 | 1
|  | 6 | 25 | 12 | 0 | 1
|  | 6 | 25 | 13 | 0 | 1
|  | 6 | 25 | 14 | 0 | 1
|  | 6 | 25 | 15 | 0 | 1
|  | 6 | 25 | 16 | 0 | 1
|  | 6 | 25 | 17 | 0 | 1
|  | 6 | 25 | 18 | 0 | 1
|  | 6 | 25 | 19 | 0 | 1
|  | 6 | 25 | 20 | 0 | 1
|  | 6 | 25 | 21 | 0 | 1
|  | 6 | 25 | 22 | 0 | 1
|  | 6 | 25 | 23 | 0 | 1
|  | 6 | 25 | 24 | 0 | 1
|  | 6 | 26 | 1 | 1 | 1
|  | 6 | 26 | 2 | 1 | 1
|  | 6 | 26 | 3 | 1 | 1
|  | 6 | 26 | 4 | 1 | 1
|  | 6 | 26 | 5 | 1 | 1
|  | 6 | 26 | 6 | 1 | 1
|  | 6 | 26 | 7 | 1 | 1
|  | 6 | 26 | 8 | 1 | 1
|  | 6 | 26 | 9 | 1 | 1
|  | 6 | 26 | 10 | 1 | 1
|  | 6 | 26 | 11 | 1 | 1
|  | 6 | 26 | 12 | 1 | 1
|  | 6 | 26 | 13 | 1 | 1
|  | 6 | 26 | 14 | 1 | 1
|  | 6 | 26 | 15 | 1 | 1
|  | 6 | 26 | 16 | 1 | 1
|  | 6 | 26 | 17 | 1 | 1
|  | 6 | 26 | 18 | 1 | 1
|  | 6 | 26 | 19 | 1 | 1
|  | 6 | 26 | 20 | 1 | 1
|  | 6 | 26 | 21 | 1 | 1
|  | 6 | 26 | 22 | 1 | 1
|  | 6 | 26 | 23 | 1 | 1
|  | 6 | 26 | 24 | 1 | 1
|  | 6 | 27 | 1 | 1 | 1
|  | 6 | 27 | 2 | 1 | 1
|  | 6 | 27 | 3 | 1 | 1
|  | 6 | 27 | 4 | 1 | 1
|  | 6 | 27 | 5 | 1 | 1
|  | 6 | 27 | 6 | 1 | 1
|  | 6 | 27 | 7 | 1 | 1
|  | 6 | 27 | 8 | 1 | 1
|  | 6 | 27 | 9 | 1 | 1
|  | 6 | 27 | 10 | 1 | 1
|  | 6 | 27 | 11 | 1 | 1
|  | 6 | 27 | 12 | 1 | 1
|  | 6 | 27 | 13 | 1 | 1
|  | 6 | 27 | 14 | 1 | 1
|  | 6 | 27 | 15 | 1 | 1
|  | 6 | 27 | 16 | 1 | 1
|  | 6 | 27 | 17 | 1 | 1
|  | 6 | 27 | 18 | 1 | 1
|  | 6 | 27 | 19 | 1 | 1
|  | 6 | 27 | 20 | 1 | 1
|  | 6 | 27 | 21 | 1 | 1
|  | 6 | 27 | 22 | 1 | 1
|  | 6 | 27 | 23 | 1 | 1
|  | 6 | 27 | 24 | 1 | 1
|  | 6 | 28 | 1 | 1 | 1
|  | 6 | 28 | 2 | 1 | 1
|  | 6 | 28 | 3 | 1 | 1
|  | 6 | 28 | 4 | 1 | 1
|  | 6 | 28 | 5 | 1 | 1
|  | 6 | 28 | 6 | 1 | 1
|  | 6 | 28 | 7 | 1 | 1
|  | 6 | 28 | 8 | 1 | 1
|  | 6 | 28 | 9 | 1 | 1
|  | 6 | 28 | 10 | 1 | 1
|  | 6 | 28 | 11 | 1 | 1
|  | 6 | 28 | 12 | 1 | 1
|  | 6 | 28 | 13 | 1 | 1
|  | 6 | 28 | 14 | 1 | 1
|  | 6 | 28 | 15 | 1 | 1
|  | 6 | 28 | 16 | 1 | 1
|  | 6 | 28 | 17 | 1 | 1
|  | 6 | 28 | 18 | 1 | 1
|  | 6 | 28 | 19 | 1 | 1
|  | 6 | 28 | 20 | 1 | 1
|  | 6 | 28 | 21 | 1 | 1
|  | 6 | 28 | 22 | 1 | 1
|  | 6 | 28 | 23 | 1 | 1
|  | 6 | 28 | 24 | 1 | 1
|  | 6 | 29 | 1 | 1 | 1
|  | 6 | 29 | 2 | 1 | 1
|  | 6 | 29 | 3 | 1 | 1
|  | 6 | 29 | 4 | 1 | 1
|  | 6 | 29 | 5 | 1 | 1
|  | 6 | 29 | 6 | 1 | 1
|  | 6 | 29 | 7 | 1 | 1
|  | 6 | 29 | 8 | 1 | 1
|  | 6 | 29 | 9 | 1 | 1
|  | 6 | 29 | 10 | 1 | 1
|  | 6 | 29 | 11 | 1 | 1
|  | 6 | 29 | 12 | 1 | 1
|  | 6 | 29 | 13 | 1 | 1
|  | 6 | 29 | 14 | 1 | 1
|  | 6 | 29 | 15 | 1 | 1
|  | 6 | 29 | 16 | 1 | 1
|  | 6 | 29 | 17 | 1 | 1
|  | 6 | 29 | 18 | 1 | 1
|  | 6 | 29 | 19 | 1 | 1
|  | 6 | 29 | 20 | 1 | 1
|  | 6 | 29 | 21 | 1 | 1
|  | 6 | 29 | 22 | 1 | 1
|  | 6 | 29 | 23 | 1 | 1
|  | 6 | 29 | 24 | 1 | 1
|  | 6 | 30 | 1 | 1 | 1
|  | 6 | 30 | 2 | 1 | 1
|  | 6 | 30 | 3 | 1 | 1
|  | 6 | 30 | 4 | 1 | 1
|  | 6 | 30 | 5 | 1 | 1
|  | 6 | 30 | 6 | 1 | 1
|  | 6 | 30 | 7 | 1 | 1
|  | 6 | 30 | 8 | 1 | 1
|  | 6 | 30 | 9 | 1 | 1
|  | 6 | 30 | 10 | 1 | 1
|  | 6 | 30 | 11 | 1 | 1
|  | 6 | 30 | 12 | 1 | 1
|  | 6 | 30 | 13 | 1 | 1
|  | 6 | 30 | 14 | 1 | 1
|  | 6 | 30 | 15 | 1 | 1
|  | 6 | 30 | 16 | 1 | 1
|  | 6 | 30 | 17 | 1 | 1
|  | 6 | 30 | 18 | 1 | 1
|  | 6 | 30 | 19 | 1 | 1
|  | 6 | 30 | 20 | 1 | 1
|  | 6 | 30 | 21 | 1 | 1
|  | 6 | 30 | 22 | 1 | 1
|  | 6 | 30 | 23 | 1 | 1
|  | 6 | 30 | 24 | 1 | 1
|  | 7 | 1 | 1 | 0 | 1
|  | 7 | 1 | 2 | 0 | 1
|  | 7 | 1 | 3 | 0 | 1
|  | 7 | 1 | 4 | 0 | 1
|  | 7 | 1 | 5 | 0 | 1
|  | 7 | 1 | 6 | 0 | 1
|  | 7 | 1 | 7 | 0 | 1
|  | 7 | 1 | 8 | 0 | 1
|  | 7 | 1 | 9 | 0 | 1
|  | 7 | 1 | 10 | 0 | 1
|  | 7 | 1 | 11 | 0 | 1
|  | 7 | 1 | 12 | 0 | 1
|  | 7 | 1 | 13 | 0 | 1
|  | 7 | 1 | 14 | 0 | 1
|  | 7 | 1 | 15 | 0 | 1
|  | 7 | 1 | 16 | 0 | 1
|  | 7 | 1 | 17 | 0 | 1
|  | 7 | 1 | 18 | 0 | 1
|  | 7 | 1 | 19 | 0 | 1
|  | 7 | 1 | 20 | 0 | 1
|  | 7 | 1 | 21 | 0 | 1
|  | 7 | 1 | 22 | 0 | 1
|  | 7 | 1 | 23 | 0 | 1
|  | 7 | 1 | 24 | 0 | 1
|  | 7 | 2 | 1 | 0 | 1
|  | 7 | 2 | 2 | 0 | 1
|  | 7 | 2 | 3 | 0 | 1
|  | 7 | 2 | 4 | 0 | 1
|  | 7 | 2 | 5 | 0 | 1
|  | 7 | 2 | 6 | 0 | 1
|  | 7 | 2 | 7 | 0 | 1
|  | 7 | 2 | 8 | 0 | 1
|  | 7 | 2 | 9 | 0 | 1
|  | 7 | 2 | 10 | 0 | 1
|  | 7 | 2 | 11 | 0 | 1
|  | 7 | 2 | 12 | 0 | 1
|  | 7 | 2 | 13 | 0 | 1
|  | 7 | 2 | 14 | 0 | 1
|  | 7 | 2 | 15 | 0 | 1
|  | 7 | 2 | 16 | 0 | 1
|  | 7 | 2 | 17 | 0 | 1
|  | 7 | 2 | 18 | 0 | 1
|  | 7 | 2 | 19 | 0 | 1
|  | 7 | 2 | 20 | 0 | 1
|  | 7 | 2 | 21 | 0 | 1
|  | 7 | 2 | 22 | 0 | 1
|  | 7 | 2 | 23 | 0 | 1
|  | 7 | 2 | 24 | 0 | 1
|  | 7 | 3 | 1 | 1 | 1
|  | 7 | 3 | 2 | 1 | 1
|  | 7 | 3 | 3 | 1 | 1
|  | 7 | 3 | 4 | 1 | 1
|  | 7 | 3 | 5 | 1 | 1
|  | 7 | 3 | 6 | 1 | 1
|  | 7 | 3 | 7 | 1 | 1
|  | 7 | 3 | 8 | 1 | 1
|  | 7 | 3 | 9 | 1 | 1
|  | 7 | 3 | 10 | 1 | 1
|  | 7 | 3 | 11 | 1 | 1
|  | 7 | 3 | 12 | 1 | 1
|  | 7 | 3 | 13 | 1 | 1
|  | 7 | 3 | 14 | 1 | 1
|  | 7 | 3 | 15 | 1 | 1
|  | 7 | 3 | 16 | 1 | 1
|  | 7 | 3 | 17 | 1 | 1
|  | 7 | 3 | 18 | 1 | 1
|  | 7 | 3 | 19 | 1 | 1
|  | 7 | 3 | 20 | 1 | 1
|  | 7 | 3 | 21 | 1 | 1
|  | 7 | 3 | 22 | 1 | 1
|  | 7 | 3 | 23 | 1 | 1
|  | 7 | 3 | 24 | 1 | 1
|  | 7 | 4 | 1 | 1 | 1
|  | 7 | 4 | 2 | 1 | 1
|  | 7 | 4 | 3 | 1 | 1
|  | 7 | 4 | 4 | 1 | 1
|  | 7 | 4 | 5 | 1 | 1
|  | 7 | 4 | 6 | 1 | 1
|  | 7 | 4 | 7 | 1 | 1
|  | 7 | 4 | 8 | 1 | 1
|  | 7 | 4 | 9 | 1 | 1
|  | 7 | 4 | 10 | 1 | 1
|  | 7 | 4 | 11 | 1 | 1
|  | 7 | 4 | 12 | 1 | 1
|  | 7 | 4 | 13 | 1 | 1
|  | 7 | 4 | 14 | 1 | 1
|  | 7 | 4 | 15 | 1 | 1
|  | 7 | 4 | 16 | 1 | 1
|  | 7 | 4 | 17 | 1 | 1
|  | 7 | 4 | 18 | 1 | 1
|  | 7 | 4 | 19 | 1 | 1
|  | 7 | 4 | 20 | 1 | 1
|  | 7 | 4 | 21 | 1 | 1
|  | 7 | 4 | 22 | 1 | 1
|  | 7 | 4 | 23 | 1 | 1
|  | 7 | 4 | 24 | 1 | 1
|  | 7 | 5 | 1 | 1 | 1
|  | 7 | 5 | 2 | 1 | 1
|  | 7 | 5 | 3 | 1 | 1
|  | 7 | 5 | 4 | 1 | 1
|  | 7 | 5 | 5 | 1 | 1
|  | 7 | 5 | 6 | 1 | 1
|  | 7 | 5 | 7 | 1 | 1
|  | 7 | 5 | 8 | 1 | 1
|  | 7 | 5 | 9 | 1 | 1
|  | 7 | 5 | 10 | 1 | 1
|  | 7 | 5 | 11 | 1 | 1
|  | 7 | 5 | 12 | 1 | 1
|  | 7 | 5 | 13 | 1 | 1
|  | 7 | 5 | 14 | 1 | 1
|  | 7 | 5 | 15 | 1 | 1
|  | 7 | 5 | 16 | 1 | 1
|  | 7 | 5 | 17 | 1 | 1
|  | 7 | 5 | 18 | 1 | 1
|  | 7 | 5 | 19 | 1 | 1
|  | 7 | 5 | 20 | 1 | 1
|  | 7 | 5 | 21 | 1 | 1
|  | 7 | 5 | 22 | 1 | 1
|  | 7 | 5 | 23 | 1 | 1
|  | 7 | 5 | 24 | 1 | 1
|  | 7 | 6 | 1 | 1 | 1
|  | 7 | 6 | 2 | 1 | 1
|  | 7 | 6 | 3 | 1 | 1
|  | 7 | 6 | 4 | 1 | 1
|  | 7 | 6 | 5 | 1 | 1
|  | 7 | 6 | 6 | 1 | 1
|  | 7 | 6 | 7 | 1 | 1
|  | 7 | 6 | 8 | 1 | 1
|  | 7 | 6 | 9 | 1 | 1
|  | 7 | 6 | 10 | 1 | 1
|  | 7 | 6 | 11 | 1 | 1
|  | 7 | 6 | 12 | 1 | 1
|  | 7 | 6 | 13 | 1 | 1
|  | 7 | 6 | 14 | 1 | 1
|  | 7 | 6 | 15 | 1 | 1
|  | 7 | 6 | 16 | 1 | 1
|  | 7 | 6 | 17 | 1 | 1
|  | 7 | 6 | 18 | 1 | 1
|  | 7 | 6 | 19 | 1 | 1
|  | 7 | 6 | 20 | 1 | 1
|  | 7 | 6 | 21 | 1 | 1
|  | 7 | 6 | 22 | 1 | 1
|  | 7 | 6 | 23 | 1 | 1
|  | 7 | 6 | 24 | 1 | 1
|  | 7 | 7 | 1 | 1 | 1
|  | 7 | 7 | 2 | 1 | 1
|  | 7 | 7 | 3 | 1 | 1
|  | 7 | 7 | 4 | 1 | 1
|  | 7 | 7 | 5 | 1 | 1
|  | 7 | 7 | 6 | 1 | 1
|  | 7 | 7 | 7 | 1 | 1
|  | 7 | 7 | 8 | 1 | 1
|  | 7 | 7 | 9 | 1 | 1
|  | 7 | 7 | 10 | 1 | 1
|  | 7 | 7 | 11 | 1 | 1
|  | 7 | 7 | 12 | 1 | 1
|  | 7 | 7 | 13 | 1 | 1
|  | 7 | 7 | 14 | 1 | 1
|  | 7 | 7 | 15 | 1 | 1
|  | 7 | 7 | 16 | 1 | 1
|  | 7 | 7 | 17 | 1 | 1
|  | 7 | 7 | 18 | 1 | 1
|  | 7 | 7 | 19 | 1 | 1
|  | 7 | 7 | 20 | 1 | 1
|  | 7 | 7 | 21 | 1 | 1
|  | 7 | 7 | 22 | 1 | 1
|  | 7 | 7 | 23 | 1 | 1
|  | 7 | 7 | 24 | 1 | 1
|  | 7 | 8 | 1 | 0 | 1
|  | 7 | 8 | 2 | 0 | 1
|  | 7 | 8 | 3 | 0 | 1
|  | 7 | 8 | 4 | 0 | 1
|  | 7 | 8 | 5 | 0 | 1
|  | 7 | 8 | 6 | 0 | 1
|  | 7 | 8 | 7 | 0 | 1
|  | 7 | 8 | 8 | 0 | 1
|  | 7 | 8 | 9 | 0 | 1
|  | 7 | 8 | 10 | 0 | 1
|  | 7 | 8 | 11 | 0 | 1
|  | 7 | 8 | 12 | 0 | 1
|  | 7 | 8 | 13 | 0 | 1
|  | 7 | 8 | 14 | 0 | 1
|  | 7 | 8 | 15 | 0 | 1
|  | 7 | 8 | 16 | 0 | 1
|  | 7 | 8 | 17 | 0 | 1
|  | 7 | 8 | 18 | 0 | 1
|  | 7 | 8 | 19 | 0 | 1
|  | 7 | 8 | 20 | 0 | 1
|  | 7 | 8 | 21 | 0 | 1
|  | 7 | 8 | 22 | 0 | 1
|  | 7 | 8 | 23 | 0 | 1
|  | 7 | 8 | 24 | 0 | 1
|  | 7 | 9 | 1 | 0 | 1
|  | 7 | 9 | 2 | 0 | 1
|  | 7 | 9 | 3 | 0 | 1
|  | 7 | 9 | 4 | 0 | 1
|  | 7 | 9 | 5 | 0 | 1
|  | 7 | 9 | 6 | 0 | 1
|  | 7 | 9 | 7 | 0 | 1
|  | 7 | 9 | 8 | 0 | 1
|  | 7 | 9 | 9 | 0 | 1
|  | 7 | 9 | 10 | 0 | 1
|  | 7 | 9 | 11 | 0 | 1
|  | 7 | 9 | 12 | 0 | 1
|  | 7 | 9 | 13 | 0 | 1
|  | 7 | 9 | 14 | 0 | 1
|  | 7 | 9 | 15 | 0 | 1
|  | 7 | 9 | 16 | 0 | 1
|  | 7 | 9 | 17 | 0 | 1
|  | 7 | 9 | 18 | 0 | 1
|  | 7 | 9 | 19 | 0 | 1
|  | 7 | 9 | 20 | 0 | 1
|  | 7 | 9 | 21 | 0 | 1
|  | 7 | 9 | 22 | 0 | 1
|  | 7 | 9 | 23 | 0 | 1
|  | 7 | 9 | 24 | 0 | 1
|  | 7 | 10 | 1 | 1 | 1
|  | 7 | 10 | 2 | 1 | 1
|  | 7 | 10 | 3 | 1 | 1
|  | 7 | 10 | 4 | 1 | 1
|  | 7 | 10 | 5 | 1 | 1
|  | 7 | 10 | 6 | 1 | 1
|  | 7 | 10 | 7 | 1 | 1
|  | 7 | 10 | 8 | 1 | 1
|  | 7 | 10 | 9 | 1 | 1
|  | 7 | 10 | 10 | 1 | 1
|  | 7 | 10 | 11 | 1 | 1
|  | 7 | 10 | 12 | 1 | 1
|  | 7 | 10 | 13 | 1 | 1
|  | 7 | 10 | 14 | 1 | 1
|  | 7 | 10 | 15 | 1 | 1
|  | 7 | 10 | 16 | 1 | 1
|  | 7 | 10 | 17 | 1 | 1
|  | 7 | 10 | 18 | 1 | 1
|  | 7 | 10 | 19 | 1 | 1
|  | 7 | 10 | 20 | 1 | 1
|  | 7 | 10 | 21 | 1 | 1
|  | 7 | 10 | 22 | 1 | 1
|  | 7 | 10 | 23 | 1 | 1
|  | 7 | 10 | 24 | 1 | 1
|  | 7 | 11 | 1 | 1 | 1
|  | 7 | 11 | 2 | 1 | 1
|  | 7 | 11 | 3 | 1 | 1
|  | 7 | 11 | 4 | 1 | 1
|  | 7 | 11 | 5 | 1 | 1
|  | 7 | 11 | 6 | 1 | 1
|  | 7 | 11 | 7 | 1 | 1
|  | 7 | 11 | 8 | 1 | 1
|  | 7 | 11 | 9 | 1 | 1
|  | 7 | 11 | 10 | 1 | 1
|  | 7 | 11 | 11 | 1 | 1
|  | 7 | 11 | 12 | 1 | 1
|  | 7 | 11 | 13 | 1 | 1
|  | 7 | 11 | 14 | 1 | 1
|  | 7 | 11 | 15 | 1 | 1
|  | 7 | 11 | 16 | 1 | 1
|  | 7 | 11 | 17 | 1 | 1
|  | 7 | 11 | 18 | 1 | 1
|  | 7 | 11 | 19 | 1 | 1
|  | 7 | 11 | 20 | 1 | 1
|  | 7 | 11 | 21 | 1 | 1
|  | 7 | 11 | 22 | 1 | 1
|  | 7 | 11 | 23 | 1 | 1
|  | 7 | 11 | 24 | 1 | 1
|  | 7 | 12 | 1 | 1 | 1
|  | 7 | 12 | 2 | 1 | 1
|  | 7 | 12 | 3 | 1 | 1
|  | 7 | 12 | 4 | 1 | 1
|  | 7 | 12 | 5 | 1 | 1
|  | 7 | 12 | 6 | 1 | 1
|  | 7 | 12 | 7 | 1 | 1
|  | 7 | 12 | 8 | 1 | 1
|  | 7 | 12 | 9 | 1 | 1
|  | 7 | 12 | 10 | 1 | 1
|  | 7 | 12 | 11 | 1 | 1
|  | 7 | 12 | 12 | 1 | 1
|  | 7 | 12 | 13 | 1 | 1
|  | 7 | 12 | 14 | 1 | 1
|  | 7 | 12 | 15 | 1 | 1
|  | 7 | 12 | 16 | 1 | 1
|  | 7 | 12 | 17 | 1 | 1
|  | 7 | 12 | 18 | 1 | 1
|  | 7 | 12 | 19 | 1 | 1
|  | 7 | 12 | 20 | 1 | 1
|  | 7 | 12 | 21 | 1 | 1
|  | 7 | 12 | 22 | 1 | 1
|  | 7 | 12 | 23 | 1 | 1
|  | 7 | 12 | 24 | 1 | 1
|  | 7 | 13 | 1 | 1 | 1
|  | 7 | 13 | 2 | 1 | 1
|  | 7 | 13 | 3 | 1 | 1
|  | 7 | 13 | 4 | 1 | 1
|  | 7 | 13 | 5 | 1 | 1
|  | 7 | 13 | 6 | 1 | 1
|  | 7 | 13 | 7 | 1 | 1
|  | 7 | 13 | 8 | 1 | 1
|  | 7 | 13 | 9 | 1 | 1
|  | 7 | 13 | 10 | 1 | 1
|  | 7 | 13 | 11 | 1 | 1
|  | 7 | 13 | 12 | 1 | 1
|  | 7 | 13 | 13 | 1 | 1
|  | 7 | 13 | 14 | 1 | 1
|  | 7 | 13 | 15 | 1 | 1
|  | 7 | 13 | 16 | 1 | 1
|  | 7 | 13 | 17 | 1 | 1
|  | 7 | 13 | 18 | 1 | 1
|  | 7 | 13 | 19 | 1 | 1
|  | 7 | 13 | 20 | 1 | 1
|  | 7 | 13 | 21 | 1 | 1
|  | 7 | 13 | 22 | 1 | 1
|  | 7 | 13 | 23 | 1 | 1
|  | 7 | 13 | 24 | 1 | 1
|  | 7 | 14 | 1 | 1 | 1
|  | 7 | 14 | 2 | 1 | 1
|  | 7 | 14 | 3 | 1 | 1
|  | 7 | 14 | 4 | 1 | 1
|  | 7 | 14 | 5 | 1 | 1
|  | 7 | 14 | 6 | 1 | 1
|  | 7 | 14 | 7 | 1 | 1
|  | 7 | 14 | 8 | 1 | 1
|  | 7 | 14 | 9 | 1 | 1
|  | 7 | 14 | 10 | 1 | 1
|  | 7 | 14 | 11 | 1 | 1
|  | 7 | 14 | 12 | 1 | 1
|  | 7 | 14 | 13 | 1 | 1
|  | 7 | 14 | 14 | 1 | 1
|  | 7 | 14 | 15 | 1 | 1
|  | 7 | 14 | 16 | 1 | 1
|  | 7 | 14 | 17 | 1 | 1
|  | 7 | 14 | 18 | 1 | 1
|  | 7 | 14 | 19 | 1 | 1
|  | 7 | 14 | 20 | 1 | 1
|  | 7 | 14 | 21 | 1 | 1
|  | 7 | 14 | 22 | 1 | 1
|  | 7 | 14 | 23 | 1 | 1
|  | 7 | 14 | 24 | 1 | 1
|  | 7 | 15 | 1 | 0 | 1
|  | 7 | 15 | 2 | 0 | 1
|  | 7 | 15 | 3 | 0 | 1
|  | 7 | 15 | 4 | 0 | 1
|  | 7 | 15 | 5 | 0 | 1
|  | 7 | 15 | 6 | 0 | 1
|  | 7 | 15 | 7 | 0 | 1
|  | 7 | 15 | 8 | 0 | 1
|  | 7 | 15 | 9 | 0 | 1
|  | 7 | 15 | 10 | 0 | 1
|  | 7 | 15 | 11 | 0 | 1
|  | 7 | 15 | 12 | 0 | 1
|  | 7 | 15 | 13 | 0 | 1
|  | 7 | 15 | 14 | 0 | 1
|  | 7 | 15 | 15 | 0 | 1
|  | 7 | 15 | 16 | 0 | 1
|  | 7 | 15 | 17 | 0 | 1
|  | 7 | 15 | 18 | 0 | 1
|  | 7 | 15 | 19 | 0 | 1
|  | 7 | 15 | 20 | 0 | 1
|  | 7 | 15 | 21 | 0 | 1
|  | 7 | 15 | 22 | 0 | 1
|  | 7 | 15 | 23 | 0 | 1
|  | 7 | 15 | 24 | 0 | 1
|  | 7 | 16 | 1 | 0 | 1
|  | 7 | 16 | 2 | 0 | 1
|  | 7 | 16 | 3 | 0 | 1
|  | 7 | 16 | 4 | 0 | 1
|  | 7 | 16 | 5 | 0 | 1
|  | 7 | 16 | 6 | 0 | 1
|  | 7 | 16 | 7 | 0 | 1
|  | 7 | 16 | 8 | 0 | 1
|  | 7 | 16 | 9 | 0 | 1
|  | 7 | 16 | 10 | 0 | 1
|  | 7 | 16 | 11 | 0 | 1
|  | 7 | 16 | 12 | 0 | 1
|  | 7 | 16 | 13 | 0 | 1
|  | 7 | 16 | 14 | 0 | 1
|  | 7 | 16 | 15 | 0 | 1
|  | 7 | 16 | 16 | 0 | 1
|  | 7 | 16 | 17 | 0 | 1
|  | 7 | 16 | 18 | 0 | 1
|  | 7 | 16 | 19 | 0 | 1
|  | 7 | 16 | 20 | 0 | 1
|  | 7 | 16 | 21 | 0 | 1
|  | 7 | 16 | 22 | 0 | 1
|  | 7 | 16 | 23 | 0 | 1
|  | 7 | 16 | 24 | 0 | 1
|  | 7 | 17 | 1 | 1 | 1
|  | 7 | 17 | 2 | 1 | 1
|  | 7 | 17 | 3 | 1 | 1
|  | 7 | 17 | 4 | 1 | 1
|  | 7 | 17 | 5 | 1 | 1
|  | 7 | 17 | 6 | 1 | 1
|  | 7 | 17 | 7 | 1 | 1
|  | 7 | 17 | 8 | 1 | 1
|  | 7 | 17 | 9 | 1 | 1
|  | 7 | 17 | 10 | 1 | 1
|  | 7 | 17 | 11 | 1 | 1
|  | 7 | 17 | 12 | 1 | 1
|  | 7 | 17 | 13 | 1 | 1
|  | 7 | 17 | 14 | 1 | 1
|  | 7 | 17 | 15 | 1 | 1
|  | 7 | 17 | 16 | 1 | 1
|  | 7 | 17 | 17 | 1 | 1
|  | 7 | 17 | 18 | 1 | 1
|  | 7 | 17 | 19 | 1 | 1
|  | 7 | 17 | 20 | 1 | 1
|  | 7 | 17 | 21 | 1 | 1
|  | 7 | 17 | 22 | 1 | 1
|  | 7 | 17 | 23 | 1 | 1
|  | 7 | 17 | 24 | 1 | 1
|  | 7 | 18 | 1 | 1 | 1
|  | 7 | 18 | 2 | 1 | 1
|  | 7 | 18 | 3 | 1 | 1
|  | 7 | 18 | 4 | 1 | 1
|  | 7 | 18 | 5 | 1 | 1
|  | 7 | 18 | 6 | 1 | 1
|  | 7 | 18 | 7 | 1 | 1
|  | 7 | 18 | 8 | 1 | 1
|  | 7 | 18 | 9 | 1 | 1
|  | 7 | 18 | 10 | 1 | 1
|  | 7 | 18 | 11 | 1 | 1
|  | 7 | 18 | 12 | 1 | 1
|  | 7 | 18 | 13 | 1 | 1
|  | 7 | 18 | 14 | 1 | 1
|  | 7 | 18 | 15 | 1 | 1
|  | 7 | 18 | 16 | 1 | 1
|  | 7 | 18 | 17 | 1 | 1
|  | 7 | 18 | 18 | 1 | 1
|  | 7 | 18 | 19 | 1 | 1
|  | 7 | 18 | 20 | 1 | 1
|  | 7 | 18 | 21 | 1 | 1
|  | 7 | 18 | 22 | 1 | 1
|  | 7 | 18 | 23 | 1 | 1
|  | 7 | 18 | 24 | 1 | 1
|  | 7 | 19 | 1 | 1 | 1
|  | 7 | 19 | 2 | 1 | 1
|  | 7 | 19 | 3 | 1 | 1
|  | 7 | 19 | 4 | 1 | 1
|  | 7 | 19 | 5 | 1 | 1
|  | 7 | 19 | 6 | 1 | 1
|  | 7 | 19 | 7 | 1 | 1
|  | 7 | 19 | 8 | 1 | 1
|  | 7 | 19 | 9 | 1 | 1
|  | 7 | 19 | 10 | 1 | 1
|  | 7 | 19 | 11 | 1 | 1
|  | 7 | 19 | 12 | 1 | 1
|  | 7 | 19 | 13 | 1 | 1
|  | 7 | 19 | 14 | 1 | 1
|  | 7 | 19 | 15 | 1 | 1
|  | 7 | 19 | 16 | 1 | 1
|  | 7 | 19 | 17 | 1 | 1
|  | 7 | 19 | 18 | 1 | 1
|  | 7 | 19 | 19 | 1 | 1
|  | 7 | 19 | 20 | 1 | 1
|  | 7 | 19 | 21 | 1 | 1
|  | 7 | 19 | 22 | 1 | 1
|  | 7 | 19 | 23 | 1 | 1
|  | 7 | 19 | 24 | 1 | 1
|  | 7 | 20 | 1 | 1 | 1
|  | 7 | 20 | 2 | 1 | 1
|  | 7 | 20 | 3 | 1 | 1
|  | 7 | 20 | 4 | 1 | 1
|  | 7 | 20 | 5 | 1 | 1
|  | 7 | 20 | 6 | 1 | 1
|  | 7 | 20 | 7 | 1 | 1
|  | 7 | 20 | 8 | 1 | 1
|  | 7 | 20 | 9 | 1 | 1
|  | 7 | 20 | 10 | 1 | 1
|  | 7 | 20 | 11 | 1 | 1
|  | 7 | 20 | 12 | 1 | 1
|  | 7 | 20 | 13 | 1 | 1
|  | 7 | 20 | 14 | 1 | 1
|  | 7 | 20 | 15 | 1 | 1
|  | 7 | 20 | 16 | 1 | 1
|  | 7 | 20 | 17 | 1 | 1
|  | 7 | 20 | 18 | 1 | 1
|  | 7 | 20 | 19 | 1 | 1
|  | 7 | 20 | 20 | 1 | 1
|  | 7 | 20 | 21 | 1 | 1
|  | 7 | 20 | 22 | 1 | 1
|  | 7 | 20 | 23 | 1 | 1
|  | 7 | 20 | 24 | 1 | 1
|  | 7 | 21 | 1 | 1 | 1
|  | 7 | 21 | 2 | 1 | 1
|  | 7 | 21 | 3 | 1 | 1
|  | 7 | 21 | 4 | 1 | 1
|  | 7 | 21 | 5 | 1 | 1
|  | 7 | 21 | 6 | 1 | 1
|  | 7 | 21 | 7 | 1 | 1
|  | 7 | 21 | 8 | 1 | 1
|  | 7 | 21 | 9 | 1 | 1
|  | 7 | 21 | 10 | 1 | 1
|  | 7 | 21 | 11 | 1 | 1
|  | 7 | 21 | 12 | 1 | 1
|  | 7 | 21 | 13 | 1 | 1
|  | 7 | 21 | 14 | 1 | 1
|  | 7 | 21 | 15 | 1 | 1
|  | 7 | 21 | 16 | 1 | 1
|  | 7 | 21 | 17 | 1 | 1
|  | 7 | 21 | 18 | 1 | 1
|  | 7 | 21 | 19 | 1 | 1
|  | 7 | 21 | 20 | 1 | 1
|  | 7 | 21 | 21 | 1 | 1
|  | 7 | 21 | 22 | 1 | 1
|  | 7 | 21 | 23 | 1 | 1
|  | 7 | 21 | 24 | 1 | 1
|  | 7 | 22 | 1 | 0 | 1
|  | 7 | 22 | 2 | 0 | 1
|  | 7 | 22 | 3 | 0 | 1
|  | 7 | 22 | 4 | 0 | 1
|  | 7 | 22 | 5 | 0 | 1
|  | 7 | 22 | 6 | 0 | 1
|  | 7 | 22 | 7 | 0 | 1
|  | 7 | 22 | 8 | 0 | 1
|  | 7 | 22 | 9 | 0 | 1
|  | 7 | 22 | 10 | 0 | 1
|  | 7 | 22 | 11 | 0 | 1
|  | 7 | 22 | 12 | 0 | 1
|  | 7 | 22 | 13 | 0 | 1
|  | 7 | 22 | 14 | 0 | 1
|  | 7 | 22 | 15 | 0 | 1
|  | 7 | 22 | 16 | 0 | 1
|  | 7 | 22 | 17 | 0 | 1
|  | 7 | 22 | 18 | 0 | 1
|  | 7 | 22 | 19 | 0 | 1
|  | 7 | 22 | 20 | 0 | 1
|  | 7 | 22 | 21 | 0 | 1
|  | 7 | 22 | 22 | 0 | 1
|  | 7 | 22 | 23 | 0 | 1
|  | 7 | 22 | 24 | 0 | 1
|  | 7 | 23 | 1 | 0 | 1
|  | 7 | 23 | 2 | 0 | 1
|  | 7 | 23 | 3 | 0 | 1
|  | 7 | 23 | 4 | 0 | 1
|  | 7 | 23 | 5 | 0 | 1
|  | 7 | 23 | 6 | 0 | 1
|  | 7 | 23 | 7 | 0 | 1
|  | 7 | 23 | 8 | 0 | 1
|  | 7 | 23 | 9 | 0 | 1
|  | 7 | 23 | 10 | 0 | 1
|  | 7 | 23 | 11 | 0 | 1
|  | 7 | 23 | 12 | 0 | 1
|  | 7 | 23 | 13 | 0 | 1
|  | 7 | 23 | 14 | 0 | 1
|  | 7 | 23 | 15 | 0 | 1
|  | 7 | 23 | 16 | 0 | 1
|  | 7 | 23 | 17 | 0 | 1
|  | 7 | 23 | 18 | 0 | 1
|  | 7 | 23 | 19 | 0 | 1
|  | 7 | 23 | 20 | 0 | 1
|  | 7 | 23 | 21 | 0 | 1
|  | 7 | 23 | 22 | 0 | 1
|  | 7 | 23 | 23 | 0 | 1
|  | 7 | 23 | 24 | 0 | 1
|  | 7 | 24 | 1 | 1 | 1
|  | 7 | 24 | 2 | 1 | 1
|  | 7 | 24 | 3 | 1 | 1
|  | 7 | 24 | 4 | 1 | 1
|  | 7 | 24 | 5 | 1 | 1
|  | 7 | 24 | 6 | 1 | 1
|  | 7 | 24 | 7 | 1 | 1
|  | 7 | 24 | 8 | 1 | 1
|  | 7 | 24 | 9 | 1 | 1
|  | 7 | 24 | 10 | 1 | 1
|  | 7 | 24 | 11 | 1 | 1
|  | 7 | 24 | 12 | 1 | 1
|  | 7 | 24 | 13 | 1 | 1
|  | 7 | 24 | 14 | 1 | 1
|  | 7 | 24 | 15 | 1 | 1
|  | 7 | 24 | 16 | 1 | 1
|  | 7 | 24 | 17 | 1 | 1
|  | 7 | 24 | 18 | 1 | 1
|  | 7 | 24 | 19 | 1 | 1
|  | 7 | 24 | 20 | 1 | 1
|  | 7 | 24 | 21 | 1 | 1
|  | 7 | 24 | 22 | 1 | 1
|  | 7 | 24 | 23 | 1 | 1
|  | 7 | 24 | 24 | 1 | 1
|  | 7 | 25 | 1 | 1 | 1
|  | 7 | 25 | 2 | 1 | 1
|  | 7 | 25 | 3 | 1 | 1
|  | 7 | 25 | 4 | 1 | 1
|  | 7 | 25 | 5 | 1 | 1
|  | 7 | 25 | 6 | 1 | 1
|  | 7 | 25 | 7 | 1 | 1
|  | 7 | 25 | 8 | 1 | 1
|  | 7 | 25 | 9 | 1 | 1
|  | 7 | 25 | 10 | 1 | 1
|  | 7 | 25 | 11 | 1 | 1
|  | 7 | 25 | 12 | 1 | 1
|  | 7 | 25 | 13 | 1 | 1
|  | 7 | 25 | 14 | 1 | 1
|  | 7 | 25 | 15 | 1 | 1
|  | 7 | 25 | 16 | 1 | 1
|  | 7 | 25 | 17 | 1 | 1
|  | 7 | 25 | 18 | 1 | 1
|  | 7 | 25 | 19 | 1 | 1
|  | 7 | 25 | 20 | 1 | 1
|  | 7 | 25 | 21 | 1 | 1
|  | 7 | 25 | 22 | 1 | 1
|  | 7 | 25 | 23 | 1 | 1
|  | 7 | 25 | 24 | 1 | 1
|  | 7 | 26 | 1 | 1 | 1
|  | 7 | 26 | 2 | 1 | 1
|  | 7 | 26 | 3 | 1 | 1
|  | 7 | 26 | 4 | 1 | 1
|  | 7 | 26 | 5 | 1 | 1
|  | 7 | 26 | 6 | 1 | 1
|  | 7 | 26 | 7 | 1 | 1
|  | 7 | 26 | 8 | 1 | 1
|  | 7 | 26 | 9 | 1 | 1
|  | 7 | 26 | 10 | 1 | 1
|  | 7 | 26 | 11 | 1 | 1
|  | 7 | 26 | 12 | 1 | 1
|  | 7 | 26 | 13 | 1 | 1
|  | 7 | 26 | 14 | 1 | 1
|  | 7 | 26 | 15 | 1 | 1
|  | 7 | 26 | 16 | 1 | 1
|  | 7 | 26 | 17 | 1 | 1
|  | 7 | 26 | 18 | 1 | 1
|  | 7 | 26 | 19 | 1 | 1
|  | 7 | 26 | 20 | 1 | 1
|  | 7 | 26 | 21 | 1 | 1
|  | 7 | 26 | 22 | 1 | 1
|  | 7 | 26 | 23 | 1 | 1
|  | 7 | 26 | 24 | 1 | 1
|  | 7 | 27 | 1 | 1 | 1
|  | 7 | 27 | 2 | 1 | 1
|  | 7 | 27 | 3 | 1 | 1
|  | 7 | 27 | 4 | 1 | 1
|  | 7 | 27 | 5 | 1 | 1
|  | 7 | 27 | 6 | 1 | 1
|  | 7 | 27 | 7 | 1 | 1
|  | 7 | 27 | 8 | 1 | 1
|  | 7 | 27 | 9 | 1 | 1
|  | 7 | 27 | 10 | 1 | 1
|  | 7 | 27 | 11 | 1 | 1
|  | 7 | 27 | 12 | 1 | 1
|  | 7 | 27 | 13 | 1 | 1
|  | 7 | 27 | 14 | 1 | 1
|  | 7 | 27 | 15 | 1 | 1
|  | 7 | 27 | 16 | 1 | 1
|  | 7 | 27 | 17 | 1 | 1
|  | 7 | 27 | 18 | 1 | 1
|  | 7 | 27 | 19 | 1 | 1
|  | 7 | 27 | 20 | 1 | 1
|  | 7 | 27 | 21 | 1 | 1
|  | 7 | 27 | 22 | 1 | 1
|  | 7 | 27 | 23 | 1 | 1
|  | 7 | 27 | 24 | 1 | 1
|  | 7 | 28 | 1 | 1 | 1
|  | 7 | 28 | 2 | 1 | 1
|  | 7 | 28 | 3 | 1 | 1
|  | 7 | 28 | 4 | 1 | 1
|  | 7 | 28 | 5 | 1 | 1
|  | 7 | 28 | 6 | 1 | 1
|  | 7 | 28 | 7 | 1 | 1
|  | 7 | 28 | 8 | 1 | 1
|  | 7 | 28 | 9 | 1 | 1
|  | 7 | 28 | 10 | 1 | 1
|  | 7 | 28 | 11 | 1 | 1
|  | 7 | 28 | 12 | 1 | 1
|  | 7 | 28 | 13 | 1 | 1
|  | 7 | 28 | 14 | 1 | 1
|  | 7 | 28 | 15 | 1 | 1
|  | 7 | 28 | 16 | 1 | 1
|  | 7 | 28 | 17 | 1 | 1
|  | 7 | 28 | 18 | 1 | 1
|  | 7 | 28 | 19 | 1 | 1
|  | 7 | 28 | 20 | 1 | 1
|  | 7 | 28 | 21 | 1 | 1
|  | 7 | 28 | 22 | 1 | 1
|  | 7 | 28 | 23 | 1 | 1
|  | 7 | 28 | 24 | 1 | 1
|  | 7 | 29 | 1 | 0 | 1
|  | 7 | 29 | 2 | 0 | 1
|  | 7 | 29 | 3 | 0 | 1
|  | 7 | 29 | 4 | 0 | 1
|  | 7 | 29 | 5 | 0 | 1
|  | 7 | 29 | 6 | 0 | 1
|  | 7 | 29 | 7 | 0 | 1
|  | 7 | 29 | 8 | 0 | 1
|  | 7 | 29 | 9 | 0 | 1
|  | 7 | 29 | 10 | 0 | 1
|  | 7 | 29 | 11 | 0 | 1
|  | 7 | 29 | 12 | 0 | 1
|  | 7 | 29 | 13 | 0 | 1
|  | 7 | 29 | 14 | 0 | 1
|  | 7 | 29 | 15 | 0 | 1
|  | 7 | 29 | 16 | 0 | 1
|  | 7 | 29 | 17 | 0 | 1
|  | 7 | 29 | 18 | 0 | 1
|  | 7 | 29 | 19 | 0 | 1
|  | 7 | 29 | 20 | 0 | 1
|  | 7 | 29 | 21 | 0 | 1
|  | 7 | 29 | 22 | 0 | 1
|  | 7 | 29 | 23 | 0 | 1
|  | 7 | 29 | 24 | 0 | 1
|  | 7 | 30 | 1 | 0 | 1
|  | 7 | 30 | 2 | 0 | 1
|  | 7 | 30 | 3 | 0 | 1
|  | 7 | 30 | 4 | 0 | 1
|  | 7 | 30 | 5 | 0 | 1
|  | 7 | 30 | 6 | 0 | 1
|  | 7 | 30 | 7 | 0 | 1
|  | 7 | 30 | 8 | 0 | 1
|  | 7 | 30 | 9 | 0 | 1
|  | 7 | 30 | 10 | 0 | 1
|  | 7 | 30 | 11 | 0 | 1
|  | 7 | 30 | 12 | 0 | 1
|  | 7 | 30 | 13 | 0 | 1
|  | 7 | 30 | 14 | 0 | 1
|  | 7 | 30 | 15 | 0 | 1
|  | 7 | 30 | 16 | 0 | 1
|  | 7 | 30 | 17 | 0 | 1
|  | 7 | 30 | 18 | 0 | 1
|  | 7 | 30 | 19 | 0 | 1
|  | 7 | 30 | 20 | 0 | 1
|  | 7 | 30 | 21 | 0 | 1
|  | 7 | 30 | 22 | 0 | 1
|  | 7 | 30 | 23 | 0 | 1
|  | 7 | 30 | 24 | 0 | 1
|  | 7 | 31 | 1 | 1 | 1
|  | 7 | 31 | 2 | 1 | 1
|  | 7 | 31 | 3 | 1 | 1
|  | 7 | 31 | 4 | 1 | 1
|  | 7 | 31 | 5 | 1 | 1
|  | 7 | 31 | 6 | 1 | 1
|  | 7 | 31 | 7 | 1 | 1
|  | 7 | 31 | 8 | 1 | 1
|  | 7 | 31 | 9 | 1 | 1
|  | 7 | 31 | 10 | 1 | 1
|  | 7 | 31 | 11 | 1 | 1
|  | 7 | 31 | 12 | 1 | 1
|  | 7 | 31 | 13 | 1 | 1
|  | 7 | 31 | 14 | 1 | 1
|  | 7 | 31 | 15 | 1 | 1
|  | 7 | 31 | 16 | 1 | 1
|  | 7 | 31 | 17 | 1 | 1
|  | 7 | 31 | 18 | 1 | 1
|  | 7 | 31 | 19 | 1 | 1
|  | 7 | 31 | 20 | 1 | 1
|  | 7 | 31 | 21 | 1 | 1
|  | 7 | 31 | 22 | 1 | 1
|  | 7 | 31 | 23 | 1 | 1
|  | 7 | 31 | 24 | 1 | 1
|  | 8 | 1 | 1 | 1 | 1
|  | 8 | 1 | 2 | 1 | 1
|  | 8 | 1 | 3 | 1 | 1
|  | 8 | 1 | 4 | 1 | 1
|  | 8 | 1 | 5 | 1 | 1
|  | 8 | 1 | 6 | 1 | 1
|  | 8 | 1 | 7 | 1 | 1
|  | 8 | 1 | 8 | 1 | 1
|  | 8 | 1 | 9 | 1 | 1
|  | 8 | 1 | 10 | 1 | 1
|  | 8 | 1 | 11 | 1 | 1
|  | 8 | 1 | 12 | 1 | 1
|  | 8 | 1 | 13 | 1 | 1
|  | 8 | 1 | 14 | 1 | 1
|  | 8 | 1 | 15 | 1 | 1
|  | 8 | 1 | 16 | 1 | 1
|  | 8 | 1 | 17 | 1 | 1
|  | 8 | 1 | 18 | 1 | 1
|  | 8 | 1 | 19 | 1 | 1
|  | 8 | 1 | 20 | 1 | 1
|  | 8 | 1 | 21 | 1 | 1
|  | 8 | 1 | 22 | 1 | 1
|  | 8 | 1 | 23 | 1 | 1
|  | 8 | 1 | 24 | 1 | 1
|  | 8 | 2 | 1 | 1 | 1
|  | 8 | 2 | 2 | 1 | 1
|  | 8 | 2 | 3 | 1 | 1
|  | 8 | 2 | 4 | 1 | 1
|  | 8 | 2 | 5 | 1 | 1
|  | 8 | 2 | 6 | 1 | 1
|  | 8 | 2 | 7 | 1 | 1
|  | 8 | 2 | 8 | 1 | 1
|  | 8 | 2 | 9 | 1 | 1
|  | 8 | 2 | 10 | 1 | 1
|  | 8 | 2 | 11 | 1 | 1
|  | 8 | 2 | 12 | 1 | 1
|  | 8 | 2 | 13 | 1 | 1
|  | 8 | 2 | 14 | 1 | 1
|  | 8 | 2 | 15 | 1 | 1
|  | 8 | 2 | 16 | 1 | 1
|  | 8 | 2 | 17 | 1 | 1
|  | 8 | 2 | 18 | 1 | 1
|  | 8 | 2 | 19 | 1 | 1
|  | 8 | 2 | 20 | 1 | 1
|  | 8 | 2 | 21 | 1 | 1
|  | 8 | 2 | 22 | 1 | 1
|  | 8 | 2 | 23 | 1 | 1
|  | 8 | 2 | 24 | 1 | 1
|  | 8 | 3 | 1 | 1 | 1
|  | 8 | 3 | 2 | 1 | 1
|  | 8 | 3 | 3 | 1 | 1
|  | 8 | 3 | 4 | 1 | 1
|  | 8 | 3 | 5 | 1 | 1
|  | 8 | 3 | 6 | 1 | 1
|  | 8 | 3 | 7 | 1 | 1
|  | 8 | 3 | 8 | 1 | 1
|  | 8 | 3 | 9 | 1 | 1
|  | 8 | 3 | 10 | 1 | 1
|  | 8 | 3 | 11 | 1 | 1
|  | 8 | 3 | 12 | 1 | 1
|  | 8 | 3 | 13 | 1 | 1
|  | 8 | 3 | 14 | 1 | 1
|  | 8 | 3 | 15 | 1 | 1
|  | 8 | 3 | 16 | 1 | 1
|  | 8 | 3 | 17 | 1 | 1
|  | 8 | 3 | 18 | 1 | 1
|  | 8 | 3 | 19 | 1 | 1
|  | 8 | 3 | 20 | 1 | 1
|  | 8 | 3 | 21 | 1 | 1
|  | 8 | 3 | 22 | 1 | 1
|  | 8 | 3 | 23 | 1 | 1
|  | 8 | 3 | 24 | 1 | 1
|  | 8 | 4 | 1 | 1 | 1
|  | 8 | 4 | 2 | 1 | 1
|  | 8 | 4 | 3 | 1 | 1
|  | 8 | 4 | 4 | 1 | 1
|  | 8 | 4 | 5 | 1 | 1
|  | 8 | 4 | 6 | 1 | 1
|  | 8 | 4 | 7 | 1 | 1
|  | 8 | 4 | 8 | 1 | 1
|  | 8 | 4 | 9 | 1 | 1
|  | 8 | 4 | 10 | 1 | 1
|  | 8 | 4 | 11 | 1 | 1
|  | 8 | 4 | 12 | 1 | 1
|  | 8 | 4 | 13 | 1 | 1
|  | 8 | 4 | 14 | 1 | 1
|  | 8 | 4 | 15 | 1 | 1
|  | 8 | 4 | 16 | 1 | 1
|  | 8 | 4 | 17 | 1 | 1
|  | 8 | 4 | 18 | 1 | 1
|  | 8 | 4 | 19 | 1 | 1
|  | 8 | 4 | 20 | 1 | 1
|  | 8 | 4 | 21 | 1 | 1
|  | 8 | 4 | 22 | 1 | 1
|  | 8 | 4 | 23 | 1 | 1
|  | 8 | 4 | 24 | 1 | 1
|  | 8 | 5 | 1 | 0 | 1
|  | 8 | 5 | 2 | 0 | 1
|  | 8 | 5 | 3 | 0 | 1
|  | 8 | 5 | 4 | 0 | 1
|  | 8 | 5 | 5 | 0 | 1
|  | 8 | 5 | 6 | 0 | 1
|  | 8 | 5 | 7 | 0 | 1
|  | 8 | 5 | 8 | 0 | 1
|  | 8 | 5 | 9 | 0 | 1
|  | 8 | 5 | 10 | 0 | 1
|  | 8 | 5 | 11 | 0 | 1
|  | 8 | 5 | 12 | 0 | 1
|  | 8 | 5 | 13 | 0 | 1
|  | 8 | 5 | 14 | 0 | 1
|  | 8 | 5 | 15 | 0 | 1
|  | 8 | 5 | 16 | 0 | 1
|  | 8 | 5 | 17 | 0 | 1
|  | 8 | 5 | 18 | 0 | 1
|  | 8 | 5 | 19 | 0 | 1
|  | 8 | 5 | 20 | 0 | 1
|  | 8 | 5 | 21 | 0 | 1
|  | 8 | 5 | 22 | 0 | 1
|  | 8 | 5 | 23 | 0 | 1
|  | 8 | 5 | 24 | 0 | 1
|  | 8 | 6 | 1 | 0 | 1
|  | 8 | 6 | 2 | 0 | 1
|  | 8 | 6 | 3 | 0 | 1
|  | 8 | 6 | 4 | 0 | 1
|  | 8 | 6 | 5 | 0 | 1
|  | 8 | 6 | 6 | 0 | 1
|  | 8 | 6 | 7 | 0 | 1
|  | 8 | 6 | 8 | 0 | 1
|  | 8 | 6 | 9 | 0 | 1
|  | 8 | 6 | 10 | 0 | 1
|  | 8 | 6 | 11 | 0 | 1
|  | 8 | 6 | 12 | 0 | 1
|  | 8 | 6 | 13 | 0 | 1
|  | 8 | 6 | 14 | 0 | 1
|  | 8 | 6 | 15 | 0 | 1
|  | 8 | 6 | 16 | 0 | 1
|  | 8 | 6 | 17 | 0 | 1
|  | 8 | 6 | 18 | 0 | 1
|  | 8 | 6 | 19 | 0 | 1
|  | 8 | 6 | 20 | 0 | 1
|  | 8 | 6 | 21 | 0 | 1
|  | 8 | 6 | 22 | 0 | 1
|  | 8 | 6 | 23 | 0 | 1
|  | 8 | 6 | 24 | 0 | 1
|  | 8 | 7 | 1 | 1 | 1
|  | 8 | 7 | 2 | 1 | 1
|  | 8 | 7 | 3 | 1 | 1
|  | 8 | 7 | 4 | 1 | 1
|  | 8 | 7 | 5 | 1 | 1
|  | 8 | 7 | 6 | 1 | 1
|  | 8 | 7 | 7 | 1 | 1
|  | 8 | 7 | 8 | 1 | 1
|  | 8 | 7 | 9 | 1 | 1
|  | 8 | 7 | 10 | 1 | 1
|  | 8 | 7 | 11 | 1 | 1
|  | 8 | 7 | 12 | 1 | 1
|  | 8 | 7 | 13 | 1 | 1
|  | 8 | 7 | 14 | 1 | 1
|  | 8 | 7 | 15 | 1 | 1
|  | 8 | 7 | 16 | 1 | 1
|  | 8 | 7 | 17 | 1 | 1
|  | 8 | 7 | 18 | 1 | 1
|  | 8 | 7 | 19 | 1 | 1
|  | 8 | 7 | 20 | 1 | 1
|  | 8 | 7 | 21 | 1 | 1
|  | 8 | 7 | 22 | 1 | 1
|  | 8 | 7 | 23 | 1 | 1
|  | 8 | 7 | 24 | 1 | 1
|  | 8 | 8 | 1 | 1 | 1
|  | 8 | 8 | 2 | 1 | 1
|  | 8 | 8 | 3 | 1 | 1
|  | 8 | 8 | 4 | 1 | 1
|  | 8 | 8 | 5 | 1 | 1
|  | 8 | 8 | 6 | 1 | 1
|  | 8 | 8 | 7 | 1 | 1
|  | 8 | 8 | 8 | 1 | 1
|  | 8 | 8 | 9 | 1 | 1
|  | 8 | 8 | 10 | 1 | 1
|  | 8 | 8 | 11 | 1 | 1
|  | 8 | 8 | 12 | 1 | 1
|  | 8 | 8 | 13 | 1 | 1
|  | 8 | 8 | 14 | 1 | 1
|  | 8 | 8 | 15 | 1 | 1
|  | 8 | 8 | 16 | 1 | 1
|  | 8 | 8 | 17 | 1 | 1
|  | 8 | 8 | 18 | 1 | 1
|  | 8 | 8 | 19 | 1 | 1
|  | 8 | 8 | 20 | 1 | 1
|  | 8 | 8 | 21 | 1 | 1
|  | 8 | 8 | 22 | 1 | 1
|  | 8 | 8 | 23 | 1 | 1
|  | 8 | 8 | 24 | 1 | 1
|  | 8 | 9 | 1 | 1 | 1
|  | 8 | 9 | 2 | 1 | 1
|  | 8 | 9 | 3 | 1 | 1
|  | 8 | 9 | 4 | 1 | 1
|  | 8 | 9 | 5 | 1 | 1
|  | 8 | 9 | 6 | 1 | 1
|  | 8 | 9 | 7 | 1 | 1
|  | 8 | 9 | 8 | 1 | 1
|  | 8 | 9 | 9 | 1 | 1
|  | 8 | 9 | 10 | 1 | 1
|  | 8 | 9 | 11 | 1 | 1
|  | 8 | 9 | 12 | 1 | 1
|  | 8 | 9 | 13 | 1 | 1
|  | 8 | 9 | 14 | 1 | 1
|  | 8 | 9 | 15 | 1 | 1
|  | 8 | 9 | 16 | 1 | 1
|  | 8 | 9 | 17 | 1 | 1
|  | 8 | 9 | 18 | 1 | 1
|  | 8 | 9 | 19 | 1 | 1
|  | 8 | 9 | 20 | 1 | 1
|  | 8 | 9 | 21 | 1 | 1
|  | 8 | 9 | 22 | 1 | 1
|  | 8 | 9 | 23 | 1 | 1
|  | 8 | 9 | 24 | 1 | 1
|  | 8 | 10 | 1 | 1 | 1
|  | 8 | 10 | 2 | 1 | 1
|  | 8 | 10 | 3 | 1 | 1
|  | 8 | 10 | 4 | 1 | 1
|  | 8 | 10 | 5 | 1 | 1
|  | 8 | 10 | 6 | 1 | 1
|  | 8 | 10 | 7 | 1 | 1
|  | 8 | 10 | 8 | 1 | 1
|  | 8 | 10 | 9 | 1 | 1
|  | 8 | 10 | 10 | 1 | 1
|  | 8 | 10 | 11 | 1 | 1
|  | 8 | 10 | 12 | 1 | 1
|  | 8 | 10 | 13 | 1 | 1
|  | 8 | 10 | 14 | 1 | 1
|  | 8 | 10 | 15 | 1 | 1
|  | 8 | 10 | 16 | 1 | 1
|  | 8 | 10 | 17 | 1 | 1
|  | 8 | 10 | 18 | 1 | 1
|  | 8 | 10 | 19 | 1 | 1
|  | 8 | 10 | 20 | 1 | 1
|  | 8 | 10 | 21 | 1 | 1
|  | 8 | 10 | 22 | 1 | 1
|  | 8 | 10 | 23 | 1 | 1
|  | 8 | 10 | 24 | 1 | 1
|  | 8 | 11 | 1 | 1 | 1
|  | 8 | 11 | 2 | 1 | 1
|  | 8 | 11 | 3 | 1 | 1
|  | 8 | 11 | 4 | 1 | 1
|  | 8 | 11 | 5 | 1 | 1
|  | 8 | 11 | 6 | 1 | 1
|  | 8 | 11 | 7 | 1 | 1
|  | 8 | 11 | 8 | 1 | 1
|  | 8 | 11 | 9 | 1 | 1
|  | 8 | 11 | 10 | 1 | 1
|  | 8 | 11 | 11 | 1 | 1
|  | 8 | 11 | 12 | 1 | 1
|  | 8 | 11 | 13 | 1 | 1
|  | 8 | 11 | 14 | 1 | 1
|  | 8 | 11 | 15 | 1 | 1
|  | 8 | 11 | 16 | 1 | 1
|  | 8 | 11 | 17 | 1 | 1
|  | 8 | 11 | 18 | 1 | 1
|  | 8 | 11 | 19 | 1 | 1
|  | 8 | 11 | 20 | 1 | 1
|  | 8 | 11 | 21 | 1 | 1
|  | 8 | 11 | 22 | 1 | 1
|  | 8 | 11 | 23 | 1 | 1
|  | 8 | 11 | 24 | 1 | 1
|  | 8 | 12 | 1 | 0 | 1
|  | 8 | 12 | 2 | 0 | 1
|  | 8 | 12 | 3 | 0 | 1
|  | 8 | 12 | 4 | 0 | 1
|  | 8 | 12 | 5 | 0 | 1
|  | 8 | 12 | 6 | 0 | 1
|  | 8 | 12 | 7 | 0 | 1
|  | 8 | 12 | 8 | 0 | 1
|  | 8 | 12 | 9 | 0 | 1
|  | 8 | 12 | 10 | 0 | 1
|  | 8 | 12 | 11 | 0 | 1
|  | 8 | 12 | 12 | 0 | 1
|  | 8 | 12 | 13 | 0 | 1
|  | 8 | 12 | 14 | 0 | 1
|  | 8 | 12 | 15 | 0 | 1
|  | 8 | 12 | 16 | 0 | 1
|  | 8 | 12 | 17 | 0 | 1
|  | 8 | 12 | 18 | 0 | 1
|  | 8 | 12 | 19 | 0 | 1
|  | 8 | 12 | 20 | 0 | 1
|  | 8 | 12 | 21 | 0 | 1
|  | 8 | 12 | 22 | 0 | 1
|  | 8 | 12 | 23 | 0 | 1
|  | 8 | 12 | 24 | 0 | 1
|  | 8 | 13 | 1 | 0 | 1
|  | 8 | 13 | 2 | 0 | 1
|  | 8 | 13 | 3 | 0 | 1
|  | 8 | 13 | 4 | 0 | 1
|  | 8 | 13 | 5 | 0 | 1
|  | 8 | 13 | 6 | 0 | 1
|  | 8 | 13 | 7 | 0 | 1
|  | 8 | 13 | 8 | 0 | 1
|  | 8 | 13 | 9 | 0 | 1
|  | 8 | 13 | 10 | 0 | 1
|  | 8 | 13 | 11 | 0 | 1
|  | 8 | 13 | 12 | 0 | 1
|  | 8 | 13 | 13 | 0 | 1
|  | 8 | 13 | 14 | 0 | 1
|  | 8 | 13 | 15 | 0 | 1
|  | 8 | 13 | 16 | 0 | 1
|  | 8 | 13 | 17 | 0 | 1
|  | 8 | 13 | 18 | 0 | 1
|  | 8 | 13 | 19 | 0 | 1
|  | 8 | 13 | 20 | 0 | 1
|  | 8 | 13 | 21 | 0 | 1
|  | 8 | 13 | 22 | 0 | 1
|  | 8 | 13 | 23 | 0 | 1
|  | 8 | 13 | 24 | 0 | 1
|  | 8 | 14 | 1 | 1 | 1
|  | 8 | 14 | 2 | 1 | 1
|  | 8 | 14 | 3 | 1 | 1
|  | 8 | 14 | 4 | 1 | 1
|  | 8 | 14 | 5 | 1 | 1
|  | 8 | 14 | 6 | 1 | 1
|  | 8 | 14 | 7 | 1 | 1
|  | 8 | 14 | 8 | 1 | 1
|  | 8 | 14 | 9 | 1 | 1
|  | 8 | 14 | 10 | 1 | 1
|  | 8 | 14 | 11 | 1 | 1
|  | 8 | 14 | 12 | 1 | 1
|  | 8 | 14 | 13 | 1 | 1
|  | 8 | 14 | 14 | 1 | 1
|  | 8 | 14 | 15 | 1 | 1
|  | 8 | 14 | 16 | 1 | 1
|  | 8 | 14 | 17 | 1 | 1
|  | 8 | 14 | 18 | 1 | 1
|  | 8 | 14 | 19 | 1 | 1
|  | 8 | 14 | 20 | 1 | 1
|  | 8 | 14 | 21 | 1 | 1
|  | 8 | 14 | 22 | 1 | 1
|  | 8 | 14 | 23 | 1 | 1
|  | 8 | 14 | 24 | 1 | 1
|  | 8 | 15 | 1 | 1 | 1
|  | 8 | 15 | 2 | 1 | 1
|  | 8 | 15 | 3 | 1 | 1
|  | 8 | 15 | 4 | 1 | 1
|  | 8 | 15 | 5 | 1 | 1
|  | 8 | 15 | 6 | 1 | 1
|  | 8 | 15 | 7 | 1 | 1
|  | 8 | 15 | 8 | 1 | 1
|  | 8 | 15 | 9 | 1 | 1
|  | 8 | 15 | 10 | 1 | 1
|  | 8 | 15 | 11 | 1 | 1
|  | 8 | 15 | 12 | 1 | 1
|  | 8 | 15 | 13 | 1 | 1
|  | 8 | 15 | 14 | 1 | 1
|  | 8 | 15 | 15 | 1 | 1
|  | 8 | 15 | 16 | 1 | 1
|  | 8 | 15 | 17 | 1 | 1
|  | 8 | 15 | 18 | 1 | 1
|  | 8 | 15 | 19 | 1 | 1
|  | 8 | 15 | 20 | 1 | 1
|  | 8 | 15 | 21 | 1 | 1
|  | 8 | 15 | 22 | 1 | 1
|  | 8 | 15 | 23 | 1 | 1
|  | 8 | 15 | 24 | 1 | 1
|  | 8 | 16 | 1 | 1 | 1
|  | 8 | 16 | 2 | 1 | 1
|  | 8 | 16 | 3 | 1 | 1
|  | 8 | 16 | 4 | 1 | 1
|  | 8 | 16 | 5 | 1 | 1
|  | 8 | 16 | 6 | 1 | 1
|  | 8 | 16 | 7 | 1 | 1
|  | 8 | 16 | 8 | 1 | 1
|  | 8 | 16 | 9 | 1 | 1
|  | 8 | 16 | 10 | 1 | 1
|  | 8 | 16 | 11 | 1 | 1
|  | 8 | 16 | 12 | 1 | 1
|  | 8 | 16 | 13 | 1 | 1
|  | 8 | 16 | 14 | 1 | 1
|  | 8 | 16 | 15 | 1 | 1
|  | 8 | 16 | 16 | 1 | 1
|  | 8 | 16 | 17 | 1 | 1
|  | 8 | 16 | 18 | 1 | 1
|  | 8 | 16 | 19 | 1 | 1
|  | 8 | 16 | 20 | 1 | 1
|  | 8 | 16 | 21 | 1 | 1
|  | 8 | 16 | 22 | 1 | 1
|  | 8 | 16 | 23 | 1 | 1
|  | 8 | 16 | 24 | 1 | 1
|  | 8 | 17 | 1 | 1 | 1
|  | 8 | 17 | 2 | 1 | 1
|  | 8 | 17 | 3 | 1 | 1
|  | 8 | 17 | 4 | 1 | 1
|  | 8 | 17 | 5 | 1 | 1
|  | 8 | 17 | 6 | 1 | 1
|  | 8 | 17 | 7 | 1 | 1
|  | 8 | 17 | 8 | 1 | 1
|  | 8 | 17 | 9 | 1 | 1
|  | 8 | 17 | 10 | 1 | 1
|  | 8 | 17 | 11 | 1 | 1
|  | 8 | 17 | 12 | 1 | 1
|  | 8 | 17 | 13 | 1 | 1
|  | 8 | 17 | 14 | 1 | 1
|  | 8 | 17 | 15 | 1 | 1
|  | 8 | 17 | 16 | 1 | 1
|  | 8 | 17 | 17 | 1 | 1
|  | 8 | 17 | 18 | 1 | 1
|  | 8 | 17 | 19 | 1 | 1
|  | 8 | 17 | 20 | 1 | 1
|  | 8 | 17 | 21 | 1 | 1
|  | 8 | 17 | 22 | 1 | 1
|  | 8 | 17 | 23 | 1 | 1
|  | 8 | 17 | 24 | 1 | 1
|  | 8 | 18 | 1 | 1 | 1
|  | 8 | 18 | 2 | 1 | 1
|  | 8 | 18 | 3 | 1 | 1
|  | 8 | 18 | 4 | 1 | 1
|  | 8 | 18 | 5 | 1 | 1
|  | 8 | 18 | 6 | 1 | 1
|  | 8 | 18 | 7 | 1 | 1
|  | 8 | 18 | 8 | 1 | 1
|  | 8 | 18 | 9 | 1 | 1
|  | 8 | 18 | 10 | 1 | 1
|  | 8 | 18 | 11 | 1 | 1
|  | 8 | 18 | 12 | 1 | 1
|  | 8 | 18 | 13 | 1 | 1
|  | 8 | 18 | 14 | 1 | 1
|  | 8 | 18 | 15 | 1 | 1
|  | 8 | 18 | 16 | 1 | 1
|  | 8 | 18 | 17 | 1 | 1
|  | 8 | 18 | 18 | 1 | 1
|  | 8 | 18 | 19 | 1 | 1
|  | 8 | 18 | 20 | 1 | 1
|  | 8 | 18 | 21 | 1 | 1
|  | 8 | 18 | 22 | 1 | 1
|  | 8 | 18 | 23 | 1 | 1
|  | 8 | 18 | 24 | 1 | 1
|  | 8 | 19 | 1 | 0 | 1
|  | 8 | 19 | 2 | 0 | 1
|  | 8 | 19 | 3 | 0 | 1
|  | 8 | 19 | 4 | 0 | 1
|  | 8 | 19 | 5 | 0 | 1
|  | 8 | 19 | 6 | 0 | 1
|  | 8 | 19 | 7 | 0 | 1
|  | 8 | 19 | 8 | 0 | 1
|  | 8 | 19 | 9 | 0 | 1
|  | 8 | 19 | 10 | 0 | 1
|  | 8 | 19 | 11 | 0 | 1
|  | 8 | 19 | 12 | 0 | 1
|  | 8 | 19 | 13 | 0 | 1
|  | 8 | 19 | 14 | 0 | 1
|  | 8 | 19 | 15 | 0 | 1
|  | 8 | 19 | 16 | 0 | 1
|  | 8 | 19 | 17 | 0 | 1
|  | 8 | 19 | 18 | 0 | 1
|  | 8 | 19 | 19 | 0 | 1
|  | 8 | 19 | 20 | 0 | 1
|  | 8 | 19 | 21 | 0 | 1
|  | 8 | 19 | 22 | 0 | 1
|  | 8 | 19 | 23 | 0 | 1
|  | 8 | 19 | 24 | 0 | 1
|  | 8 | 20 | 1 | 0 | 1
|  | 8 | 20 | 2 | 0 | 1
|  | 8 | 20 | 3 | 0 | 1
|  | 8 | 20 | 4 | 0 | 1
|  | 8 | 20 | 5 | 0 | 1
|  | 8 | 20 | 6 | 0 | 1
|  | 8 | 20 | 7 | 0 | 1
|  | 8 | 20 | 8 | 0 | 1
|  | 8 | 20 | 9 | 0 | 1
|  | 8 | 20 | 10 | 0 | 1
|  | 8 | 20 | 11 | 0 | 1
|  | 8 | 20 | 12 | 0 | 1
|  | 8 | 20 | 13 | 0 | 1
|  | 8 | 20 | 14 | 0 | 1
|  | 8 | 20 | 15 | 0 | 1
|  | 8 | 20 | 16 | 0 | 1
|  | 8 | 20 | 17 | 0 | 1
|  | 8 | 20 | 18 | 0 | 1
|  | 8 | 20 | 19 | 0 | 1
|  | 8 | 20 | 20 | 0 | 1
|  | 8 | 20 | 21 | 0 | 1
|  | 8 | 20 | 22 | 0 | 1
|  | 8 | 20 | 23 | 0 | 1
|  | 8 | 20 | 24 | 0 | 1
|  | 8 | 21 | 1 | 1 | 1
|  | 8 | 21 | 2 | 1 | 1
|  | 8 | 21 | 3 | 1 | 1
|  | 8 | 21 | 4 | 1 | 1
|  | 8 | 21 | 5 | 1 | 1
|  | 8 | 21 | 6 | 1 | 1
|  | 8 | 21 | 7 | 1 | 1
|  | 8 | 21 | 8 | 1 | 1
|  | 8 | 21 | 9 | 1 | 1
|  | 8 | 21 | 10 | 1 | 1
|  | 8 | 21 | 11 | 1 | 1
|  | 8 | 21 | 12 | 1 | 1
|  | 8 | 21 | 13 | 1 | 1
|  | 8 | 21 | 14 | 1 | 1
|  | 8 | 21 | 15 | 1 | 1
|  | 8 | 21 | 16 | 1 | 1
|  | 8 | 21 | 17 | 1 | 1
|  | 8 | 21 | 18 | 1 | 1
|  | 8 | 21 | 19 | 1 | 1
|  | 8 | 21 | 20 | 1 | 1
|  | 8 | 21 | 21 | 1 | 1
|  | 8 | 21 | 22 | 1 | 1
|  | 8 | 21 | 23 | 1 | 1
|  | 8 | 21 | 24 | 1 | 1
|  | 8 | 22 | 1 | 1 | 1
|  | 8 | 22 | 2 | 1 | 1
|  | 8 | 22 | 3 | 1 | 1
|  | 8 | 22 | 4 | 1 | 1
|  | 8 | 22 | 5 | 1 | 1
|  | 8 | 22 | 6 | 1 | 1
|  | 8 | 22 | 7 | 1 | 1
|  | 8 | 22 | 8 | 1 | 1
|  | 8 | 22 | 9 | 1 | 1
|  | 8 | 22 | 10 | 1 | 1
|  | 8 | 22 | 11 | 1 | 1
|  | 8 | 22 | 12 | 1 | 1
|  | 8 | 22 | 13 | 1 | 1
|  | 8 | 22 | 14 | 1 | 1
|  | 8 | 22 | 15 | 1 | 1
|  | 8 | 22 | 16 | 1 | 1
|  | 8 | 22 | 17 | 1 | 1
|  | 8 | 22 | 18 | 1 | 1
|  | 8 | 22 | 19 | 1 | 1
|  | 8 | 22 | 20 | 1 | 1
|  | 8 | 22 | 21 | 1 | 1
|  | 8 | 22 | 22 | 1 | 1
|  | 8 | 22 | 23 | 1 | 1
|  | 8 | 22 | 24 | 1 | 1
|  | 8 | 23 | 1 | 1 | 1
|  | 8 | 23 | 2 | 1 | 1
|  | 8 | 23 | 3 | 1 | 1
|  | 8 | 23 | 4 | 1 | 1
|  | 8 | 23 | 5 | 1 | 1
|  | 8 | 23 | 6 | 1 | 1
|  | 8 | 23 | 7 | 1 | 1
|  | 8 | 23 | 8 | 1 | 1
|  | 8 | 23 | 9 | 1 | 1
|  | 8 | 23 | 10 | 1 | 1
|  | 8 | 23 | 11 | 1 | 1
|  | 8 | 23 | 12 | 1 | 1
|  | 8 | 23 | 13 | 1 | 1
|  | 8 | 23 | 14 | 1 | 1
|  | 8 | 23 | 15 | 1 | 1
|  | 8 | 23 | 16 | 1 | 1
|  | 8 | 23 | 17 | 1 | 1
|  | 8 | 23 | 18 | 1 | 1
|  | 8 | 23 | 19 | 1 | 1
|  | 8 | 23 | 20 | 1 | 1
|  | 8 | 23 | 21 | 1 | 1
|  | 8 | 23 | 22 | 1 | 1
|  | 8 | 23 | 23 | 1 | 1
|  | 8 | 23 | 24 | 1 | 1
|  | 8 | 24 | 1 | 1 | 1
|  | 8 | 24 | 2 | 1 | 1
|  | 8 | 24 | 3 | 1 | 1
|  | 8 | 24 | 4 | 1 | 1
|  | 8 | 24 | 5 | 1 | 1
|  | 8 | 24 | 6 | 1 | 1
|  | 8 | 24 | 7 | 1 | 1
|  | 8 | 24 | 8 | 1 | 1
|  | 8 | 24 | 9 | 1 | 1
|  | 8 | 24 | 10 | 1 | 1
|  | 8 | 24 | 11 | 1 | 1
|  | 8 | 24 | 12 | 1 | 1
|  | 8 | 24 | 13 | 1 | 1
|  | 8 | 24 | 14 | 1 | 1
|  | 8 | 24 | 15 | 1 | 1
|  | 8 | 24 | 16 | 1 | 1
|  | 8 | 24 | 17 | 1 | 1
|  | 8 | 24 | 18 | 1 | 1
|  | 8 | 24 | 19 | 1 | 1
|  | 8 | 24 | 20 | 1 | 1
|  | 8 | 24 | 21 | 1 | 1
|  | 8 | 24 | 22 | 1 | 1
|  | 8 | 24 | 23 | 1 | 1
|  | 8 | 24 | 24 | 1 | 1
|  | 8 | 25 | 1 | 1 | 1
|  | 8 | 25 | 2 | 1 | 1
|  | 8 | 25 | 3 | 1 | 1
|  | 8 | 25 | 4 | 1 | 1
|  | 8 | 25 | 5 | 1 | 1
|  | 8 | 25 | 6 | 1 | 1
|  | 8 | 25 | 7 | 1 | 1
|  | 8 | 25 | 8 | 1 | 1
|  | 8 | 25 | 9 | 1 | 1
|  | 8 | 25 | 10 | 1 | 1
|  | 8 | 25 | 11 | 1 | 1
|  | 8 | 25 | 12 | 1 | 1
|  | 8 | 25 | 13 | 1 | 1
|  | 8 | 25 | 14 | 1 | 1
|  | 8 | 25 | 15 | 1 | 1
|  | 8 | 25 | 16 | 1 | 1
|  | 8 | 25 | 17 | 1 | 1
|  | 8 | 25 | 18 | 1 | 1
|  | 8 | 25 | 19 | 1 | 1
|  | 8 | 25 | 20 | 1 | 1
|  | 8 | 25 | 21 | 1 | 1
|  | 8 | 25 | 22 | 1 | 1
|  | 8 | 25 | 23 | 1 | 1
|  | 8 | 25 | 24 | 1 | 1
|  | 8 | 26 | 1 | 0 | 1
|  | 8 | 26 | 2 | 0 | 1
|  | 8 | 26 | 3 | 0 | 1
|  | 8 | 26 | 4 | 0 | 1
|  | 8 | 26 | 5 | 0 | 1
|  | 8 | 26 | 6 | 0 | 1
|  | 8 | 26 | 7 | 0 | 1
|  | 8 | 26 | 8 | 0 | 1
|  | 8 | 26 | 9 | 0 | 1
|  | 8 | 26 | 10 | 0 | 1
|  | 8 | 26 | 11 | 0 | 1
|  | 8 | 26 | 12 | 0 | 1
|  | 8 | 26 | 13 | 0 | 1
|  | 8 | 26 | 14 | 0 | 1
|  | 8 | 26 | 15 | 0 | 1
|  | 8 | 26 | 16 | 0 | 1
|  | 8 | 26 | 17 | 0 | 1
|  | 8 | 26 | 18 | 0 | 1
|  | 8 | 26 | 19 | 0 | 1
|  | 8 | 26 | 20 | 0 | 1
|  | 8 | 26 | 21 | 0 | 1
|  | 8 | 26 | 22 | 0 | 1
|  | 8 | 26 | 23 | 0 | 1
|  | 8 | 26 | 24 | 0 | 1
|  | 8 | 27 | 1 | 0 | 1
|  | 8 | 27 | 2 | 0 | 1
|  | 8 | 27 | 3 | 0 | 1
|  | 8 | 27 | 4 | 0 | 1
|  | 8 | 27 | 5 | 0 | 1
|  | 8 | 27 | 6 | 0 | 1
|  | 8 | 27 | 7 | 0 | 1
|  | 8 | 27 | 8 | 0 | 1
|  | 8 | 27 | 9 | 0 | 1
|  | 8 | 27 | 10 | 0 | 1
|  | 8 | 27 | 11 | 0 | 1
|  | 8 | 27 | 12 | 0 | 1
|  | 8 | 27 | 13 | 0 | 1
|  | 8 | 27 | 14 | 0 | 1
|  | 8 | 27 | 15 | 0 | 1
|  | 8 | 27 | 16 | 0 | 1
|  | 8 | 27 | 17 | 0 | 1
|  | 8 | 27 | 18 | 0 | 1
|  | 8 | 27 | 19 | 0 | 1
|  | 8 | 27 | 20 | 0 | 1
|  | 8 | 27 | 21 | 0 | 1
|  | 8 | 27 | 22 | 0 | 1
|  | 8 | 27 | 23 | 0 | 1
|  | 8 | 27 | 24 | 0 | 1
|  | 8 | 28 | 1 | 1 | 1
|  | 8 | 28 | 2 | 1 | 1
|  | 8 | 28 | 3 | 1 | 1
|  | 8 | 28 | 4 | 1 | 1
|  | 8 | 28 | 5 | 1 | 1
|  | 8 | 28 | 6 | 1 | 1
|  | 8 | 28 | 7 | 1 | 1
|  | 8 | 28 | 8 | 1 | 1
|  | 8 | 28 | 9 | 1 | 1
|  | 8 | 28 | 10 | 1 | 1
|  | 8 | 28 | 11 | 1 | 1
|  | 8 | 28 | 12 | 1 | 1
|  | 8 | 28 | 13 | 1 | 1
|  | 8 | 28 | 14 | 1 | 1
|  | 8 | 28 | 15 | 1 | 1
|  | 8 | 28 | 16 | 1 | 1
|  | 8 | 28 | 17 | 1 | 1
|  | 8 | 28 | 18 | 1 | 1
|  | 8 | 28 | 19 | 1 | 1
|  | 8 | 28 | 20 | 1 | 1
|  | 8 | 28 | 21 | 1 | 1
|  | 8 | 28 | 22 | 1 | 1
|  | 8 | 28 | 23 | 1 | 1
|  | 8 | 28 | 24 | 1 | 1
|  | 8 | 29 | 1 | 1 | 1
|  | 8 | 29 | 2 | 1 | 1
|  | 8 | 29 | 3 | 1 | 1
|  | 8 | 29 | 4 | 1 | 1
|  | 8 | 29 | 5 | 1 | 1
|  | 8 | 29 | 6 | 1 | 1
|  | 8 | 29 | 7 | 1 | 1
|  | 8 | 29 | 8 | 1 | 1
|  | 8 | 29 | 9 | 1 | 1
|  | 8 | 29 | 10 | 1 | 1
|  | 8 | 29 | 11 | 1 | 1
|  | 8 | 29 | 12 | 1 | 1
|  | 8 | 29 | 13 | 1 | 1
|  | 8 | 29 | 14 | 1 | 1
|  | 8 | 29 | 15 | 1 | 1
|  | 8 | 29 | 16 | 1 | 1
|  | 8 | 29 | 17 | 1 | 1
|  | 8 | 29 | 18 | 1 | 1
|  | 8 | 29 | 19 | 1 | 1
|  | 8 | 29 | 20 | 1 | 1
|  | 8 | 29 | 21 | 1 | 1
|  | 8 | 29 | 22 | 1 | 1
|  | 8 | 29 | 23 | 1 | 1
|  | 8 | 29 | 24 | 1 | 1
|  | 8 | 30 | 1 | 1 | 1
|  | 8 | 30 | 2 | 1 | 1
|  | 8 | 30 | 3 | 1 | 1
|  | 8 | 30 | 4 | 1 | 1
|  | 8 | 30 | 5 | 1 | 1
|  | 8 | 30 | 6 | 1 | 1
|  | 8 | 30 | 7 | 1 | 1
|  | 8 | 30 | 8 | 1 | 1
|  | 8 | 30 | 9 | 1 | 1
|  | 8 | 30 | 10 | 1 | 1
|  | 8 | 30 | 11 | 1 | 1
|  | 8 | 30 | 12 | 1 | 1
|  | 8 | 30 | 13 | 1 | 1
|  | 8 | 30 | 14 | 1 | 1
|  | 8 | 30 | 15 | 1 | 1
|  | 8 | 30 | 16 | 1 | 1
|  | 8 | 30 | 17 | 1 | 1
|  | 8 | 30 | 18 | 1 | 1
|  | 8 | 30 | 19 | 1 | 1
|  | 8 | 30 | 20 | 1 | 1
|  | 8 | 30 | 21 | 1 | 1
|  | 8 | 30 | 22 | 1 | 1
|  | 8 | 30 | 23 | 1 | 1
|  | 8 | 30 | 24 | 1 | 1
|  | 8 | 31 | 1 | 1 | 1
|  | 8 | 31 | 2 | 1 | 1
|  | 8 | 31 | 3 | 1 | 1
|  | 8 | 31 | 4 | 1 | 1
|  | 8 | 31 | 5 | 1 | 1
|  | 8 | 31 | 6 | 1 | 1
|  | 8 | 31 | 7 | 1 | 1
|  | 8 | 31 | 8 | 1 | 1
|  | 8 | 31 | 9 | 1 | 1
|  | 8 | 31 | 10 | 1 | 1
|  | 8 | 31 | 11 | 1 | 1
|  | 8 | 31 | 12 | 1 | 1
|  | 8 | 31 | 13 | 1 | 1
|  | 8 | 31 | 14 | 1 | 1
|  | 8 | 31 | 15 | 1 | 1
|  | 8 | 31 | 16 | 1 | 1
|  | 8 | 31 | 17 | 1 | 1
|  | 8 | 31 | 18 | 1 | 1
|  | 8 | 31 | 19 | 1 | 1
|  | 8 | 31 | 20 | 1 | 1
|  | 8 | 31 | 21 | 1 | 1
|  | 8 | 31 | 22 | 1 | 1
|  | 8 | 31 | 23 | 1 | 1
|  | 8 | 31 | 24 | 1 | 1
|  | 9 | 1 | 1 | 1 | 1
|  | 9 | 1 | 2 | 1 | 1
|  | 9 | 1 | 3 | 1 | 1
|  | 9 | 1 | 4 | 1 | 1
|  | 9 | 1 | 5 | 1 | 1
|  | 9 | 1 | 6 | 1 | 1
|  | 9 | 1 | 7 | 1 | 1
|  | 9 | 1 | 8 | 1 | 1
|  | 9 | 1 | 9 | 1 | 1
|  | 9 | 1 | 10 | 1 | 1
|  | 9 | 1 | 11 | 1 | 1
|  | 9 | 1 | 12 | 1 | 1
|  | 9 | 1 | 13 | 1 | 1
|  | 9 | 1 | 14 | 1 | 1
|  | 9 | 1 | 15 | 1 | 1
|  | 9 | 1 | 16 | 1 | 1
|  | 9 | 1 | 17 | 1 | 1
|  | 9 | 1 | 18 | 1 | 1
|  | 9 | 1 | 19 | 1 | 1
|  | 9 | 1 | 20 | 1 | 1
|  | 9 | 1 | 21 | 1 | 1
|  | 9 | 1 | 22 | 1 | 1
|  | 9 | 1 | 23 | 1 | 1
|  | 9 | 1 | 24 | 1 | 1
|  | 9 | 2 | 1 | 0 | 1
|  | 9 | 2 | 2 | 0 | 1
|  | 9 | 2 | 3 | 0 | 1
|  | 9 | 2 | 4 | 0 | 1
|  | 9 | 2 | 5 | 0 | 1
|  | 9 | 2 | 6 | 0 | 1
|  | 9 | 2 | 7 | 0 | 1
|  | 9 | 2 | 8 | 0 | 1
|  | 9 | 2 | 9 | 0 | 1
|  | 9 | 2 | 10 | 0 | 1
|  | 9 | 2 | 11 | 0 | 1
|  | 9 | 2 | 12 | 0 | 1
|  | 9 | 2 | 13 | 0 | 1
|  | 9 | 2 | 14 | 0 | 1
|  | 9 | 2 | 15 | 0 | 1
|  | 9 | 2 | 16 | 0 | 1
|  | 9 | 2 | 17 | 0 | 1
|  | 9 | 2 | 18 | 0 | 1
|  | 9 | 2 | 19 | 0 | 1
|  | 9 | 2 | 20 | 0 | 1
|  | 9 | 2 | 21 | 0 | 1
|  | 9 | 2 | 22 | 0 | 1
|  | 9 | 2 | 23 | 0 | 1
|  | 9 | 2 | 24 | 0 | 1
|  | 9 | 3 | 1 | 0 | 1
|  | 9 | 3 | 2 | 0 | 1
|  | 9 | 3 | 3 | 0 | 1
|  | 9 | 3 | 4 | 0 | 1
|  | 9 | 3 | 5 | 0 | 1
|  | 9 | 3 | 6 | 0 | 1
|  | 9 | 3 | 7 | 0 | 1
|  | 9 | 3 | 8 | 0 | 1
|  | 9 | 3 | 9 | 0 | 1
|  | 9 | 3 | 10 | 0 | 1
|  | 9 | 3 | 11 | 0 | 1
|  | 9 | 3 | 12 | 0 | 1
|  | 9 | 3 | 13 | 0 | 1
|  | 9 | 3 | 14 | 0 | 1
|  | 9 | 3 | 15 | 0 | 1
|  | 9 | 3 | 16 | 0 | 1
|  | 9 | 3 | 17 | 0 | 1
|  | 9 | 3 | 18 | 0 | 1
|  | 9 | 3 | 19 | 0 | 1
|  | 9 | 3 | 20 | 0 | 1
|  | 9 | 3 | 21 | 0 | 1
|  | 9 | 3 | 22 | 0 | 1
|  | 9 | 3 | 23 | 0 | 1
|  | 9 | 3 | 24 | 0 | 1
|  | 9 | 4 | 1 | 1 | 1
|  | 9 | 4 | 2 | 1 | 1
|  | 9 | 4 | 3 | 1 | 1
|  | 9 | 4 | 4 | 1 | 1
|  | 9 | 4 | 5 | 1 | 1
|  | 9 | 4 | 6 | 1 | 1
|  | 9 | 4 | 7 | 1 | 1
|  | 9 | 4 | 8 | 1 | 1
|  | 9 | 4 | 9 | 1 | 1
|  | 9 | 4 | 10 | 1 | 1
|  | 9 | 4 | 11 | 1 | 1
|  | 9 | 4 | 12 | 1 | 1
|  | 9 | 4 | 13 | 1 | 1
|  | 9 | 4 | 14 | 1 | 1
|  | 9 | 4 | 15 | 1 | 1
|  | 9 | 4 | 16 | 1 | 1
|  | 9 | 4 | 17 | 1 | 1
|  | 9 | 4 | 18 | 1 | 1
|  | 9 | 4 | 19 | 1 | 1
|  | 9 | 4 | 20 | 1 | 1
|  | 9 | 4 | 21 | 1 | 1
|  | 9 | 4 | 22 | 1 | 1
|  | 9 | 4 | 23 | 1 | 1
|  | 9 | 4 | 24 | 1 | 1
|  | 9 | 5 | 1 | 1 | 1
|  | 9 | 5 | 2 | 1 | 1
|  | 9 | 5 | 3 | 1 | 1
|  | 9 | 5 | 4 | 1 | 1
|  | 9 | 5 | 5 | 1 | 1
|  | 9 | 5 | 6 | 1 | 1
|  | 9 | 5 | 7 | 1 | 1
|  | 9 | 5 | 8 | 1 | 1
|  | 9 | 5 | 9 | 1 | 1
|  | 9 | 5 | 10 | 1 | 1
|  | 9 | 5 | 11 | 1 | 1
|  | 9 | 5 | 12 | 1 | 1
|  | 9 | 5 | 13 | 1 | 1
|  | 9 | 5 | 14 | 1 | 1
|  | 9 | 5 | 15 | 1 | 1
|  | 9 | 5 | 16 | 1 | 1
|  | 9 | 5 | 17 | 1 | 1
|  | 9 | 5 | 18 | 1 | 1
|  | 9 | 5 | 19 | 1 | 1
|  | 9 | 5 | 20 | 1 | 1
|  | 9 | 5 | 21 | 1 | 1
|  | 9 | 5 | 22 | 1 | 1
|  | 9 | 5 | 23 | 1 | 1
|  | 9 | 5 | 24 | 1 | 1
|  | 9 | 6 | 1 | 1 | 1
|  | 9 | 6 | 2 | 1 | 1
|  | 9 | 6 | 3 | 1 | 1
|  | 9 | 6 | 4 | 1 | 1
|  | 9 | 6 | 5 | 1 | 1
|  | 9 | 6 | 6 | 1 | 1
|  | 9 | 6 | 7 | 1 | 1
|  | 9 | 6 | 8 | 1 | 1
|  | 9 | 6 | 9 | 1 | 1
|  | 9 | 6 | 10 | 1 | 1
|  | 9 | 6 | 11 | 1 | 1
|  | 9 | 6 | 12 | 1 | 1
|  | 9 | 6 | 13 | 1 | 1
|  | 9 | 6 | 14 | 1 | 1
|  | 9 | 6 | 15 | 1 | 1
|  | 9 | 6 | 16 | 1 | 1
|  | 9 | 6 | 17 | 1 | 1
|  | 9 | 6 | 18 | 1 | 1
|  | 9 | 6 | 19 | 1 | 1
|  | 9 | 6 | 20 | 1 | 1
|  | 9 | 6 | 21 | 1 | 1
|  | 9 | 6 | 22 | 1 | 1
|  | 9 | 6 | 23 | 1 | 1
|  | 9 | 6 | 24 | 1 | 1
|  | 9 | 7 | 1 | 1 | 1
|  | 9 | 7 | 2 | 1 | 1
|  | 9 | 7 | 3 | 1 | 1
|  | 9 | 7 | 4 | 1 | 1
|  | 9 | 7 | 5 | 1 | 1
|  | 9 | 7 | 6 | 1 | 1
|  | 9 | 7 | 7 | 1 | 1
|  | 9 | 7 | 8 | 1 | 1
|  | 9 | 7 | 9 | 1 | 1
|  | 9 | 7 | 10 | 1 | 1
|  | 9 | 7 | 11 | 1 | 1
|  | 9 | 7 | 12 | 1 | 1
|  | 9 | 7 | 13 | 1 | 1
|  | 9 | 7 | 14 | 1 | 1
|  | 9 | 7 | 15 | 1 | 1
|  | 9 | 7 | 16 | 1 | 1
|  | 9 | 7 | 17 | 1 | 1
|  | 9 | 7 | 18 | 1 | 1
|  | 9 | 7 | 19 | 1 | 1
|  | 9 | 7 | 20 | 1 | 1
|  | 9 | 7 | 21 | 1 | 1
|  | 9 | 7 | 22 | 1 | 1
|  | 9 | 7 | 23 | 1 | 1
|  | 9 | 7 | 24 | 1 | 1
|  | 9 | 8 | 1 | 1 | 1
|  | 9 | 8 | 2 | 1 | 1
|  | 9 | 8 | 3 | 1 | 1
|  | 9 | 8 | 4 | 1 | 1
|  | 9 | 8 | 5 | 1 | 1
|  | 9 | 8 | 6 | 1 | 1
|  | 9 | 8 | 7 | 1 | 1
|  | 9 | 8 | 8 | 1 | 1
|  | 9 | 8 | 9 | 1 | 1
|  | 9 | 8 | 10 | 1 | 1
|  | 9 | 8 | 11 | 1 | 1
|  | 9 | 8 | 12 | 1 | 1
|  | 9 | 8 | 13 | 1 | 1
|  | 9 | 8 | 14 | 1 | 1
|  | 9 | 8 | 15 | 1 | 1
|  | 9 | 8 | 16 | 1 | 1
|  | 9 | 8 | 17 | 1 | 1
|  | 9 | 8 | 18 | 1 | 1
|  | 9 | 8 | 19 | 1 | 1
|  | 9 | 8 | 20 | 1 | 1
|  | 9 | 8 | 21 | 1 | 1
|  | 9 | 8 | 22 | 1 | 1
|  | 9 | 8 | 23 | 1 | 1
|  | 9 | 8 | 24 | 1 | 1
|  | 9 | 9 | 1 | 0 | 1
|  | 9 | 9 | 2 | 0 | 1
|  | 9 | 9 | 3 | 0 | 1
|  | 9 | 9 | 4 | 0 | 1
|  | 9 | 9 | 5 | 0 | 1
|  | 9 | 9 | 6 | 0 | 1
|  | 9 | 9 | 7 | 0 | 1
|  | 9 | 9 | 8 | 0 | 1
|  | 9 | 9 | 9 | 0 | 1
|  | 9 | 9 | 10 | 0 | 1
|  | 9 | 9 | 11 | 0 | 1
|  | 9 | 9 | 12 | 0 | 1
|  | 9 | 9 | 13 | 0 | 1
|  | 9 | 9 | 14 | 0 | 1
|  | 9 | 9 | 15 | 0 | 1
|  | 9 | 9 | 16 | 0 | 1
|  | 9 | 9 | 17 | 0 | 1
|  | 9 | 9 | 18 | 0 | 1
|  | 9 | 9 | 19 | 0 | 1
|  | 9 | 9 | 20 | 0 | 1
|  | 9 | 9 | 21 | 0 | 1
|  | 9 | 9 | 22 | 0 | 1
|  | 9 | 9 | 23 | 0 | 1
|  | 9 | 9 | 24 | 0 | 1
|  | 9 | 10 | 1 | 0 | 1
|  | 9 | 10 | 2 | 0 | 1
|  | 9 | 10 | 3 | 0 | 1
|  | 9 | 10 | 4 | 0 | 1
|  | 9 | 10 | 5 | 0 | 1
|  | 9 | 10 | 6 | 0 | 1
|  | 9 | 10 | 7 | 0 | 1
|  | 9 | 10 | 8 | 0 | 1
|  | 9 | 10 | 9 | 0 | 1
|  | 9 | 10 | 10 | 0 | 1
|  | 9 | 10 | 11 | 0 | 1
|  | 9 | 10 | 12 | 0 | 1
|  | 9 | 10 | 13 | 0 | 1
|  | 9 | 10 | 14 | 0 | 1
|  | 9 | 10 | 15 | 0 | 1
|  | 9 | 10 | 16 | 0 | 1
|  | 9 | 10 | 17 | 0 | 1
|  | 9 | 10 | 18 | 0 | 1
|  | 9 | 10 | 19 | 0 | 1
|  | 9 | 10 | 20 | 0 | 1
|  | 9 | 10 | 21 | 0 | 1
|  | 9 | 10 | 22 | 0 | 1
|  | 9 | 10 | 23 | 0 | 1
|  | 9 | 10 | 24 | 0 | 1
|  | 9 | 11 | 1 | 1 | 1
|  | 9 | 11 | 2 | 1 | 1
|  | 9 | 11 | 3 | 1 | 1
|  | 9 | 11 | 4 | 1 | 1
|  | 9 | 11 | 5 | 1 | 1
|  | 9 | 11 | 6 | 1 | 1
|  | 9 | 11 | 7 | 1 | 1
|  | 9 | 11 | 8 | 1 | 1
|  | 9 | 11 | 9 | 1 | 1
|  | 9 | 11 | 10 | 1 | 1
|  | 9 | 11 | 11 | 1 | 1
|  | 9 | 11 | 12 | 1 | 1
|  | 9 | 11 | 13 | 1 | 1
|  | 9 | 11 | 14 | 1 | 1
|  | 9 | 11 | 15 | 1 | 1
|  | 9 | 11 | 16 | 1 | 1
|  | 9 | 11 | 17 | 1 | 1
|  | 9 | 11 | 18 | 1 | 1
|  | 9 | 11 | 19 | 1 | 1
|  | 9 | 11 | 20 | 1 | 1
|  | 9 | 11 | 21 | 1 | 1
|  | 9 | 11 | 22 | 1 | 1
|  | 9 | 11 | 23 | 1 | 1
|  | 9 | 11 | 24 | 1 | 1
|  | 9 | 12 | 1 | 1 | 1
|  | 9 | 12 | 2 | 1 | 1
|  | 9 | 12 | 3 | 1 | 1
|  | 9 | 12 | 4 | 1 | 1
|  | 9 | 12 | 5 | 1 | 1
|  | 9 | 12 | 6 | 1 | 1
|  | 9 | 12 | 7 | 1 | 1
|  | 9 | 12 | 8 | 1 | 1
|  | 9 | 12 | 9 | 1 | 1
|  | 9 | 12 | 10 | 1 | 1
|  | 9 | 12 | 11 | 1 | 1
|  | 9 | 12 | 12 | 1 | 1
|  | 9 | 12 | 13 | 1 | 1
|  | 9 | 12 | 14 | 1 | 1
|  | 9 | 12 | 15 | 1 | 1
|  | 9 | 12 | 16 | 1 | 1
|  | 9 | 12 | 17 | 1 | 1
|  | 9 | 12 | 18 | 1 | 1
|  | 9 | 12 | 19 | 1 | 1
|  | 9 | 12 | 20 | 1 | 1
|  | 9 | 12 | 21 | 1 | 1
|  | 9 | 12 | 22 | 1 | 1
|  | 9 | 12 | 23 | 1 | 1
|  | 9 | 12 | 24 | 1 | 1
|  | 9 | 13 | 1 | 1 | 1
|  | 9 | 13 | 2 | 1 | 1
|  | 9 | 13 | 3 | 1 | 1
|  | 9 | 13 | 4 | 1 | 1
|  | 9 | 13 | 5 | 1 | 1
|  | 9 | 13 | 6 | 1 | 1
|  | 9 | 13 | 7 | 1 | 1
|  | 9 | 13 | 8 | 1 | 1
|  | 9 | 13 | 9 | 1 | 1
|  | 9 | 13 | 10 | 1 | 1
|  | 9 | 13 | 11 | 1 | 1
|  | 9 | 13 | 12 | 1 | 1
|  | 9 | 13 | 13 | 1 | 1
|  | 9 | 13 | 14 | 1 | 1
|  | 9 | 13 | 15 | 1 | 1
|  | 9 | 13 | 16 | 1 | 1
|  | 9 | 13 | 17 | 1 | 1
|  | 9 | 13 | 18 | 1 | 1
|  | 9 | 13 | 19 | 1 | 1
|  | 9 | 13 | 20 | 1 | 1
|  | 9 | 13 | 21 | 1 | 1
|  | 9 | 13 | 22 | 1 | 1
|  | 9 | 13 | 23 | 1 | 1
|  | 9 | 13 | 24 | 1 | 1
|  | 9 | 14 | 1 | 1 | 1
|  | 9 | 14 | 2 | 1 | 1
|  | 9 | 14 | 3 | 1 | 1
|  | 9 | 14 | 4 | 1 | 1
|  | 9 | 14 | 5 | 1 | 1
|  | 9 | 14 | 6 | 1 | 1
|  | 9 | 14 | 7 | 1 | 1
|  | 9 | 14 | 8 | 1 | 1
|  | 9 | 14 | 9 | 1 | 1
|  | 9 | 14 | 10 | 1 | 1
|  | 9 | 14 | 11 | 1 | 1
|  | 9 | 14 | 12 | 1 | 1
|  | 9 | 14 | 13 | 1 | 1
|  | 9 | 14 | 14 | 1 | 1
|  | 9 | 14 | 15 | 1 | 1
|  | 9 | 14 | 16 | 1 | 1
|  | 9 | 14 | 17 | 1 | 1
|  | 9 | 14 | 18 | 1 | 1
|  | 9 | 14 | 19 | 1 | 1
|  | 9 | 14 | 20 | 1 | 1
|  | 9 | 14 | 21 | 1 | 1
|  | 9 | 14 | 22 | 1 | 1
|  | 9 | 14 | 23 | 1 | 1
|  | 9 | 14 | 24 | 1 | 1
|  | 9 | 15 | 1 | 1 | 1
|  | 9 | 15 | 2 | 1 | 1
|  | 9 | 15 | 3 | 1 | 1
|  | 9 | 15 | 4 | 1 | 1
|  | 9 | 15 | 5 | 1 | 1
|  | 9 | 15 | 6 | 1 | 1
|  | 9 | 15 | 7 | 1 | 1
|  | 9 | 15 | 8 | 1 | 1
|  | 9 | 15 | 9 | 1 | 1
|  | 9 | 15 | 10 | 1 | 1
|  | 9 | 15 | 11 | 1 | 1
|  | 9 | 15 | 12 | 1 | 1
|  | 9 | 15 | 13 | 1 | 1
|  | 9 | 15 | 14 | 1 | 1
|  | 9 | 15 | 15 | 1 | 1
|  | 9 | 15 | 16 | 1 | 1
|  | 9 | 15 | 17 | 1 | 1
|  | 9 | 15 | 18 | 1 | 1
|  | 9 | 15 | 19 | 1 | 1
|  | 9 | 15 | 20 | 1 | 1
|  | 9 | 15 | 21 | 1 | 1
|  | 9 | 15 | 22 | 1 | 1
|  | 9 | 15 | 23 | 1 | 1
|  | 9 | 15 | 24 | 1 | 1
|  | 9 | 16 | 1 | 0 | 1
|  | 9 | 16 | 2 | 0 | 1
|  | 9 | 16 | 3 | 0 | 1
|  | 9 | 16 | 4 | 0 | 1
|  | 9 | 16 | 5 | 0 | 1
|  | 9 | 16 | 6 | 0 | 1
|  | 9 | 16 | 7 | 0 | 1
|  | 9 | 16 | 8 | 0 | 1
|  | 9 | 16 | 9 | 0 | 1
|  | 9 | 16 | 10 | 0 | 1
|  | 9 | 16 | 11 | 0 | 1
|  | 9 | 16 | 12 | 0 | 1
|  | 9 | 16 | 13 | 0 | 1
|  | 9 | 16 | 14 | 0 | 1
|  | 9 | 16 | 15 | 0 | 1
|  | 9 | 16 | 16 | 0 | 1
|  | 9 | 16 | 17 | 0 | 1
|  | 9 | 16 | 18 | 0 | 1
|  | 9 | 16 | 19 | 0 | 1
|  | 9 | 16 | 20 | 0 | 1
|  | 9 | 16 | 21 | 0 | 1
|  | 9 | 16 | 22 | 0 | 1
|  | 9 | 16 | 23 | 0 | 1
|  | 9 | 16 | 24 | 0 | 1
|  | 9 | 17 | 1 | 0 | 1
|  | 9 | 17 | 2 | 0 | 1
|  | 9 | 17 | 3 | 0 | 1
|  | 9 | 17 | 4 | 0 | 1
|  | 9 | 17 | 5 | 0 | 1
|  | 9 | 17 | 6 | 0 | 1
|  | 9 | 17 | 7 | 0 | 1
|  | 9 | 17 | 8 | 0 | 1
|  | 9 | 17 | 9 | 0 | 1
|  | 9 | 17 | 10 | 0 | 1
|  | 9 | 17 | 11 | 0 | 1
|  | 9 | 17 | 12 | 0 | 1
|  | 9 | 17 | 13 | 0 | 1
|  | 9 | 17 | 14 | 0 | 1
|  | 9 | 17 | 15 | 0 | 1
|  | 9 | 17 | 16 | 0 | 1
|  | 9 | 17 | 17 | 0 | 1
|  | 9 | 17 | 18 | 0 | 1
|  | 9 | 17 | 19 | 0 | 1
|  | 9 | 17 | 20 | 0 | 1
|  | 9 | 17 | 21 | 0 | 1
|  | 9 | 17 | 22 | 0 | 1
|  | 9 | 17 | 23 | 0 | 1
|  | 9 | 17 | 24 | 0 | 1
|  | 9 | 18 | 1 | 1 | 1
|  | 9 | 18 | 2 | 1 | 1
|  | 9 | 18 | 3 | 1 | 1
|  | 9 | 18 | 4 | 1 | 1
|  | 9 | 18 | 5 | 1 | 1
|  | 9 | 18 | 6 | 1 | 1
|  | 9 | 18 | 7 | 1 | 1
|  | 9 | 18 | 8 | 1 | 1
|  | 9 | 18 | 9 | 1 | 1
|  | 9 | 18 | 10 | 1 | 1
|  | 9 | 18 | 11 | 1 | 1
|  | 9 | 18 | 12 | 1 | 1
|  | 9 | 18 | 13 | 1 | 1
|  | 9 | 18 | 14 | 1 | 1
|  | 9 | 18 | 15 | 1 | 1
|  | 9 | 18 | 16 | 1 | 1
|  | 9 | 18 | 17 | 1 | 1
|  | 9 | 18 | 18 | 1 | 1
|  | 9 | 18 | 19 | 1 | 1
|  | 9 | 18 | 20 | 1 | 1
|  | 9 | 18 | 21 | 1 | 1
|  | 9 | 18 | 22 | 1 | 1
|  | 9 | 18 | 23 | 1 | 1
|  | 9 | 18 | 24 | 1 | 1
|  | 9 | 19 | 1 | 1 | 1
|  | 9 | 19 | 2 | 1 | 1
|  | 9 | 19 | 3 | 1 | 1
|  | 9 | 19 | 4 | 1 | 1
|  | 9 | 19 | 5 | 1 | 1
|  | 9 | 19 | 6 | 1 | 1
|  | 9 | 19 | 7 | 1 | 1
|  | 9 | 19 | 8 | 1 | 1
|  | 9 | 19 | 9 | 1 | 1
|  | 9 | 19 | 10 | 1 | 1
|  | 9 | 19 | 11 | 1 | 1
|  | 9 | 19 | 12 | 1 | 1
|  | 9 | 19 | 13 | 1 | 1
|  | 9 | 19 | 14 | 1 | 1
|  | 9 | 19 | 15 | 1 | 1
|  | 9 | 19 | 16 | 1 | 1
|  | 9 | 19 | 17 | 1 | 1
|  | 9 | 19 | 18 | 1 | 1
|  | 9 | 19 | 19 | 1 | 1
|  | 9 | 19 | 20 | 1 | 1
|  | 9 | 19 | 21 | 1 | 1
|  | 9 | 19 | 22 | 1 | 1
|  | 9 | 19 | 23 | 1 | 1
|  | 9 | 19 | 24 | 1 | 1
|  | 9 | 20 | 1 | 1 | 1
|  | 9 | 20 | 2 | 1 | 1
|  | 9 | 20 | 3 | 1 | 1
|  | 9 | 20 | 4 | 1 | 1
|  | 9 | 20 | 5 | 1 | 1
|  | 9 | 20 | 6 | 1 | 1
|  | 9 | 20 | 7 | 1 | 1
|  | 9 | 20 | 8 | 1 | 1
|  | 9 | 20 | 9 | 1 | 1
|  | 9 | 20 | 10 | 1 | 1
|  | 9 | 20 | 11 | 1 | 1
|  | 9 | 20 | 12 | 1 | 1
|  | 9 | 20 | 13 | 1 | 1
|  | 9 | 20 | 14 | 1 | 1
|  | 9 | 20 | 15 | 1 | 1
|  | 9 | 20 | 16 | 1 | 1
|  | 9 | 20 | 17 | 1 | 1
|  | 9 | 20 | 18 | 1 | 1
|  | 9 | 20 | 19 | 1 | 1
|  | 9 | 20 | 20 | 1 | 1
|  | 9 | 20 | 21 | 1 | 1
|  | 9 | 20 | 22 | 1 | 1
|  | 9 | 20 | 23 | 1 | 1
|  | 9 | 20 | 24 | 1 | 1
|  | 9 | 21 | 1 | 1 | 1
|  | 9 | 21 | 2 | 1 | 1
|  | 9 | 21 | 3 | 1 | 1
|  | 9 | 21 | 4 | 1 | 1
|  | 9 | 21 | 5 | 1 | 1
|  | 9 | 21 | 6 | 1 | 1
|  | 9 | 21 | 7 | 1 | 1
|  | 9 | 21 | 8 | 1 | 1
|  | 9 | 21 | 9 | 1 | 1
|  | 9 | 21 | 10 | 1 | 1
|  | 9 | 21 | 11 | 1 | 1
|  | 9 | 21 | 12 | 1 | 1
|  | 9 | 21 | 13 | 1 | 1
|  | 9 | 21 | 14 | 1 | 1
|  | 9 | 21 | 15 | 1 | 1
|  | 9 | 21 | 16 | 1 | 1
|  | 9 | 21 | 17 | 1 | 1
|  | 9 | 21 | 18 | 1 | 1
|  | 9 | 21 | 19 | 1 | 1
|  | 9 | 21 | 20 | 1 | 1
|  | 9 | 21 | 21 | 1 | 1
|  | 9 | 21 | 22 | 1 | 1
|  | 9 | 21 | 23 | 1 | 1
|  | 9 | 21 | 24 | 1 | 1
|  | 9 | 22 | 1 | 1 | 1
|  | 9 | 22 | 2 | 1 | 1
|  | 9 | 22 | 3 | 1 | 1
|  | 9 | 22 | 4 | 1 | 1
|  | 9 | 22 | 5 | 1 | 1
|  | 9 | 22 | 6 | 1 | 1
|  | 9 | 22 | 7 | 1 | 1
|  | 9 | 22 | 8 | 1 | 1
|  | 9 | 22 | 9 | 1 | 1
|  | 9 | 22 | 10 | 1 | 1
|  | 9 | 22 | 11 | 1 | 1
|  | 9 | 22 | 12 | 1 | 1
|  | 9 | 22 | 13 | 1 | 1
|  | 9 | 22 | 14 | 1 | 1
|  | 9 | 22 | 15 | 1 | 1
|  | 9 | 22 | 16 | 1 | 1
|  | 9 | 22 | 17 | 1 | 1
|  | 9 | 22 | 18 | 1 | 1
|  | 9 | 22 | 19 | 1 | 1
|  | 9 | 22 | 20 | 1 | 1
|  | 9 | 22 | 21 | 1 | 1
|  | 9 | 22 | 22 | 1 | 1
|  | 9 | 22 | 23 | 1 | 1
|  | 9 | 22 | 24 | 1 | 1
|  | 9 | 23 | 1 | 0 | 1
|  | 9 | 23 | 2 | 0 | 1
|  | 9 | 23 | 3 | 0 | 1
|  | 9 | 23 | 4 | 0 | 1
|  | 9 | 23 | 5 | 0 | 1
|  | 9 | 23 | 6 | 0 | 1
|  | 9 | 23 | 7 | 0 | 1
|  | 9 | 23 | 8 | 0 | 1
|  | 9 | 23 | 9 | 0 | 1
|  | 9 | 23 | 10 | 0 | 1
|  | 9 | 23 | 11 | 0 | 1
|  | 9 | 23 | 12 | 0 | 1
|  | 9 | 23 | 13 | 0 | 1
|  | 9 | 23 | 14 | 0 | 1
|  | 9 | 23 | 15 | 0 | 1
|  | 9 | 23 | 16 | 0 | 1
|  | 9 | 23 | 17 | 0 | 1
|  | 9 | 23 | 18 | 0 | 1
|  | 9 | 23 | 19 | 0 | 1
|  | 9 | 23 | 20 | 0 | 1
|  | 9 | 23 | 21 | 0 | 1
|  | 9 | 23 | 22 | 0 | 1
|  | 9 | 23 | 23 | 0 | 1
|  | 9 | 23 | 24 | 0 | 1
|  | 9 | 24 | 1 | 0 | 1
|  | 9 | 24 | 2 | 0 | 1
|  | 9 | 24 | 3 | 0 | 1
|  | 9 | 24 | 4 | 0 | 1
|  | 9 | 24 | 5 | 0 | 1
|  | 9 | 24 | 6 | 0 | 1
|  | 9 | 24 | 7 | 0 | 1
|  | 9 | 24 | 8 | 0 | 1
|  | 9 | 24 | 9 | 0 | 1
|  | 9 | 24 | 10 | 0 | 1
|  | 9 | 24 | 11 | 0 | 1
|  | 9 | 24 | 12 | 0 | 1
|  | 9 | 24 | 13 | 0 | 1
|  | 9 | 24 | 14 | 0 | 1
|  | 9 | 24 | 15 | 0 | 1
|  | 9 | 24 | 16 | 0 | 1
|  | 9 | 24 | 17 | 0 | 1
|  | 9 | 24 | 18 | 0 | 1
|  | 9 | 24 | 19 | 0 | 1
|  | 9 | 24 | 20 | 0 | 1
|  | 9 | 24 | 21 | 0 | 1
|  | 9 | 24 | 22 | 0 | 1
|  | 9 | 24 | 23 | 0 | 1
|  | 9 | 24 | 24 | 0 | 1
|  | 9 | 25 | 1 | 1 | 1
|  | 9 | 25 | 2 | 1 | 1
|  | 9 | 25 | 3 | 1 | 1
|  | 9 | 25 | 4 | 1 | 1
|  | 9 | 25 | 5 | 1 | 1
|  | 9 | 25 | 6 | 1 | 1
|  | 9 | 25 | 7 | 1 | 1
|  | 9 | 25 | 8 | 1 | 1
|  | 9 | 25 | 9 | 1 | 1
|  | 9 | 25 | 10 | 1 | 1
|  | 9 | 25 | 11 | 1 | 1
|  | 9 | 25 | 12 | 1 | 1
|  | 9 | 25 | 13 | 1 | 1
|  | 9 | 25 | 14 | 1 | 1
|  | 9 | 25 | 15 | 1 | 1
|  | 9 | 25 | 16 | 1 | 1
|  | 9 | 25 | 17 | 1 | 1
|  | 9 | 25 | 18 | 1 | 1
|  | 9 | 25 | 19 | 1 | 1
|  | 9 | 25 | 20 | 1 | 1
|  | 9 | 25 | 21 | 1 | 1
|  | 9 | 25 | 22 | 1 | 1
|  | 9 | 25 | 23 | 1 | 1
|  | 9 | 25 | 24 | 1 | 1
|  | 9 | 26 | 1 | 1 | 1
|  | 9 | 26 | 2 | 1 | 1
|  | 9 | 26 | 3 | 1 | 1
|  | 9 | 26 | 4 | 1 | 1
|  | 9 | 26 | 5 | 1 | 1
|  | 9 | 26 | 6 | 1 | 1
|  | 9 | 26 | 7 | 1 | 1
|  | 9 | 26 | 8 | 1 | 1
|  | 9 | 26 | 9 | 1 | 1
|  | 9 | 26 | 10 | 1 | 1
|  | 9 | 26 | 11 | 1 | 1
|  | 9 | 26 | 12 | 1 | 1
|  | 9 | 26 | 13 | 1 | 1
|  | 9 | 26 | 14 | 1 | 1
|  | 9 | 26 | 15 | 1 | 1
|  | 9 | 26 | 16 | 1 | 1
|  | 9 | 26 | 17 | 1 | 1
|  | 9 | 26 | 18 | 1 | 1
|  | 9 | 26 | 19 | 1 | 1
|  | 9 | 26 | 20 | 1 | 1
|  | 9 | 26 | 21 | 1 | 1
|  | 9 | 26 | 22 | 1 | 1
|  | 9 | 26 | 23 | 1 | 1
|  | 9 | 26 | 24 | 1 | 1
|  | 9 | 27 | 1 | 1 | 1
|  | 9 | 27 | 2 | 1 | 1
|  | 9 | 27 | 3 | 1 | 1
|  | 9 | 27 | 4 | 1 | 1
|  | 9 | 27 | 5 | 1 | 1
|  | 9 | 27 | 6 | 1 | 1
|  | 9 | 27 | 7 | 1 | 1
|  | 9 | 27 | 8 | 1 | 1
|  | 9 | 27 | 9 | 1 | 1
|  | 9 | 27 | 10 | 1 | 1
|  | 9 | 27 | 11 | 1 | 1
|  | 9 | 27 | 12 | 1 | 1
|  | 9 | 27 | 13 | 1 | 1
|  | 9 | 27 | 14 | 1 | 1
|  | 9 | 27 | 15 | 1 | 1
|  | 9 | 27 | 16 | 1 | 1
|  | 9 | 27 | 17 | 1 | 1
|  | 9 | 27 | 18 | 1 | 1
|  | 9 | 27 | 19 | 1 | 1
|  | 9 | 27 | 20 | 1 | 1
|  | 9 | 27 | 21 | 1 | 1
|  | 9 | 27 | 22 | 1 | 1
|  | 9 | 27 | 23 | 1 | 1
|  | 9 | 27 | 24 | 1 | 1
|  | 9 | 28 | 1 | 1 | 1
|  | 9 | 28 | 2 | 1 | 1
|  | 9 | 28 | 3 | 1 | 1
|  | 9 | 28 | 4 | 1 | 1
|  | 9 | 28 | 5 | 1 | 1
|  | 9 | 28 | 6 | 1 | 1
|  | 9 | 28 | 7 | 1 | 1
|  | 9 | 28 | 8 | 1 | 1
|  | 9 | 28 | 9 | 1 | 1
|  | 9 | 28 | 10 | 1 | 1
|  | 9 | 28 | 11 | 1 | 1
|  | 9 | 28 | 12 | 1 | 1
|  | 9 | 28 | 13 | 1 | 1
|  | 9 | 28 | 14 | 1 | 1
|  | 9 | 28 | 15 | 1 | 1
|  | 9 | 28 | 16 | 1 | 1
|  | 9 | 28 | 17 | 1 | 1
|  | 9 | 28 | 18 | 1 | 1
|  | 9 | 28 | 19 | 1 | 1
|  | 9 | 28 | 20 | 1 | 1
|  | 9 | 28 | 21 | 1 | 1
|  | 9 | 28 | 22 | 1 | 1
|  | 9 | 28 | 23 | 1 | 1
|  | 9 | 28 | 24 | 1 | 1
|  | 9 | 29 | 1 | 1 | 1
|  | 9 | 29 | 2 | 1 | 1
|  | 9 | 29 | 3 | 1 | 1
|  | 9 | 29 | 4 | 1 | 1
|  | 9 | 29 | 5 | 1 | 1
|  | 9 | 29 | 6 | 1 | 1
|  | 9 | 29 | 7 | 1 | 1
|  | 9 | 29 | 8 | 1 | 1
|  | 9 | 29 | 9 | 1 | 1
|  | 9 | 29 | 10 | 1 | 1
|  | 9 | 29 | 11 | 1 | 1
|  | 9 | 29 | 12 | 1 | 1
|  | 9 | 29 | 13 | 1 | 1
|  | 9 | 29 | 14 | 1 | 1
|  | 9 | 29 | 15 | 1 | 1
|  | 9 | 29 | 16 | 1 | 1
|  | 9 | 29 | 17 | 1 | 1
|  | 9 | 29 | 18 | 1 | 1
|  | 9 | 29 | 19 | 1 | 1
|  | 9 | 29 | 20 | 1 | 1
|  | 9 | 29 | 21 | 1 | 1
|  | 9 | 29 | 22 | 1 | 1
|  | 9 | 29 | 23 | 1 | 1
|  | 9 | 29 | 24 | 1 | 1
|  | 9 | 30 | 1 | 0 | 1
|  | 9 | 30 | 2 | 0 | 1
|  | 9 | 30 | 3 | 0 | 1
|  | 9 | 30 | 4 | 0 | 1
|  | 9 | 30 | 5 | 0 | 1
|  | 9 | 30 | 6 | 0 | 1
|  | 9 | 30 | 7 | 0 | 1
|  | 9 | 30 | 8 | 0 | 1
|  | 9 | 30 | 9 | 0 | 1
|  | 9 | 30 | 10 | 0 | 1
|  | 9 | 30 | 11 | 0 | 1
|  | 9 | 30 | 12 | 0 | 1
|  | 9 | 30 | 13 | 0 | 1
|  | 9 | 30 | 14 | 0 | 1
|  | 9 | 30 | 15 | 0 | 1
|  | 9 | 30 | 16 | 0 | 1
|  | 9 | 30 | 17 | 0 | 1
|  | 9 | 30 | 18 | 0 | 1
|  | 9 | 30 | 19 | 0 | 1
|  | 9 | 30 | 20 | 0 | 1
|  | 9 | 30 | 21 | 0 | 1
|  | 9 | 30 | 22 | 0 | 1
|  | 9 | 30 | 23 | 0 | 1
|  | 9 | 30 | 24 | 0 | 1
|  | 10 | 1 | 1 | 0 | 1
|  | 10 | 1 | 2 | 0 | 1
|  | 10 | 1 | 3 | 0 | 1
|  | 10 | 1 | 4 | 0 | 1
|  | 10 | 1 | 5 | 0 | 1
|  | 10 | 1 | 6 | 0 | 1
|  | 10 | 1 | 7 | 0 | 1
|  | 10 | 1 | 8 | 0 | 1
|  | 10 | 1 | 9 | 0 | 1
|  | 10 | 1 | 10 | 0 | 1
|  | 10 | 1 | 11 | 0 | 1
|  | 10 | 1 | 12 | 0 | 1
|  | 10 | 1 | 13 | 0 | 1
|  | 10 | 1 | 14 | 0 | 1
|  | 10 | 1 | 15 | 0 | 1
|  | 10 | 1 | 16 | 0 | 1
|  | 10 | 1 | 17 | 0 | 1
|  | 10 | 1 | 18 | 0 | 1
|  | 10 | 1 | 19 | 0 | 1
|  | 10 | 1 | 20 | 0 | 1
|  | 10 | 1 | 21 | 0 | 1
|  | 10 | 1 | 22 | 0 | 1
|  | 10 | 1 | 23 | 0 | 1
|  | 10 | 1 | 24 | 0 | 1
|  | 10 | 2 | 1 | 1 | 1
|  | 10 | 2 | 2 | 1 | 1
|  | 10 | 2 | 3 | 1 | 1
|  | 10 | 2 | 4 | 1 | 1
|  | 10 | 2 | 5 | 1 | 1
|  | 10 | 2 | 6 | 1 | 1
|  | 10 | 2 | 7 | 1 | 1
|  | 10 | 2 | 8 | 1 | 1
|  | 10 | 2 | 9 | 1 | 1
|  | 10 | 2 | 10 | 1 | 1
|  | 10 | 2 | 11 | 1 | 1
|  | 10 | 2 | 12 | 1 | 1
|  | 10 | 2 | 13 | 1 | 1
|  | 10 | 2 | 14 | 1 | 1
|  | 10 | 2 | 15 | 1 | 1
|  | 10 | 2 | 16 | 1 | 1
|  | 10 | 2 | 17 | 1 | 1
|  | 10 | 2 | 18 | 1 | 1
|  | 10 | 2 | 19 | 1 | 1
|  | 10 | 2 | 20 | 1 | 1
|  | 10 | 2 | 21 | 1 | 1
|  | 10 | 2 | 22 | 1 | 1
|  | 10 | 2 | 23 | 1 | 1
|  | 10 | 2 | 24 | 1 | 1
|  | 10 | 3 | 1 | 1 | 1
|  | 10 | 3 | 2 | 1 | 1
|  | 10 | 3 | 3 | 1 | 1
|  | 10 | 3 | 4 | 1 | 1
|  | 10 | 3 | 5 | 1 | 1
|  | 10 | 3 | 6 | 1 | 1
|  | 10 | 3 | 7 | 1 | 1
|  | 10 | 3 | 8 | 1 | 1
|  | 10 | 3 | 9 | 1 | 1
|  | 10 | 3 | 10 | 1 | 1
|  | 10 | 3 | 11 | 1 | 1
|  | 10 | 3 | 12 | 1 | 1
|  | 10 | 3 | 13 | 1 | 1
|  | 10 | 3 | 14 | 1 | 1
|  | 10 | 3 | 15 | 1 | 1
|  | 10 | 3 | 16 | 1 | 1
|  | 10 | 3 | 17 | 1 | 1
|  | 10 | 3 | 18 | 1 | 1
|  | 10 | 3 | 19 | 1 | 1
|  | 10 | 3 | 20 | 1 | 1
|  | 10 | 3 | 21 | 1 | 1
|  | 10 | 3 | 22 | 1 | 1
|  | 10 | 3 | 23 | 1 | 1
|  | 10 | 3 | 24 | 1 | 1
|  | 10 | 4 | 1 | 1 | 1
|  | 10 | 4 | 2 | 1 | 1
|  | 10 | 4 | 3 | 1 | 1
|  | 10 | 4 | 4 | 1 | 1
|  | 10 | 4 | 5 | 1 | 1
|  | 10 | 4 | 6 | 1 | 1
|  | 10 | 4 | 7 | 1 | 1
|  | 10 | 4 | 8 | 1 | 1
|  | 10 | 4 | 9 | 1 | 1
|  | 10 | 4 | 10 | 1 | 1
|  | 10 | 4 | 11 | 1 | 1
|  | 10 | 4 | 12 | 1 | 1
|  | 10 | 4 | 13 | 1 | 1
|  | 10 | 4 | 14 | 1 | 1
|  | 10 | 4 | 15 | 1 | 1
|  | 10 | 4 | 16 | 1 | 1
|  | 10 | 4 | 17 | 1 | 1
|  | 10 | 4 | 18 | 1 | 1
|  | 10 | 4 | 19 | 1 | 1
|  | 10 | 4 | 20 | 1 | 1
|  | 10 | 4 | 21 | 1 | 1
|  | 10 | 4 | 22 | 1 | 1
|  | 10 | 4 | 23 | 1 | 1
|  | 10 | 4 | 24 | 1 | 1
|  | 10 | 5 | 1 | 1 | 1
|  | 10 | 5 | 2 | 1 | 1
|  | 10 | 5 | 3 | 1 | 1
|  | 10 | 5 | 4 | 1 | 1
|  | 10 | 5 | 5 | 1 | 1
|  | 10 | 5 | 6 | 1 | 1
|  | 10 | 5 | 7 | 1 | 1
|  | 10 | 5 | 8 | 1 | 1
|  | 10 | 5 | 9 | 1 | 1
|  | 10 | 5 | 10 | 1 | 1
|  | 10 | 5 | 11 | 1 | 1
|  | 10 | 5 | 12 | 1 | 1
|  | 10 | 5 | 13 | 1 | 1
|  | 10 | 5 | 14 | 1 | 1
|  | 10 | 5 | 15 | 1 | 1
|  | 10 | 5 | 16 | 1 | 1
|  | 10 | 5 | 17 | 1 | 1
|  | 10 | 5 | 18 | 1 | 1
|  | 10 | 5 | 19 | 1 | 1
|  | 10 | 5 | 20 | 1 | 1
|  | 10 | 5 | 21 | 1 | 1
|  | 10 | 5 | 22 | 1 | 1
|  | 10 | 5 | 23 | 1 | 1
|  | 10 | 5 | 24 | 1 | 1
|  | 10 | 6 | 1 | 1 | 1
|  | 10 | 6 | 2 | 1 | 1
|  | 10 | 6 | 3 | 1 | 1
|  | 10 | 6 | 4 | 1 | 1
|  | 10 | 6 | 5 | 1 | 1
|  | 10 | 6 | 6 | 1 | 1
|  | 10 | 6 | 7 | 1 | 1
|  | 10 | 6 | 8 | 1 | 1
|  | 10 | 6 | 9 | 1 | 1
|  | 10 | 6 | 10 | 1 | 1
|  | 10 | 6 | 11 | 1 | 1
|  | 10 | 6 | 12 | 1 | 1
|  | 10 | 6 | 13 | 1 | 1
|  | 10 | 6 | 14 | 1 | 1
|  | 10 | 6 | 15 | 1 | 1
|  | 10 | 6 | 16 | 1 | 1
|  | 10 | 6 | 17 | 1 | 1
|  | 10 | 6 | 18 | 1 | 1
|  | 10 | 6 | 19 | 1 | 1
|  | 10 | 6 | 20 | 1 | 1
|  | 10 | 6 | 21 | 1 | 1
|  | 10 | 6 | 22 | 1 | 1
|  | 10 | 6 | 23 | 1 | 1
|  | 10 | 6 | 24 | 1 | 1
|  | 10 | 7 | 1 | 0 | 1
|  | 10 | 7 | 2 | 0 | 1
|  | 10 | 7 | 3 | 0 | 1
|  | 10 | 7 | 4 | 0 | 1
|  | 10 | 7 | 5 | 0 | 1
|  | 10 | 7 | 6 | 0 | 1
|  | 10 | 7 | 7 | 0 | 1
|  | 10 | 7 | 8 | 0 | 1
|  | 10 | 7 | 9 | 0 | 1
|  | 10 | 7 | 10 | 0 | 1
|  | 10 | 7 | 11 | 0 | 1
|  | 10 | 7 | 12 | 0 | 1
|  | 10 | 7 | 13 | 0 | 1
|  | 10 | 7 | 14 | 0 | 1
|  | 10 | 7 | 15 | 0 | 1
|  | 10 | 7 | 16 | 0 | 1
|  | 10 | 7 | 17 | 0 | 1
|  | 10 | 7 | 18 | 0 | 1
|  | 10 | 7 | 19 | 0 | 1
|  | 10 | 7 | 20 | 0 | 1
|  | 10 | 7 | 21 | 0 | 1
|  | 10 | 7 | 22 | 0 | 1
|  | 10 | 7 | 23 | 0 | 1
|  | 10 | 7 | 24 | 0 | 1
|  | 10 | 8 | 1 | 0 | 1
|  | 10 | 8 | 2 | 0 | 1
|  | 10 | 8 | 3 | 0 | 1
|  | 10 | 8 | 4 | 0 | 1
|  | 10 | 8 | 5 | 0 | 1
|  | 10 | 8 | 6 | 0 | 1
|  | 10 | 8 | 7 | 0 | 1
|  | 10 | 8 | 8 | 0 | 1
|  | 10 | 8 | 9 | 0 | 1
|  | 10 | 8 | 10 | 0 | 1
|  | 10 | 8 | 11 | 0 | 1
|  | 10 | 8 | 12 | 0 | 1
|  | 10 | 8 | 13 | 0 | 1
|  | 10 | 8 | 14 | 0 | 1
|  | 10 | 8 | 15 | 0 | 1
|  | 10 | 8 | 16 | 0 | 1
|  | 10 | 8 | 17 | 0 | 1
|  | 10 | 8 | 18 | 0 | 1
|  | 10 | 8 | 19 | 0 | 1
|  | 10 | 8 | 20 | 0 | 1
|  | 10 | 8 | 21 | 0 | 1
|  | 10 | 8 | 22 | 0 | 1
|  | 10 | 8 | 23 | 0 | 1
|  | 10 | 8 | 24 | 0 | 1
|  | 10 | 9 | 1 | 1 | 1
|  | 10 | 9 | 2 | 1 | 1
|  | 10 | 9 | 3 | 1 | 1
|  | 10 | 9 | 4 | 1 | 1
|  | 10 | 9 | 5 | 1 | 1
|  | 10 | 9 | 6 | 1 | 1
|  | 10 | 9 | 7 | 1 | 1
|  | 10 | 9 | 8 | 1 | 1
|  | 10 | 9 | 9 | 1 | 1
|  | 10 | 9 | 10 | 1 | 1
|  | 10 | 9 | 11 | 1 | 1
|  | 10 | 9 | 12 | 1 | 1
|  | 10 | 9 | 13 | 1 | 1
|  | 10 | 9 | 14 | 1 | 1
|  | 10 | 9 | 15 | 1 | 1
|  | 10 | 9 | 16 | 1 | 1
|  | 10 | 9 | 17 | 1 | 1
|  | 10 | 9 | 18 | 1 | 1
|  | 10 | 9 | 19 | 1 | 1
|  | 10 | 9 | 20 | 1 | 1
|  | 10 | 9 | 21 | 1 | 1
|  | 10 | 9 | 22 | 1 | 1
|  | 10 | 9 | 23 | 1 | 1
|  | 10 | 9 | 24 | 1 | 1
|  | 10 | 10 | 1 | 1 | 1
|  | 10 | 10 | 2 | 1 | 1
|  | 10 | 10 | 3 | 1 | 1
|  | 10 | 10 | 4 | 1 | 1
|  | 10 | 10 | 5 | 1 | 1
|  | 10 | 10 | 6 | 1 | 1
|  | 10 | 10 | 7 | 1 | 1
|  | 10 | 10 | 8 | 1 | 1
|  | 10 | 10 | 9 | 1 | 1
|  | 10 | 10 | 10 | 1 | 1
|  | 10 | 10 | 11 | 1 | 1
|  | 10 | 10 | 12 | 1 | 1
|  | 10 | 10 | 13 | 1 | 1
|  | 10 | 10 | 14 | 1 | 1
|  | 10 | 10 | 15 | 1 | 1
|  | 10 | 10 | 16 | 1 | 1
|  | 10 | 10 | 17 | 1 | 1
|  | 10 | 10 | 18 | 1 | 1
|  | 10 | 10 | 19 | 1 | 1
|  | 10 | 10 | 20 | 1 | 1
|  | 10 | 10 | 21 | 1 | 1
|  | 10 | 10 | 22 | 1 | 1
|  | 10 | 10 | 23 | 1 | 1
|  | 10 | 10 | 24 | 1 | 1
|  | 10 | 11 | 1 | 1 | 1
|  | 10 | 11 | 2 | 1 | 1
|  | 10 | 11 | 3 | 1 | 1
|  | 10 | 11 | 4 | 1 | 1
|  | 10 | 11 | 5 | 1 | 1
|  | 10 | 11 | 6 | 1 | 1
|  | 10 | 11 | 7 | 1 | 1
|  | 10 | 11 | 8 | 1 | 1
|  | 10 | 11 | 9 | 1 | 1
|  | 10 | 11 | 10 | 1 | 1
|  | 10 | 11 | 11 | 1 | 1
|  | 10 | 11 | 12 | 1 | 1
|  | 10 | 11 | 13 | 1 | 1
|  | 10 | 11 | 14 | 1 | 1
|  | 10 | 11 | 15 | 1 | 1
|  | 10 | 11 | 16 | 1 | 1
|  | 10 | 11 | 17 | 1 | 1
|  | 10 | 11 | 18 | 1 | 1
|  | 10 | 11 | 19 | 1 | 1
|  | 10 | 11 | 20 | 1 | 1
|  | 10 | 11 | 21 | 1 | 1
|  | 10 | 11 | 22 | 1 | 1
|  | 10 | 11 | 23 | 1 | 1
|  | 10 | 11 | 24 | 1 | 1
|  | 10 | 12 | 1 | 1 | 1
|  | 10 | 12 | 2 | 1 | 1
|  | 10 | 12 | 3 | 1 | 1
|  | 10 | 12 | 4 | 1 | 1
|  | 10 | 12 | 5 | 1 | 1
|  | 10 | 12 | 6 | 1 | 1
|  | 10 | 12 | 7 | 1 | 1
|  | 10 | 12 | 8 | 1 | 1
|  | 10 | 12 | 9 | 1 | 1
|  | 10 | 12 | 10 | 1 | 1
|  | 10 | 12 | 11 | 1 | 1
|  | 10 | 12 | 12 | 1 | 1
|  | 10 | 12 | 13 | 1 | 1
|  | 10 | 12 | 14 | 1 | 1
|  | 10 | 12 | 15 | 1 | 1
|  | 10 | 12 | 16 | 1 | 1
|  | 10 | 12 | 17 | 1 | 1
|  | 10 | 12 | 18 | 1 | 1
|  | 10 | 12 | 19 | 1 | 1
|  | 10 | 12 | 20 | 1 | 1
|  | 10 | 12 | 21 | 1 | 1
|  | 10 | 12 | 22 | 1 | 1
|  | 10 | 12 | 23 | 1 | 1
|  | 10 | 12 | 24 | 1 | 1
|  | 10 | 13 | 1 | 1 | 1
|  | 10 | 13 | 2 | 1 | 1
|  | 10 | 13 | 3 | 1 | 1
|  | 10 | 13 | 4 | 1 | 1
|  | 10 | 13 | 5 | 1 | 1
|  | 10 | 13 | 6 | 1 | 1
|  | 10 | 13 | 7 | 1 | 1
|  | 10 | 13 | 8 | 1 | 1
|  | 10 | 13 | 9 | 1 | 1
|  | 10 | 13 | 10 | 1 | 1
|  | 10 | 13 | 11 | 1 | 1
|  | 10 | 13 | 12 | 1 | 1
|  | 10 | 13 | 13 | 1 | 1
|  | 10 | 13 | 14 | 1 | 1
|  | 10 | 13 | 15 | 1 | 1
|  | 10 | 13 | 16 | 1 | 1
|  | 10 | 13 | 17 | 1 | 1
|  | 10 | 13 | 18 | 1 | 1
|  | 10 | 13 | 19 | 1 | 1
|  | 10 | 13 | 20 | 1 | 1
|  | 10 | 13 | 21 | 1 | 1
|  | 10 | 13 | 22 | 1 | 1
|  | 10 | 13 | 23 | 1 | 1
|  | 10 | 13 | 24 | 1 | 1
|  | 10 | 14 | 1 | 0 | 1
|  | 10 | 14 | 2 | 0 | 1
|  | 10 | 14 | 3 | 0 | 1
|  | 10 | 14 | 4 | 0 | 1
|  | 10 | 14 | 5 | 0 | 1
|  | 10 | 14 | 6 | 0 | 1
|  | 10 | 14 | 7 | 0 | 1
|  | 10 | 14 | 8 | 0 | 1
|  | 10 | 14 | 9 | 0 | 1
|  | 10 | 14 | 10 | 0 | 1
|  | 10 | 14 | 11 | 0 | 1
|  | 10 | 14 | 12 | 0 | 1
|  | 10 | 14 | 13 | 0 | 1
|  | 10 | 14 | 14 | 0 | 1
|  | 10 | 14 | 15 | 0 | 1
|  | 10 | 14 | 16 | 0 | 1
|  | 10 | 14 | 17 | 0 | 1
|  | 10 | 14 | 18 | 0 | 1
|  | 10 | 14 | 19 | 0 | 1
|  | 10 | 14 | 20 | 0 | 1
|  | 10 | 14 | 21 | 0 | 1
|  | 10 | 14 | 22 | 0 | 1
|  | 10 | 14 | 23 | 0 | 1
|  | 10 | 14 | 24 | 0 | 1
|  | 10 | 15 | 1 | 0 | 1
|  | 10 | 15 | 2 | 0 | 1
|  | 10 | 15 | 3 | 0 | 1
|  | 10 | 15 | 4 | 0 | 1
|  | 10 | 15 | 5 | 0 | 1
|  | 10 | 15 | 6 | 0 | 1
|  | 10 | 15 | 7 | 0 | 1
|  | 10 | 15 | 8 | 0 | 1
|  | 10 | 15 | 9 | 0 | 1
|  | 10 | 15 | 10 | 0 | 1
|  | 10 | 15 | 11 | 0 | 1
|  | 10 | 15 | 12 | 0 | 1
|  | 10 | 15 | 13 | 0 | 1
|  | 10 | 15 | 14 | 0 | 1
|  | 10 | 15 | 15 | 0 | 1
|  | 10 | 15 | 16 | 0 | 1
|  | 10 | 15 | 17 | 0 | 1
|  | 10 | 15 | 18 | 0 | 1
|  | 10 | 15 | 19 | 0 | 1
|  | 10 | 15 | 20 | 0 | 1
|  | 10 | 15 | 21 | 0 | 1
|  | 10 | 15 | 22 | 0 | 1
|  | 10 | 15 | 23 | 0 | 1
|  | 10 | 15 | 24 | 0 | 1
|  | 10 | 16 | 1 | 1 | 1
|  | 10 | 16 | 2 | 1 | 1
|  | 10 | 16 | 3 | 1 | 1
|  | 10 | 16 | 4 | 1 | 1
|  | 10 | 16 | 5 | 1 | 1
|  | 10 | 16 | 6 | 1 | 1
|  | 10 | 16 | 7 | 1 | 1
|  | 10 | 16 | 8 | 1 | 1
|  | 10 | 16 | 9 | 1 | 1
|  | 10 | 16 | 10 | 1 | 1
|  | 10 | 16 | 11 | 1 | 1
|  | 10 | 16 | 12 | 1 | 1
|  | 10 | 16 | 13 | 1 | 1
|  | 10 | 16 | 14 | 1 | 1
|  | 10 | 16 | 15 | 1 | 1
|  | 10 | 16 | 16 | 1 | 1
|  | 10 | 16 | 17 | 1 | 1
|  | 10 | 16 | 18 | 1 | 1
|  | 10 | 16 | 19 | 1 | 1
|  | 10 | 16 | 20 | 1 | 1
|  | 10 | 16 | 21 | 1 | 1
|  | 10 | 16 | 22 | 1 | 1
|  | 10 | 16 | 23 | 1 | 1
|  | 10 | 16 | 24 | 1 | 1
|  | 10 | 17 | 1 | 1 | 1
|  | 10 | 17 | 2 | 1 | 1
|  | 10 | 17 | 3 | 1 | 1
|  | 10 | 17 | 4 | 1 | 1
|  | 10 | 17 | 5 | 1 | 1
|  | 10 | 17 | 6 | 1 | 1
|  | 10 | 17 | 7 | 1 | 1
|  | 10 | 17 | 8 | 1 | 1
|  | 10 | 17 | 9 | 1 | 1
|  | 10 | 17 | 10 | 1 | 1
|  | 10 | 17 | 11 | 1 | 1
|  | 10 | 17 | 12 | 1 | 1
|  | 10 | 17 | 13 | 1 | 1
|  | 10 | 17 | 14 | 1 | 1
|  | 10 | 17 | 15 | 1 | 1
|  | 10 | 17 | 16 | 1 | 1
|  | 10 | 17 | 17 | 1 | 1
|  | 10 | 17 | 18 | 1 | 1
|  | 10 | 17 | 19 | 1 | 1
|  | 10 | 17 | 20 | 1 | 1
|  | 10 | 17 | 21 | 1 | 1
|  | 10 | 17 | 22 | 1 | 1
|  | 10 | 17 | 23 | 1 | 1
|  | 10 | 17 | 24 | 1 | 1
|  | 10 | 18 | 1 | 1 | 1
|  | 10 | 18 | 2 | 1 | 1
|  | 10 | 18 | 3 | 1 | 1
|  | 10 | 18 | 4 | 1 | 1
|  | 10 | 18 | 5 | 1 | 1
|  | 10 | 18 | 6 | 1 | 1
|  | 10 | 18 | 7 | 1 | 1
|  | 10 | 18 | 8 | 1 | 1
|  | 10 | 18 | 9 | 1 | 1
|  | 10 | 18 | 10 | 1 | 1
|  | 10 | 18 | 11 | 1 | 1
|  | 10 | 18 | 12 | 1 | 1
|  | 10 | 18 | 13 | 1 | 1
|  | 10 | 18 | 14 | 1 | 1
|  | 10 | 18 | 15 | 1 | 1
|  | 10 | 18 | 16 | 1 | 1
|  | 10 | 18 | 17 | 1 | 1
|  | 10 | 18 | 18 | 1 | 1
|  | 10 | 18 | 19 | 1 | 1
|  | 10 | 18 | 20 | 1 | 1
|  | 10 | 18 | 21 | 1 | 1
|  | 10 | 18 | 22 | 1 | 1
|  | 10 | 18 | 23 | 1 | 1
|  | 10 | 18 | 24 | 1 | 1
|  | 10 | 19 | 1 | 1 | 1
|  | 10 | 19 | 2 | 1 | 1
|  | 10 | 19 | 3 | 1 | 1
|  | 10 | 19 | 4 | 1 | 1
|  | 10 | 19 | 5 | 1 | 1
|  | 10 | 19 | 6 | 1 | 1
|  | 10 | 19 | 7 | 1 | 1
|  | 10 | 19 | 8 | 1 | 1
|  | 10 | 19 | 9 | 1 | 1
|  | 10 | 19 | 10 | 1 | 1
|  | 10 | 19 | 11 | 1 | 1
|  | 10 | 19 | 12 | 1 | 1
|  | 10 | 19 | 13 | 1 | 1
|  | 10 | 19 | 14 | 1 | 1
|  | 10 | 19 | 15 | 1 | 1
|  | 10 | 19 | 16 | 1 | 1
|  | 10 | 19 | 17 | 1 | 1
|  | 10 | 19 | 18 | 1 | 1
|  | 10 | 19 | 19 | 1 | 1
|  | 10 | 19 | 20 | 1 | 1
|  | 10 | 19 | 21 | 1 | 1
|  | 10 | 19 | 22 | 1 | 1
|  | 10 | 19 | 23 | 1 | 1
|  | 10 | 19 | 24 | 1 | 1
|  | 10 | 20 | 1 | 1 | 1
|  | 10 | 20 | 2 | 1 | 1
|  | 10 | 20 | 3 | 1 | 1
|  | 10 | 20 | 4 | 1 | 1
|  | 10 | 20 | 5 | 1 | 1
|  | 10 | 20 | 6 | 1 | 1
|  | 10 | 20 | 7 | 1 | 1
|  | 10 | 20 | 8 | 1 | 1
|  | 10 | 20 | 9 | 1 | 1
|  | 10 | 20 | 10 | 1 | 1
|  | 10 | 20 | 11 | 1 | 1
|  | 10 | 20 | 12 | 1 | 1
|  | 10 | 20 | 13 | 1 | 1
|  | 10 | 20 | 14 | 1 | 1
|  | 10 | 20 | 15 | 1 | 1
|  | 10 | 20 | 16 | 1 | 1
|  | 10 | 20 | 17 | 1 | 1
|  | 10 | 20 | 18 | 1 | 1
|  | 10 | 20 | 19 | 1 | 1
|  | 10 | 20 | 20 | 1 | 1
|  | 10 | 20 | 21 | 1 | 1
|  | 10 | 20 | 22 | 1 | 1
|  | 10 | 20 | 23 | 1 | 1
|  | 10 | 20 | 24 | 1 | 1
|  | 10 | 21 | 1 | 0 | 1
|  | 10 | 21 | 2 | 0 | 1
|  | 10 | 21 | 3 | 0 | 1
|  | 10 | 21 | 4 | 0 | 1
|  | 10 | 21 | 5 | 0 | 1
|  | 10 | 21 | 6 | 0 | 1
|  | 10 | 21 | 7 | 0 | 1
|  | 10 | 21 | 8 | 0 | 1
|  | 10 | 21 | 9 | 0 | 1
|  | 10 | 21 | 10 | 0 | 1
|  | 10 | 21 | 11 | 0 | 1
|  | 10 | 21 | 12 | 0 | 1
|  | 10 | 21 | 13 | 0 | 1
|  | 10 | 21 | 14 | 0 | 1
|  | 10 | 21 | 15 | 0 | 1
|  | 10 | 21 | 16 | 0 | 1
|  | 10 | 21 | 17 | 0 | 1
|  | 10 | 21 | 18 | 0 | 1
|  | 10 | 21 | 19 | 0 | 1
|  | 10 | 21 | 20 | 0 | 1
|  | 10 | 21 | 21 | 0 | 1
|  | 10 | 21 | 22 | 0 | 1
|  | 10 | 21 | 23 | 0 | 1
|  | 10 | 21 | 24 | 0 | 1
|  | 10 | 22 | 1 | 0 | 1
|  | 10 | 22 | 2 | 0 | 1
|  | 10 | 22 | 3 | 0 | 1
|  | 10 | 22 | 4 | 0 | 1
|  | 10 | 22 | 5 | 0 | 1
|  | 10 | 22 | 6 | 0 | 1
|  | 10 | 22 | 7 | 0 | 1
|  | 10 | 22 | 8 | 0 | 1
|  | 10 | 22 | 9 | 0 | 1
|  | 10 | 22 | 10 | 0 | 1
|  | 10 | 22 | 11 | 0 | 1
|  | 10 | 22 | 12 | 0 | 1
|  | 10 | 22 | 13 | 0 | 1
|  | 10 | 22 | 14 | 0 | 1
|  | 10 | 22 | 15 | 0 | 1
|  | 10 | 22 | 16 | 0 | 1
|  | 10 | 22 | 17 | 0 | 1
|  | 10 | 22 | 18 | 0 | 1
|  | 10 | 22 | 19 | 0 | 1
|  | 10 | 22 | 20 | 0 | 1
|  | 10 | 22 | 21 | 0 | 1
|  | 10 | 22 | 22 | 0 | 1
|  | 10 | 22 | 23 | 0 | 1
|  | 10 | 22 | 24 | 0 | 1
|  | 10 | 23 | 1 | 1 | 1
|  | 10 | 23 | 2 | 1 | 1
|  | 10 | 23 | 3 | 1 | 1
|  | 10 | 23 | 4 | 1 | 1
|  | 10 | 23 | 5 | 1 | 1
|  | 10 | 23 | 6 | 1 | 1
|  | 10 | 23 | 7 | 1 | 1
|  | 10 | 23 | 8 | 1 | 1
|  | 10 | 23 | 9 | 1 | 1
|  | 10 | 23 | 10 | 1 | 1
|  | 10 | 23 | 11 | 1 | 1
|  | 10 | 23 | 12 | 1 | 1
|  | 10 | 23 | 13 | 1 | 1
|  | 10 | 23 | 14 | 1 | 1
|  | 10 | 23 | 15 | 1 | 1
|  | 10 | 23 | 16 | 1 | 1
|  | 10 | 23 | 17 | 1 | 1
|  | 10 | 23 | 18 | 1 | 1
|  | 10 | 23 | 19 | 1 | 1
|  | 10 | 23 | 20 | 1 | 1
|  | 10 | 23 | 21 | 1 | 1
|  | 10 | 23 | 22 | 1 | 1
|  | 10 | 23 | 23 | 1 | 1
|  | 10 | 23 | 24 | 1 | 1
|  | 10 | 24 | 1 | 1 | 1
|  | 10 | 24 | 2 | 1 | 1
|  | 10 | 24 | 3 | 1 | 1
|  | 10 | 24 | 4 | 1 | 1
|  | 10 | 24 | 5 | 1 | 1
|  | 10 | 24 | 6 | 1 | 1
|  | 10 | 24 | 7 | 1 | 1
|  | 10 | 24 | 8 | 1 | 1
|  | 10 | 24 | 9 | 1 | 1
|  | 10 | 24 | 10 | 1 | 1
|  | 10 | 24 | 11 | 1 | 1
|  | 10 | 24 | 12 | 1 | 1
|  | 10 | 24 | 13 | 1 | 1
|  | 10 | 24 | 14 | 1 | 1
|  | 10 | 24 | 15 | 1 | 1
|  | 10 | 24 | 16 | 1 | 1
|  | 10 | 24 | 17 | 1 | 1
|  | 10 | 24 | 18 | 1 | 1
|  | 10 | 24 | 19 | 1 | 1
|  | 10 | 24 | 20 | 1 | 1
|  | 10 | 24 | 21 | 1 | 1
|  | 10 | 24 | 22 | 1 | 1
|  | 10 | 24 | 23 | 1 | 1
|  | 10 | 24 | 24 | 1 | 1
|  | 10 | 25 | 1 | 1 | 1
|  | 10 | 25 | 2 | 1 | 1
|  | 10 | 25 | 3 | 1 | 1
|  | 10 | 25 | 4 | 1 | 1
|  | 10 | 25 | 5 | 1 | 1
|  | 10 | 25 | 6 | 1 | 1
|  | 10 | 25 | 7 | 1 | 1
|  | 10 | 25 | 8 | 1 | 1
|  | 10 | 25 | 9 | 1 | 1
|  | 10 | 25 | 10 | 1 | 1
|  | 10 | 25 | 11 | 1 | 1
|  | 10 | 25 | 12 | 1 | 1
|  | 10 | 25 | 13 | 1 | 1
|  | 10 | 25 | 14 | 1 | 1
|  | 10 | 25 | 15 | 1 | 1
|  | 10 | 25 | 16 | 1 | 1
|  | 10 | 25 | 17 | 1 | 1
|  | 10 | 25 | 18 | 1 | 1
|  | 10 | 25 | 19 | 1 | 1
|  | 10 | 25 | 20 | 1 | 1
|  | 10 | 25 | 21 | 1 | 1
|  | 10 | 25 | 22 | 1 | 1
|  | 10 | 25 | 23 | 1 | 1
|  | 10 | 25 | 24 | 1 | 1
|  | 10 | 26 | 1 | 1 | 1
|  | 10 | 26 | 2 | 1 | 1
|  | 10 | 26 | 3 | 1 | 1
|  | 10 | 26 | 4 | 1 | 1
|  | 10 | 26 | 5 | 1 | 1
|  | 10 | 26 | 6 | 1 | 1
|  | 10 | 26 | 7 | 1 | 1
|  | 10 | 26 | 8 | 1 | 1
|  | 10 | 26 | 9 | 1 | 1
|  | 10 | 26 | 10 | 1 | 1
|  | 10 | 26 | 11 | 1 | 1
|  | 10 | 26 | 12 | 1 | 1
|  | 10 | 26 | 13 | 1 | 1
|  | 10 | 26 | 14 | 1 | 1
|  | 10 | 26 | 15 | 1 | 1
|  | 10 | 26 | 16 | 1 | 1
|  | 10 | 26 | 17 | 1 | 1
|  | 10 | 26 | 18 | 1 | 1
|  | 10 | 26 | 19 | 1 | 1
|  | 10 | 26 | 20 | 1 | 1
|  | 10 | 26 | 21 | 1 | 1
|  | 10 | 26 | 22 | 1 | 1
|  | 10 | 26 | 23 | 1 | 1
|  | 10 | 26 | 24 | 1 | 1
|  | 10 | 27 | 1 | 1 | 1
|  | 10 | 27 | 2 | 1 | 1
|  | 10 | 27 | 3 | 1 | 1
|  | 10 | 27 | 4 | 1 | 1
|  | 10 | 27 | 5 | 1 | 1
|  | 10 | 27 | 6 | 1 | 1
|  | 10 | 27 | 7 | 1 | 1
|  | 10 | 27 | 8 | 1 | 1
|  | 10 | 27 | 9 | 1 | 1
|  | 10 | 27 | 10 | 1 | 1
|  | 10 | 27 | 11 | 1 | 1
|  | 10 | 27 | 12 | 1 | 1
|  | 10 | 27 | 13 | 1 | 1
|  | 10 | 27 | 14 | 1 | 1
|  | 10 | 27 | 15 | 1 | 1
|  | 10 | 27 | 16 | 1 | 1
|  | 10 | 27 | 17 | 1 | 1
|  | 10 | 27 | 18 | 1 | 1
|  | 10 | 27 | 19 | 1 | 1
|  | 10 | 27 | 20 | 1 | 1
|  | 10 | 27 | 21 | 1 | 1
|  | 10 | 27 | 22 | 1 | 1
|  | 10 | 27 | 23 | 1 | 1
|  | 10 | 27 | 24 | 1 | 1
|  | 10 | 28 | 1 | 0 | 1
|  | 10 | 28 | 2 | 0 | 1
|  | 10 | 28 | 3 | 0 | 1
|  | 10 | 28 | 4 | 0 | 1
|  | 10 | 28 | 5 | 0 | 1
|  | 10 | 28 | 6 | 0 | 1
|  | 10 | 28 | 7 | 0 | 1
|  | 10 | 28 | 8 | 0 | 1
|  | 10 | 28 | 9 | 0 | 1
|  | 10 | 28 | 10 | 0 | 1
|  | 10 | 28 | 11 | 0 | 1
|  | 10 | 28 | 12 | 0 | 1
|  | 10 | 28 | 13 | 0 | 1
|  | 10 | 28 | 14 | 0 | 1
|  | 10 | 28 | 15 | 0 | 1
|  | 10 | 28 | 16 | 0 | 1
|  | 10 | 28 | 17 | 0 | 1
|  | 10 | 28 | 18 | 0 | 1
|  | 10 | 28 | 19 | 0 | 1
|  | 10 | 28 | 20 | 0 | 1
|  | 10 | 28 | 21 | 0 | 1
|  | 10 | 28 | 22 | 0 | 1
|  | 10 | 28 | 23 | 0 | 1
|  | 10 | 28 | 24 | 0 | 1
|  | 10 | 29 | 1 | 0 | 1
|  | 10 | 29 | 2 | 0 | 1
|  | 10 | 29 | 3 | 0 | 1
|  | 10 | 29 | 4 | 0 | 1
|  | 10 | 29 | 5 | 0 | 1
|  | 10 | 29 | 6 | 0 | 1
|  | 10 | 29 | 7 | 0 | 1
|  | 10 | 29 | 8 | 0 | 1
|  | 10 | 29 | 9 | 0 | 1
|  | 10 | 29 | 10 | 0 | 1
|  | 10 | 29 | 11 | 0 | 1
|  | 10 | 29 | 12 | 0 | 1
|  | 10 | 29 | 13 | 0 | 1
|  | 10 | 29 | 14 | 0 | 1
|  | 10 | 29 | 15 | 0 | 1
|  | 10 | 29 | 16 | 0 | 1
|  | 10 | 29 | 17 | 0 | 1
|  | 10 | 29 | 18 | 0 | 1
|  | 10 | 29 | 19 | 0 | 1
|  | 10 | 29 | 20 | 0 | 1
|  | 10 | 29 | 21 | 0 | 1
|  | 10 | 29 | 22 | 0 | 1
|  | 10 | 29 | 23 | 0 | 1
|  | 10 | 29 | 24 | 0 | 1
|  | 10 | 30 | 1 | 1 | 1
|  | 10 | 30 | 2 | 1 | 1
|  | 10 | 30 | 3 | 1 | 1
|  | 10 | 30 | 4 | 1 | 1
|  | 10 | 30 | 5 | 1 | 1
|  | 10 | 30 | 6 | 1 | 1
|  | 10 | 30 | 7 | 1 | 1
|  | 10 | 30 | 8 | 1 | 1
|  | 10 | 30 | 9 | 1 | 1
|  | 10 | 30 | 10 | 1 | 1
|  | 10 | 30 | 11 | 1 | 1
|  | 10 | 30 | 12 | 1 | 1
|  | 10 | 30 | 13 | 1 | 1
|  | 10 | 30 | 14 | 1 | 1
|  | 10 | 30 | 15 | 1 | 1
|  | 10 | 30 | 16 | 1 | 1
|  | 10 | 30 | 17 | 1 | 1
|  | 10 | 30 | 18 | 1 | 1
|  | 10 | 30 | 19 | 1 | 1
|  | 10 | 30 | 20 | 1 | 1
|  | 10 | 30 | 21 | 1 | 1
|  | 10 | 30 | 22 | 1 | 1
|  | 10 | 30 | 23 | 1 | 1
|  | 10 | 30 | 24 | 1 | 1
|  | 10 | 31 | 1 | 1 | 1
|  | 10 | 31 | 2 | 1 | 1
|  | 10 | 31 | 3 | 1 | 1
|  | 10 | 31 | 4 | 1 | 1
|  | 10 | 31 | 5 | 1 | 1
|  | 10 | 31 | 6 | 1 | 1
|  | 10 | 31 | 7 | 1 | 1
|  | 10 | 31 | 8 | 1 | 1
|  | 10 | 31 | 9 | 1 | 1
|  | 10 | 31 | 10 | 1 | 1
|  | 10 | 31 | 11 | 1 | 1
|  | 10 | 31 | 12 | 1 | 1
|  | 10 | 31 | 13 | 1 | 1
|  | 10 | 31 | 14 | 1 | 1
|  | 10 | 31 | 15 | 1 | 1
|  | 10 | 31 | 16 | 1 | 1
|  | 10 | 31 | 17 | 1 | 1
|  | 10 | 31 | 18 | 1 | 1
|  | 10 | 31 | 19 | 1 | 1
|  | 10 | 31 | 20 | 1 | 1
|  | 10 | 31 | 21 | 1 | 1
|  | 10 | 31 | 22 | 1 | 1
|  | 10 | 31 | 23 | 1 | 1
|  | 10 | 31 | 24 | 1 | 1
|  | 11 | 1 | 1 | 1 | 1
|  | 11 | 1 | 2 | 1 | 1
|  | 11 | 1 | 3 | 1 | 1
|  | 11 | 1 | 4 | 1 | 1
|  | 11 | 1 | 5 | 1 | 1
|  | 11 | 1 | 6 | 1 | 1
|  | 11 | 1 | 7 | 1 | 1
|  | 11 | 1 | 8 | 1 | 1
|  | 11 | 1 | 9 | 1 | 1
|  | 11 | 1 | 10 | 1 | 1
|  | 11 | 1 | 11 | 1 | 1
|  | 11 | 1 | 12 | 1 | 1
|  | 11 | 1 | 13 | 1 | 1
|  | 11 | 1 | 14 | 1 | 1
|  | 11 | 1 | 15 | 1 | 1
|  | 11 | 1 | 16 | 1 | 1
|  | 11 | 1 | 17 | 1 | 1
|  | 11 | 1 | 18 | 1 | 1
|  | 11 | 1 | 19 | 1 | 1
|  | 11 | 1 | 20 | 1 | 1
|  | 11 | 1 | 21 | 1 | 1
|  | 11 | 1 | 22 | 1 | 1
|  | 11 | 1 | 23 | 1 | 1
|  | 11 | 1 | 24 | 1 | 1
|  | 11 | 2 | 1 | 1 | 1
|  | 11 | 2 | 2 | 1 | 1
|  | 11 | 2 | 3 | 1 | 1
|  | 11 | 2 | 4 | 1 | 1
|  | 11 | 2 | 5 | 1 | 1
|  | 11 | 2 | 6 | 1 | 1
|  | 11 | 2 | 7 | 1 | 1
|  | 11 | 2 | 8 | 1 | 1
|  | 11 | 2 | 9 | 1 | 1
|  | 11 | 2 | 10 | 1 | 1
|  | 11 | 2 | 11 | 1 | 1
|  | 11 | 2 | 12 | 1 | 1
|  | 11 | 2 | 13 | 1 | 1
|  | 11 | 2 | 14 | 1 | 1
|  | 11 | 2 | 15 | 1 | 1
|  | 11 | 2 | 16 | 1 | 1
|  | 11 | 2 | 17 | 1 | 1
|  | 11 | 2 | 18 | 1 | 1
|  | 11 | 2 | 19 | 1 | 1
|  | 11 | 2 | 20 | 1 | 1
|  | 11 | 2 | 21 | 1 | 1
|  | 11 | 2 | 22 | 1 | 1
|  | 11 | 2 | 23 | 1 | 1
|  | 11 | 2 | 24 | 1 | 1
|  | 11 | 3 | 1 | 1 | 1
|  | 11 | 3 | 2 | 1 | 1
|  | 11 | 3 | 3 | 1 | 1
|  | 11 | 3 | 4 | 1 | 1
|  | 11 | 3 | 5 | 1 | 1
|  | 11 | 3 | 6 | 1 | 1
|  | 11 | 3 | 7 | 1 | 1
|  | 11 | 3 | 8 | 1 | 1
|  | 11 | 3 | 9 | 1 | 1
|  | 11 | 3 | 10 | 1 | 1
|  | 11 | 3 | 11 | 1 | 1
|  | 11 | 3 | 12 | 1 | 1
|  | 11 | 3 | 13 | 1 | 1
|  | 11 | 3 | 14 | 1 | 1
|  | 11 | 3 | 15 | 1 | 1
|  | 11 | 3 | 16 | 1 | 1
|  | 11 | 3 | 17 | 1 | 1
|  | 11 | 3 | 18 | 1 | 1
|  | 11 | 3 | 19 | 1 | 1
|  | 11 | 3 | 20 | 1 | 1
|  | 11 | 3 | 21 | 1 | 1
|  | 11 | 3 | 22 | 1 | 1
|  | 11 | 3 | 23 | 1 | 1
|  | 11 | 3 | 24 | 1 | 1
|  | 11 | 4 | 1 | 0 | 1
|  | 11 | 4 | 2 | 0 | 1
|  | 11 | 4 | 3 | 0 | 1
|  | 11 | 4 | 4 | 0 | 1
|  | 11 | 4 | 5 | 0 | 1
|  | 11 | 4 | 6 | 0 | 1
|  | 11 | 4 | 7 | 0 | 1
|  | 11 | 4 | 8 | 0 | 1
|  | 11 | 4 | 9 | 0 | 1
|  | 11 | 4 | 10 | 0 | 1
|  | 11 | 4 | 11 | 0 | 1
|  | 11 | 4 | 12 | 0 | 1
|  | 11 | 4 | 13 | 0 | 1
|  | 11 | 4 | 14 | 0 | 1
|  | 11 | 4 | 15 | 0 | 1
|  | 11 | 4 | 16 | 0 | 1
|  | 11 | 4 | 17 | 0 | 1
|  | 11 | 4 | 18 | 0 | 1
|  | 11 | 4 | 19 | 0 | 1
|  | 11 | 4 | 20 | 0 | 1
|  | 11 | 4 | 21 | 0 | 1
|  | 11 | 4 | 22 | 0 | 1
|  | 11 | 4 | 23 | 0 | 1
|  | 11 | 4 | 24 | 0 | 1
|  | 11 | 5 | 1 | 0 | 1
|  | 11 | 5 | 2 | 0 | 1
|  | 11 | 5 | 3 | 0 | 1
|  | 11 | 5 | 4 | 0 | 1
|  | 11 | 5 | 5 | 0 | 1
|  | 11 | 5 | 6 | 0 | 1
|  | 11 | 5 | 7 | 0 | 1
|  | 11 | 5 | 8 | 0 | 1
|  | 11 | 5 | 9 | 0 | 1
|  | 11 | 5 | 10 | 0 | 1
|  | 11 | 5 | 11 | 0 | 1
|  | 11 | 5 | 12 | 0 | 1
|  | 11 | 5 | 13 | 0 | 1
|  | 11 | 5 | 14 | 0 | 1
|  | 11 | 5 | 15 | 0 | 1
|  | 11 | 5 | 16 | 0 | 1
|  | 11 | 5 | 17 | 0 | 1
|  | 11 | 5 | 18 | 0 | 1
|  | 11 | 5 | 19 | 0 | 1
|  | 11 | 5 | 20 | 0 | 1
|  | 11 | 5 | 21 | 0 | 1
|  | 11 | 5 | 22 | 0 | 1
|  | 11 | 5 | 23 | 0 | 1
|  | 11 | 5 | 24 | 0 | 1
|  | 11 | 6 | 1 | 1 | 1
|  | 11 | 6 | 2 | 1 | 1
|  | 11 | 6 | 3 | 1 | 1
|  | 11 | 6 | 4 | 1 | 1
|  | 11 | 6 | 5 | 1 | 1
|  | 11 | 6 | 6 | 1 | 1
|  | 11 | 6 | 7 | 1 | 1
|  | 11 | 6 | 8 | 1 | 1
|  | 11 | 6 | 9 | 1 | 1
|  | 11 | 6 | 10 | 1 | 1
|  | 11 | 6 | 11 | 1 | 1
|  | 11 | 6 | 12 | 1 | 1
|  | 11 | 6 | 13 | 1 | 1
|  | 11 | 6 | 14 | 1 | 1
|  | 11 | 6 | 15 | 1 | 1
|  | 11 | 6 | 16 | 1 | 1
|  | 11 | 6 | 17 | 1 | 1
|  | 11 | 6 | 18 | 1 | 1
|  | 11 | 6 | 19 | 1 | 1
|  | 11 | 6 | 20 | 1 | 1
|  | 11 | 6 | 21 | 1 | 1
|  | 11 | 6 | 22 | 1 | 1
|  | 11 | 6 | 23 | 1 | 1
|  | 11 | 6 | 24 | 1 | 1
|  | 11 | 7 | 1 | 1 | 1
|  | 11 | 7 | 2 | 1 | 1
|  | 11 | 7 | 3 | 1 | 1
|  | 11 | 7 | 4 | 1 | 1
|  | 11 | 7 | 5 | 1 | 1
|  | 11 | 7 | 6 | 1 | 1
|  | 11 | 7 | 7 | 1 | 1
|  | 11 | 7 | 8 | 1 | 1
|  | 11 | 7 | 9 | 1 | 1
|  | 11 | 7 | 10 | 1 | 1
|  | 11 | 7 | 11 | 1 | 1
|  | 11 | 7 | 12 | 1 | 1
|  | 11 | 7 | 13 | 1 | 1
|  | 11 | 7 | 14 | 1 | 1
|  | 11 | 7 | 15 | 1 | 1
|  | 11 | 7 | 16 | 1 | 1
|  | 11 | 7 | 17 | 1 | 1
|  | 11 | 7 | 18 | 1 | 1
|  | 11 | 7 | 19 | 1 | 1
|  | 11 | 7 | 20 | 1 | 1
|  | 11 | 7 | 21 | 1 | 1
|  | 11 | 7 | 22 | 1 | 1
|  | 11 | 7 | 23 | 1 | 1
|  | 11 | 7 | 24 | 1 | 1
|  | 11 | 8 | 1 | 1 | 1
|  | 11 | 8 | 2 | 1 | 1
|  | 11 | 8 | 3 | 1 | 1
|  | 11 | 8 | 4 | 1 | 1
|  | 11 | 8 | 5 | 1 | 1
|  | 11 | 8 | 6 | 1 | 1
|  | 11 | 8 | 7 | 1 | 1
|  | 11 | 8 | 8 | 1 | 1
|  | 11 | 8 | 9 | 1 | 1
|  | 11 | 8 | 10 | 1 | 1
|  | 11 | 8 | 11 | 1 | 1
|  | 11 | 8 | 12 | 1 | 1
|  | 11 | 8 | 13 | 1 | 1
|  | 11 | 8 | 14 | 1 | 1
|  | 11 | 8 | 15 | 1 | 1
|  | 11 | 8 | 16 | 1 | 1
|  | 11 | 8 | 17 | 1 | 1
|  | 11 | 8 | 18 | 1 | 1
|  | 11 | 8 | 19 | 1 | 1
|  | 11 | 8 | 20 | 1 | 1
|  | 11 | 8 | 21 | 1 | 1
|  | 11 | 8 | 22 | 1 | 1
|  | 11 | 8 | 23 | 1 | 1
|  | 11 | 8 | 24 | 1 | 1
|  | 11 | 9 | 1 | 1 | 1
|  | 11 | 9 | 2 | 1 | 1
|  | 11 | 9 | 3 | 1 | 1
|  | 11 | 9 | 4 | 1 | 1
|  | 11 | 9 | 5 | 1 | 1
|  | 11 | 9 | 6 | 1 | 1
|  | 11 | 9 | 7 | 1 | 1
|  | 11 | 9 | 8 | 1 | 1
|  | 11 | 9 | 9 | 1 | 1
|  | 11 | 9 | 10 | 1 | 1
|  | 11 | 9 | 11 | 1 | 1
|  | 11 | 9 | 12 | 1 | 1
|  | 11 | 9 | 13 | 1 | 1
|  | 11 | 9 | 14 | 1 | 1
|  | 11 | 9 | 15 | 1 | 1
|  | 11 | 9 | 16 | 1 | 1
|  | 11 | 9 | 17 | 1 | 1
|  | 11 | 9 | 18 | 1 | 1
|  | 11 | 9 | 19 | 1 | 1
|  | 11 | 9 | 20 | 1 | 1
|  | 11 | 9 | 21 | 1 | 1
|  | 11 | 9 | 22 | 1 | 1
|  | 11 | 9 | 23 | 1 | 1
|  | 11 | 9 | 24 | 1 | 1
|  | 11 | 10 | 1 | 1 | 1
|  | 11 | 10 | 2 | 1 | 1
|  | 11 | 10 | 3 | 1 | 1
|  | 11 | 10 | 4 | 1 | 1
|  | 11 | 10 | 5 | 1 | 1
|  | 11 | 10 | 6 | 1 | 1
|  | 11 | 10 | 7 | 1 | 1
|  | 11 | 10 | 8 | 1 | 1
|  | 11 | 10 | 9 | 1 | 1
|  | 11 | 10 | 10 | 1 | 1
|  | 11 | 10 | 11 | 1 | 1
|  | 11 | 10 | 12 | 1 | 1
|  | 11 | 10 | 13 | 1 | 1
|  | 11 | 10 | 14 | 1 | 1
|  | 11 | 10 | 15 | 1 | 1
|  | 11 | 10 | 16 | 1 | 1
|  | 11 | 10 | 17 | 1 | 1
|  | 11 | 10 | 18 | 1 | 1
|  | 11 | 10 | 19 | 1 | 1
|  | 11 | 10 | 20 | 1 | 1
|  | 11 | 10 | 21 | 1 | 1
|  | 11 | 10 | 22 | 1 | 1
|  | 11 | 10 | 23 | 1 | 1
|  | 11 | 10 | 24 | 1 | 1
|  | 11 | 11 | 1 | 0 | 1
|  | 11 | 11 | 2 | 0 | 1
|  | 11 | 11 | 3 | 0 | 1
|  | 11 | 11 | 4 | 0 | 1
|  | 11 | 11 | 5 | 0 | 1
|  | 11 | 11 | 6 | 0 | 1
|  | 11 | 11 | 7 | 0 | 1
|  | 11 | 11 | 8 | 0 | 1
|  | 11 | 11 | 9 | 0 | 1
|  | 11 | 11 | 10 | 0 | 1
|  | 11 | 11 | 11 | 0 | 1
|  | 11 | 11 | 12 | 0 | 1
|  | 11 | 11 | 13 | 0 | 1
|  | 11 | 11 | 14 | 0 | 1
|  | 11 | 11 | 15 | 0 | 1
|  | 11 | 11 | 16 | 0 | 1
|  | 11 | 11 | 17 | 0 | 1
|  | 11 | 11 | 18 | 0 | 1
|  | 11 | 11 | 19 | 0 | 1
|  | 11 | 11 | 20 | 0 | 1
|  | 11 | 11 | 21 | 0 | 1
|  | 11 | 11 | 22 | 0 | 1
|  | 11 | 11 | 23 | 0 | 1
|  | 11 | 11 | 24 | 0 | 1
|  | 11 | 12 | 1 | 0 | 1
|  | 11 | 12 | 2 | 0 | 1
|  | 11 | 12 | 3 | 0 | 1
|  | 11 | 12 | 4 | 0 | 1
|  | 11 | 12 | 5 | 0 | 1
|  | 11 | 12 | 6 | 0 | 1
|  | 11 | 12 | 7 | 0 | 1
|  | 11 | 12 | 8 | 0 | 1
|  | 11 | 12 | 9 | 0 | 1
|  | 11 | 12 | 10 | 0 | 1
|  | 11 | 12 | 11 | 0 | 1
|  | 11 | 12 | 12 | 0 | 1
|  | 11 | 12 | 13 | 0 | 1
|  | 11 | 12 | 14 | 0 | 1
|  | 11 | 12 | 15 | 0 | 1
|  | 11 | 12 | 16 | 0 | 1
|  | 11 | 12 | 17 | 0 | 1
|  | 11 | 12 | 18 | 0 | 1
|  | 11 | 12 | 19 | 0 | 1
|  | 11 | 12 | 20 | 0 | 1
|  | 11 | 12 | 21 | 0 | 1
|  | 11 | 12 | 22 | 0 | 1
|  | 11 | 12 | 23 | 0 | 1
|  | 11 | 12 | 24 | 0 | 1
|  | 11 | 13 | 1 | 1 | 1
|  | 11 | 13 | 2 | 1 | 1
|  | 11 | 13 | 3 | 1 | 1
|  | 11 | 13 | 4 | 1 | 1
|  | 11 | 13 | 5 | 1 | 1
|  | 11 | 13 | 6 | 1 | 1
|  | 11 | 13 | 7 | 1 | 1
|  | 11 | 13 | 8 | 1 | 1
|  | 11 | 13 | 9 | 1 | 1
|  | 11 | 13 | 10 | 1 | 1
|  | 11 | 13 | 11 | 1 | 1
|  | 11 | 13 | 12 | 1 | 1
|  | 11 | 13 | 13 | 1 | 1
|  | 11 | 13 | 14 | 1 | 1
|  | 11 | 13 | 15 | 1 | 1
|  | 11 | 13 | 16 | 1 | 1
|  | 11 | 13 | 17 | 1 | 1
|  | 11 | 13 | 18 | 1 | 1
|  | 11 | 13 | 19 | 1 | 1
|  | 11 | 13 | 20 | 1 | 1
|  | 11 | 13 | 21 | 1 | 1
|  | 11 | 13 | 22 | 1 | 1
|  | 11 | 13 | 23 | 1 | 1
|  | 11 | 13 | 24 | 1 | 1
|  | 11 | 14 | 1 | 1 | 1
|  | 11 | 14 | 2 | 1 | 1
|  | 11 | 14 | 3 | 1 | 1
|  | 11 | 14 | 4 | 1 | 1
|  | 11 | 14 | 5 | 1 | 1
|  | 11 | 14 | 6 | 1 | 1
|  | 11 | 14 | 7 | 1 | 1
|  | 11 | 14 | 8 | 1 | 1
|  | 11 | 14 | 9 | 1 | 1
|  | 11 | 14 | 10 | 1 | 1
|  | 11 | 14 | 11 | 1 | 1
|  | 11 | 14 | 12 | 1 | 1
|  | 11 | 14 | 13 | 1 | 1
|  | 11 | 14 | 14 | 1 | 1
|  | 11 | 14 | 15 | 1 | 1
|  | 11 | 14 | 16 | 1 | 1
|  | 11 | 14 | 17 | 1 | 1
|  | 11 | 14 | 18 | 1 | 1
|  | 11 | 14 | 19 | 1 | 1
|  | 11 | 14 | 20 | 1 | 1
|  | 11 | 14 | 21 | 1 | 1
|  | 11 | 14 | 22 | 1 | 1
|  | 11 | 14 | 23 | 1 | 1
|  | 11 | 14 | 24 | 1 | 1
|  | 11 | 15 | 1 | 1 | 1
|  | 11 | 15 | 2 | 1 | 1
|  | 11 | 15 | 3 | 1 | 1
|  | 11 | 15 | 4 | 1 | 1
|  | 11 | 15 | 5 | 1 | 1
|  | 11 | 15 | 6 | 1 | 1
|  | 11 | 15 | 7 | 1 | 1
|  | 11 | 15 | 8 | 1 | 1
|  | 11 | 15 | 9 | 1 | 1
|  | 11 | 15 | 10 | 1 | 1
|  | 11 | 15 | 11 | 1 | 1
|  | 11 | 15 | 12 | 1 | 1
|  | 11 | 15 | 13 | 1 | 1
|  | 11 | 15 | 14 | 1 | 1
|  | 11 | 15 | 15 | 1 | 1
|  | 11 | 15 | 16 | 1 | 1
|  | 11 | 15 | 17 | 1 | 1
|  | 11 | 15 | 18 | 1 | 1
|  | 11 | 15 | 19 | 1 | 1
|  | 11 | 15 | 20 | 1 | 1
|  | 11 | 15 | 21 | 1 | 1
|  | 11 | 15 | 22 | 1 | 1
|  | 11 | 15 | 23 | 1 | 1
|  | 11 | 15 | 24 | 1 | 1
|  | 11 | 16 | 1 | 1 | 1
|  | 11 | 16 | 2 | 1 | 1
|  | 11 | 16 | 3 | 1 | 1
|  | 11 | 16 | 4 | 1 | 1
|  | 11 | 16 | 5 | 1 | 1
|  | 11 | 16 | 6 | 1 | 1
|  | 11 | 16 | 7 | 1 | 1
|  | 11 | 16 | 8 | 1 | 1
|  | 11 | 16 | 9 | 1 | 1
|  | 11 | 16 | 10 | 1 | 1
|  | 11 | 16 | 11 | 1 | 1
|  | 11 | 16 | 12 | 1 | 1
|  | 11 | 16 | 13 | 1 | 1
|  | 11 | 16 | 14 | 1 | 1
|  | 11 | 16 | 15 | 1 | 1
|  | 11 | 16 | 16 | 1 | 1
|  | 11 | 16 | 17 | 1 | 1
|  | 11 | 16 | 18 | 1 | 1
|  | 11 | 16 | 19 | 1 | 1
|  | 11 | 16 | 20 | 1 | 1
|  | 11 | 16 | 21 | 1 | 1
|  | 11 | 16 | 22 | 1 | 1
|  | 11 | 16 | 23 | 1 | 1
|  | 11 | 16 | 24 | 1 | 1
|  | 11 | 17 | 1 | 1 | 1
|  | 11 | 17 | 2 | 1 | 1
|  | 11 | 17 | 3 | 1 | 1
|  | 11 | 17 | 4 | 1 | 1
|  | 11 | 17 | 5 | 1 | 1
|  | 11 | 17 | 6 | 1 | 1
|  | 11 | 17 | 7 | 1 | 1
|  | 11 | 17 | 8 | 1 | 1
|  | 11 | 17 | 9 | 1 | 1
|  | 11 | 17 | 10 | 1 | 1
|  | 11 | 17 | 11 | 1 | 1
|  | 11 | 17 | 12 | 1 | 1
|  | 11 | 17 | 13 | 1 | 1
|  | 11 | 17 | 14 | 1 | 1
|  | 11 | 17 | 15 | 1 | 1
|  | 11 | 17 | 16 | 1 | 1
|  | 11 | 17 | 17 | 1 | 1
|  | 11 | 17 | 18 | 1 | 1
|  | 11 | 17 | 19 | 1 | 1
|  | 11 | 17 | 20 | 1 | 1
|  | 11 | 17 | 21 | 1 | 1
|  | 11 | 17 | 22 | 1 | 1
|  | 11 | 17 | 23 | 1 | 1
|  | 11 | 17 | 24 | 1 | 1
|  | 11 | 18 | 1 | 0 | 1
|  | 11 | 18 | 2 | 0 | 1
|  | 11 | 18 | 3 | 0 | 1
|  | 11 | 18 | 4 | 0 | 1
|  | 11 | 18 | 5 | 0 | 1
|  | 11 | 18 | 6 | 0 | 1
|  | 11 | 18 | 7 | 0 | 1
|  | 11 | 18 | 8 | 0 | 1
|  | 11 | 18 | 9 | 0 | 1
|  | 11 | 18 | 10 | 0 | 1
|  | 11 | 18 | 11 | 0 | 1
|  | 11 | 18 | 12 | 0 | 1
|  | 11 | 18 | 13 | 0 | 1
|  | 11 | 18 | 14 | 0 | 1
|  | 11 | 18 | 15 | 0 | 1
|  | 11 | 18 | 16 | 0 | 1
|  | 11 | 18 | 17 | 0 | 1
|  | 11 | 18 | 18 | 0 | 1
|  | 11 | 18 | 19 | 0 | 1
|  | 11 | 18 | 20 | 0 | 1
|  | 11 | 18 | 21 | 0 | 1
|  | 11 | 18 | 22 | 0 | 1
|  | 11 | 18 | 23 | 0 | 1
|  | 11 | 18 | 24 | 0 | 1
|  | 11 | 19 | 1 | 0 | 1
|  | 11 | 19 | 2 | 0 | 1
|  | 11 | 19 | 3 | 0 | 1
|  | 11 | 19 | 4 | 0 | 1
|  | 11 | 19 | 5 | 0 | 1
|  | 11 | 19 | 6 | 0 | 1
|  | 11 | 19 | 7 | 0 | 1
|  | 11 | 19 | 8 | 0 | 1
|  | 11 | 19 | 9 | 0 | 1
|  | 11 | 19 | 10 | 0 | 1
|  | 11 | 19 | 11 | 0 | 1
|  | 11 | 19 | 12 | 0 | 1
|  | 11 | 19 | 13 | 0 | 1
|  | 11 | 19 | 14 | 0 | 1
|  | 11 | 19 | 15 | 0 | 1
|  | 11 | 19 | 16 | 0 | 1
|  | 11 | 19 | 17 | 0 | 1
|  | 11 | 19 | 18 | 0 | 1
|  | 11 | 19 | 19 | 0 | 1
|  | 11 | 19 | 20 | 0 | 1
|  | 11 | 19 | 21 | 0 | 1
|  | 11 | 19 | 22 | 0 | 1
|  | 11 | 19 | 23 | 0 | 1
|  | 11 | 19 | 24 | 0 | 1
|  | 11 | 20 | 1 | 1 | 1
|  | 11 | 20 | 2 | 1 | 1
|  | 11 | 20 | 3 | 1 | 1
|  | 11 | 20 | 4 | 1 | 1
|  | 11 | 20 | 5 | 1 | 1
|  | 11 | 20 | 6 | 1 | 1
|  | 11 | 20 | 7 | 1 | 1
|  | 11 | 20 | 8 | 1 | 1
|  | 11 | 20 | 9 | 1 | 1
|  | 11 | 20 | 10 | 1 | 1
|  | 11 | 20 | 11 | 1 | 1
|  | 11 | 20 | 12 | 1 | 1
|  | 11 | 20 | 13 | 1 | 1
|  | 11 | 20 | 14 | 1 | 1
|  | 11 | 20 | 15 | 1 | 1
|  | 11 | 20 | 16 | 1 | 1
|  | 11 | 20 | 17 | 1 | 1
|  | 11 | 20 | 18 | 1 | 1
|  | 11 | 20 | 19 | 1 | 1
|  | 11 | 20 | 20 | 1 | 1
|  | 11 | 20 | 21 | 1 | 1
|  | 11 | 20 | 22 | 1 | 1
|  | 11 | 20 | 23 | 1 | 1
|  | 11 | 20 | 24 | 1 | 1
|  | 11 | 21 | 1 | 1 | 1
|  | 11 | 21 | 2 | 1 | 1
|  | 11 | 21 | 3 | 1 | 1
|  | 11 | 21 | 4 | 1 | 1
|  | 11 | 21 | 5 | 1 | 1
|  | 11 | 21 | 6 | 1 | 1
|  | 11 | 21 | 7 | 1 | 1
|  | 11 | 21 | 8 | 1 | 1
|  | 11 | 21 | 9 | 1 | 1
|  | 11 | 21 | 10 | 1 | 1
|  | 11 | 21 | 11 | 1 | 1
|  | 11 | 21 | 12 | 1 | 1
|  | 11 | 21 | 13 | 1 | 1
|  | 11 | 21 | 14 | 1 | 1
|  | 11 | 21 | 15 | 1 | 1
|  | 11 | 21 | 16 | 1 | 1
|  | 11 | 21 | 17 | 1 | 1
|  | 11 | 21 | 18 | 1 | 1
|  | 11 | 21 | 19 | 1 | 1
|  | 11 | 21 | 20 | 1 | 1
|  | 11 | 21 | 21 | 1 | 1
|  | 11 | 21 | 22 | 1 | 1
|  | 11 | 21 | 23 | 1 | 1
|  | 11 | 21 | 24 | 1 | 1
|  | 11 | 22 | 1 | 1 | 1
|  | 11 | 22 | 2 | 1 | 1
|  | 11 | 22 | 3 | 1 | 1
|  | 11 | 22 | 4 | 1 | 1
|  | 11 | 22 | 5 | 1 | 1
|  | 11 | 22 | 6 | 1 | 1
|  | 11 | 22 | 7 | 1 | 1
|  | 11 | 22 | 8 | 1 | 1
|  | 11 | 22 | 9 | 1 | 1
|  | 11 | 22 | 10 | 1 | 1
|  | 11 | 22 | 11 | 1 | 1
|  | 11 | 22 | 12 | 1 | 1
|  | 11 | 22 | 13 | 1 | 1
|  | 11 | 22 | 14 | 1 | 1
|  | 11 | 22 | 15 | 1 | 1
|  | 11 | 22 | 16 | 1 | 1
|  | 11 | 22 | 17 | 1 | 1
|  | 11 | 22 | 18 | 1 | 1
|  | 11 | 22 | 19 | 1 | 1
|  | 11 | 22 | 20 | 1 | 1
|  | 11 | 22 | 21 | 1 | 1
|  | 11 | 22 | 22 | 1 | 1
|  | 11 | 22 | 23 | 1 | 1
|  | 11 | 22 | 24 | 1 | 1
|  | 11 | 23 | 1 | 1 | 1
|  | 11 | 23 | 2 | 1 | 1
|  | 11 | 23 | 3 | 1 | 1
|  | 11 | 23 | 4 | 1 | 1
|  | 11 | 23 | 5 | 1 | 1
|  | 11 | 23 | 6 | 1 | 1
|  | 11 | 23 | 7 | 1 | 1
|  | 11 | 23 | 8 | 1 | 1
|  | 11 | 23 | 9 | 1 | 1
|  | 11 | 23 | 10 | 1 | 1
|  | 11 | 23 | 11 | 1 | 1
|  | 11 | 23 | 12 | 1 | 1
|  | 11 | 23 | 13 | 1 | 1
|  | 11 | 23 | 14 | 1 | 1
|  | 11 | 23 | 15 | 1 | 1
|  | 11 | 23 | 16 | 1 | 1
|  | 11 | 23 | 17 | 1 | 1
|  | 11 | 23 | 18 | 1 | 1
|  | 11 | 23 | 19 | 1 | 1
|  | 11 | 23 | 20 | 1 | 1
|  | 11 | 23 | 21 | 1 | 1
|  | 11 | 23 | 22 | 1 | 1
|  | 11 | 23 | 23 | 1 | 1
|  | 11 | 23 | 24 | 1 | 1
|  | 11 | 24 | 1 | 1 | 1
|  | 11 | 24 | 2 | 1 | 1
|  | 11 | 24 | 3 | 1 | 1
|  | 11 | 24 | 4 | 1 | 1
|  | 11 | 24 | 5 | 1 | 1
|  | 11 | 24 | 6 | 1 | 1
|  | 11 | 24 | 7 | 1 | 1
|  | 11 | 24 | 8 | 1 | 1
|  | 11 | 24 | 9 | 1 | 1
|  | 11 | 24 | 10 | 1 | 1
|  | 11 | 24 | 11 | 1 | 1
|  | 11 | 24 | 12 | 1 | 1
|  | 11 | 24 | 13 | 1 | 1
|  | 11 | 24 | 14 | 1 | 1
|  | 11 | 24 | 15 | 1 | 1
|  | 11 | 24 | 16 | 1 | 1
|  | 11 | 24 | 17 | 1 | 1
|  | 11 | 24 | 18 | 1 | 1
|  | 11 | 24 | 19 | 1 | 1
|  | 11 | 24 | 20 | 1 | 1
|  | 11 | 24 | 21 | 1 | 1
|  | 11 | 24 | 22 | 1 | 1
|  | 11 | 24 | 23 | 1 | 1
|  | 11 | 24 | 24 | 1 | 1
|  | 11 | 25 | 1 | 0 | 1
|  | 11 | 25 | 2 | 0 | 1
|  | 11 | 25 | 3 | 0 | 1
|  | 11 | 25 | 4 | 0 | 1
|  | 11 | 25 | 5 | 0 | 1
|  | 11 | 25 | 6 | 0 | 1
|  | 11 | 25 | 7 | 0 | 1
|  | 11 | 25 | 8 | 0 | 1
|  | 11 | 25 | 9 | 0 | 1
|  | 11 | 25 | 10 | 0 | 1
|  | 11 | 25 | 11 | 0 | 1
|  | 11 | 25 | 12 | 0 | 1
|  | 11 | 25 | 13 | 0 | 1
|  | 11 | 25 | 14 | 0 | 1
|  | 11 | 25 | 15 | 0 | 1
|  | 11 | 25 | 16 | 0 | 1
|  | 11 | 25 | 17 | 0 | 1
|  | 11 | 25 | 18 | 0 | 1
|  | 11 | 25 | 19 | 0 | 1
|  | 11 | 25 | 20 | 0 | 1
|  | 11 | 25 | 21 | 0 | 1
|  | 11 | 25 | 22 | 0 | 1
|  | 11 | 25 | 23 | 0 | 1
|  | 11 | 25 | 24 | 0 | 1
|  | 11 | 26 | 1 | 0 | 1
|  | 11 | 26 | 2 | 0 | 1
|  | 11 | 26 | 3 | 0 | 1
|  | 11 | 26 | 4 | 0 | 1
|  | 11 | 26 | 5 | 0 | 1
|  | 11 | 26 | 6 | 0 | 1
|  | 11 | 26 | 7 | 0 | 1
|  | 11 | 26 | 8 | 0 | 1
|  | 11 | 26 | 9 | 0 | 1
|  | 11 | 26 | 10 | 0 | 1
|  | 11 | 26 | 11 | 0 | 1
|  | 11 | 26 | 12 | 0 | 1
|  | 11 | 26 | 13 | 0 | 1
|  | 11 | 26 | 14 | 0 | 1
|  | 11 | 26 | 15 | 0 | 1
|  | 11 | 26 | 16 | 0 | 1
|  | 11 | 26 | 17 | 0 | 1
|  | 11 | 26 | 18 | 0 | 1
|  | 11 | 26 | 19 | 0 | 1
|  | 11 | 26 | 20 | 0 | 1
|  | 11 | 26 | 21 | 0 | 1
|  | 11 | 26 | 22 | 0 | 1
|  | 11 | 26 | 23 | 0 | 1
|  | 11 | 26 | 24 | 0 | 1
|  | 11 | 27 | 1 | 1 | 1
|  | 11 | 27 | 2 | 1 | 1
|  | 11 | 27 | 3 | 1 | 1
|  | 11 | 27 | 4 | 1 | 1
|  | 11 | 27 | 5 | 1 | 1
|  | 11 | 27 | 6 | 1 | 1
|  | 11 | 27 | 7 | 1 | 1
|  | 11 | 27 | 8 | 1 | 1
|  | 11 | 27 | 9 | 1 | 1
|  | 11 | 27 | 10 | 1 | 1
|  | 11 | 27 | 11 | 1 | 1
|  | 11 | 27 | 12 | 1 | 1
|  | 11 | 27 | 13 | 1 | 1
|  | 11 | 27 | 14 | 1 | 1
|  | 11 | 27 | 15 | 1 | 1
|  | 11 | 27 | 16 | 1 | 1
|  | 11 | 27 | 17 | 1 | 1
|  | 11 | 27 | 18 | 1 | 1
|  | 11 | 27 | 19 | 1 | 1
|  | 11 | 27 | 20 | 1 | 1
|  | 11 | 27 | 21 | 1 | 1
|  | 11 | 27 | 22 | 1 | 1
|  | 11 | 27 | 23 | 1 | 1
|  | 11 | 27 | 24 | 1 | 1
|  | 11 | 28 | 1 | 1 | 1
|  | 11 | 28 | 2 | 1 | 1
|  | 11 | 28 | 3 | 1 | 1
|  | 11 | 28 | 4 | 1 | 1
|  | 11 | 28 | 5 | 1 | 1
|  | 11 | 28 | 6 | 1 | 1
|  | 11 | 28 | 7 | 1 | 1
|  | 11 | 28 | 8 | 1 | 1
|  | 11 | 28 | 9 | 1 | 1
|  | 11 | 28 | 10 | 1 | 1
|  | 11 | 28 | 11 | 1 | 1
|  | 11 | 28 | 12 | 1 | 1
|  | 11 | 28 | 13 | 1 | 1
|  | 11 | 28 | 14 | 1 | 1
|  | 11 | 28 | 15 | 1 | 1
|  | 11 | 28 | 16 | 1 | 1
|  | 11 | 28 | 17 | 1 | 1
|  | 11 | 28 | 18 | 1 | 1
|  | 11 | 28 | 19 | 1 | 1
|  | 11 | 28 | 20 | 1 | 1
|  | 11 | 28 | 21 | 1 | 1
|  | 11 | 28 | 22 | 1 | 1
|  | 11 | 28 | 23 | 1 | 1
|  | 11 | 28 | 24 | 1 | 1
|  | 11 | 29 | 1 | 1 | 1
|  | 11 | 29 | 2 | 1 | 1
|  | 11 | 29 | 3 | 1 | 1
|  | 11 | 29 | 4 | 1 | 1
|  | 11 | 29 | 5 | 1 | 1
|  | 11 | 29 | 6 | 1 | 1
|  | 11 | 29 | 7 | 1 | 1
|  | 11 | 29 | 8 | 1 | 1
|  | 11 | 29 | 9 | 1 | 1
|  | 11 | 29 | 10 | 1 | 1
|  | 11 | 29 | 11 | 1 | 1
|  | 11 | 29 | 12 | 1 | 1
|  | 11 | 29 | 13 | 1 | 1
|  | 11 | 29 | 14 | 1 | 1
|  | 11 | 29 | 15 | 1 | 1
|  | 11 | 29 | 16 | 1 | 1
|  | 11 | 29 | 17 | 1 | 1
|  | 11 | 29 | 18 | 1 | 1
|  | 11 | 29 | 19 | 1 | 1
|  | 11 | 29 | 20 | 1 | 1
|  | 11 | 29 | 21 | 1 | 1
|  | 11 | 29 | 22 | 1 | 1
|  | 11 | 29 | 23 | 1 | 1
|  | 11 | 29 | 24 | 1 | 1
|  | 11 | 30 | 1 | 1 | 1
|  | 11 | 30 | 2 | 1 | 1
|  | 11 | 30 | 3 | 1 | 1
|  | 11 | 30 | 4 | 1 | 1
|  | 11 | 30 | 5 | 1 | 1
|  | 11 | 30 | 6 | 1 | 1
|  | 11 | 30 | 7 | 1 | 1
|  | 11 | 30 | 8 | 1 | 1
|  | 11 | 30 | 9 | 1 | 1
|  | 11 | 30 | 10 | 1 | 1
|  | 11 | 30 | 11 | 1 | 1
|  | 11 | 30 | 12 | 1 | 1
|  | 11 | 30 | 13 | 1 | 1
|  | 11 | 30 | 14 | 1 | 1
|  | 11 | 30 | 15 | 1 | 1
|  | 11 | 30 | 16 | 1 | 1
|  | 11 | 30 | 17 | 1 | 1
|  | 11 | 30 | 18 | 1 | 1
|  | 11 | 30 | 19 | 1 | 1
|  | 11 | 30 | 20 | 1 | 1
|  | 11 | 30 | 21 | 1 | 1
|  | 11 | 30 | 22 | 1 | 1
|  | 11 | 30 | 23 | 1 | 1
|  | 11 | 30 | 24 | 1 | 1
|  | 12 | 1 | 1 | 1 | 1
|  | 12 | 1 | 2 | 1 | 1
|  | 12 | 1 | 3 | 1 | 1
|  | 12 | 1 | 4 | 1 | 1
|  | 12 | 1 | 5 | 1 | 1
|  | 12 | 1 | 6 | 1 | 1
|  | 12 | 1 | 7 | 1 | 1
|  | 12 | 1 | 8 | 1 | 1
|  | 12 | 1 | 9 | 1 | 1
|  | 12 | 1 | 10 | 1 | 1
|  | 12 | 1 | 11 | 1 | 1
|  | 12 | 1 | 12 | 1 | 1
|  | 12 | 1 | 13 | 1 | 1
|  | 12 | 1 | 14 | 1 | 1
|  | 12 | 1 | 15 | 1 | 1
|  | 12 | 1 | 16 | 1 | 1
|  | 12 | 1 | 17 | 1 | 1
|  | 12 | 1 | 18 | 1 | 1
|  | 12 | 1 | 19 | 1 | 1
|  | 12 | 1 | 20 | 1 | 1
|  | 12 | 1 | 21 | 1 | 1
|  | 12 | 1 | 22 | 1 | 1
|  | 12 | 1 | 23 | 1 | 1
|  | 12 | 1 | 24 | 1 | 1
|  | 12 | 2 | 1 | 0 | 1
|  | 12 | 2 | 2 | 0 | 1
|  | 12 | 2 | 3 | 0 | 1
|  | 12 | 2 | 4 | 0 | 1
|  | 12 | 2 | 5 | 0 | 1
|  | 12 | 2 | 6 | 0 | 1
|  | 12 | 2 | 7 | 0 | 1
|  | 12 | 2 | 8 | 0 | 1
|  | 12 | 2 | 9 | 0 | 1
|  | 12 | 2 | 10 | 0 | 1
|  | 12 | 2 | 11 | 0 | 1
|  | 12 | 2 | 12 | 0 | 1
|  | 12 | 2 | 13 | 0 | 1
|  | 12 | 2 | 14 | 0 | 1
|  | 12 | 2 | 15 | 0 | 1
|  | 12 | 2 | 16 | 0 | 1
|  | 12 | 2 | 17 | 0 | 1
|  | 12 | 2 | 18 | 0 | 1
|  | 12 | 2 | 19 | 0 | 1
|  | 12 | 2 | 20 | 0 | 1
|  | 12 | 2 | 21 | 0 | 1
|  | 12 | 2 | 22 | 0 | 1
|  | 12 | 2 | 23 | 0 | 1
|  | 12 | 2 | 24 | 0 | 1
|  | 12 | 3 | 1 | 0 | 1
|  | 12 | 3 | 2 | 0 | 1
|  | 12 | 3 | 3 | 0 | 1
|  | 12 | 3 | 4 | 0 | 1
|  | 12 | 3 | 5 | 0 | 1
|  | 12 | 3 | 6 | 0 | 1
|  | 12 | 3 | 7 | 0 | 1
|  | 12 | 3 | 8 | 0 | 1
|  | 12 | 3 | 9 | 0 | 1
|  | 12 | 3 | 10 | 0 | 1
|  | 12 | 3 | 11 | 0 | 1
|  | 12 | 3 | 12 | 0 | 1
|  | 12 | 3 | 13 | 0 | 1
|  | 12 | 3 | 14 | 0 | 1
|  | 12 | 3 | 15 | 0 | 1
|  | 12 | 3 | 16 | 0 | 1
|  | 12 | 3 | 17 | 0 | 1
|  | 12 | 3 | 18 | 0 | 1
|  | 12 | 3 | 19 | 0 | 1
|  | 12 | 3 | 20 | 0 | 1
|  | 12 | 3 | 21 | 0 | 1
|  | 12 | 3 | 22 | 0 | 1
|  | 12 | 3 | 23 | 0 | 1
|  | 12 | 3 | 24 | 0 | 1
|  | 12 | 4 | 1 | 1 | 1
|  | 12 | 4 | 2 | 1 | 1
|  | 12 | 4 | 3 | 1 | 1
|  | 12 | 4 | 4 | 1 | 1
|  | 12 | 4 | 5 | 1 | 1
|  | 12 | 4 | 6 | 1 | 1
|  | 12 | 4 | 7 | 1 | 1
|  | 12 | 4 | 8 | 1 | 1
|  | 12 | 4 | 9 | 1 | 1
|  | 12 | 4 | 10 | 1 | 1
|  | 12 | 4 | 11 | 1 | 1
|  | 12 | 4 | 12 | 1 | 1
|  | 12 | 4 | 13 | 1 | 1
|  | 12 | 4 | 14 | 1 | 1
|  | 12 | 4 | 15 | 1 | 1
|  | 12 | 4 | 16 | 1 | 1
|  | 12 | 4 | 17 | 1 | 1
|  | 12 | 4 | 18 | 1 | 1
|  | 12 | 4 | 19 | 1 | 1
|  | 12 | 4 | 20 | 1 | 1
|  | 12 | 4 | 21 | 1 | 1
|  | 12 | 4 | 22 | 1 | 1
|  | 12 | 4 | 23 | 1 | 1
|  | 12 | 4 | 24 | 1 | 1
|  | 12 | 5 | 1 | 1 | 1
|  | 12 | 5 | 2 | 1 | 1
|  | 12 | 5 | 3 | 1 | 1
|  | 12 | 5 | 4 | 1 | 1
|  | 12 | 5 | 5 | 1 | 1
|  | 12 | 5 | 6 | 1 | 1
|  | 12 | 5 | 7 | 1 | 1
|  | 12 | 5 | 8 | 1 | 1
|  | 12 | 5 | 9 | 1 | 1
|  | 12 | 5 | 10 | 1 | 1
|  | 12 | 5 | 11 | 1 | 1
|  | 12 | 5 | 12 | 1 | 1
|  | 12 | 5 | 13 | 1 | 1
|  | 12 | 5 | 14 | 1 | 1
|  | 12 | 5 | 15 | 1 | 1
|  | 12 | 5 | 16 | 1 | 1
|  | 12 | 5 | 17 | 1 | 1
|  | 12 | 5 | 18 | 1 | 1
|  | 12 | 5 | 19 | 1 | 1
|  | 12 | 5 | 20 | 1 | 1
|  | 12 | 5 | 21 | 1 | 1
|  | 12 | 5 | 22 | 1 | 1
|  | 12 | 5 | 23 | 1 | 1
|  | 12 | 5 | 24 | 1 | 1
|  | 12 | 6 | 1 | 1 | 1
|  | 12 | 6 | 2 | 1 | 1
|  | 12 | 6 | 3 | 1 | 1
|  | 12 | 6 | 4 | 1 | 1
|  | 12 | 6 | 5 | 1 | 1
|  | 12 | 6 | 6 | 1 | 1
|  | 12 | 6 | 7 | 1 | 1
|  | 12 | 6 | 8 | 1 | 1
|  | 12 | 6 | 9 | 1 | 1
|  | 12 | 6 | 10 | 1 | 1
|  | 12 | 6 | 11 | 1 | 1
|  | 12 | 6 | 12 | 1 | 1
|  | 12 | 6 | 13 | 1 | 1
|  | 12 | 6 | 14 | 1 | 1
|  | 12 | 6 | 15 | 1 | 1
|  | 12 | 6 | 16 | 1 | 1
|  | 12 | 6 | 17 | 1 | 1
|  | 12 | 6 | 18 | 1 | 1
|  | 12 | 6 | 19 | 1 | 1
|  | 12 | 6 | 20 | 1 | 1
|  | 12 | 6 | 21 | 1 | 1
|  | 12 | 6 | 22 | 1 | 1
|  | 12 | 6 | 23 | 1 | 1
|  | 12 | 6 | 24 | 1 | 1
|  | 12 | 7 | 1 | 1 | 1
|  | 12 | 7 | 2 | 1 | 1
|  | 12 | 7 | 3 | 1 | 1
|  | 12 | 7 | 4 | 1 | 1
|  | 12 | 7 | 5 | 1 | 1
|  | 12 | 7 | 6 | 1 | 1
|  | 12 | 7 | 7 | 1 | 1
|  | 12 | 7 | 8 | 1 | 1
|  | 12 | 7 | 9 | 1 | 1
|  | 12 | 7 | 10 | 1 | 1
|  | 12 | 7 | 11 | 1 | 1
|  | 12 | 7 | 12 | 1 | 1
|  | 12 | 7 | 13 | 1 | 1
|  | 12 | 7 | 14 | 1 | 1
|  | 12 | 7 | 15 | 1 | 1
|  | 12 | 7 | 16 | 1 | 1
|  | 12 | 7 | 17 | 1 | 1
|  | 12 | 7 | 18 | 1 | 1
|  | 12 | 7 | 19 | 1 | 1
|  | 12 | 7 | 20 | 1 | 1
|  | 12 | 7 | 21 | 1 | 1
|  | 12 | 7 | 22 | 1 | 1
|  | 12 | 7 | 23 | 1 | 1
|  | 12 | 7 | 24 | 1 | 1
|  | 12 | 8 | 1 | 1 | 1
|  | 12 | 8 | 2 | 1 | 1
|  | 12 | 8 | 3 | 1 | 1
|  | 12 | 8 | 4 | 1 | 1
|  | 12 | 8 | 5 | 1 | 1
|  | 12 | 8 | 6 | 1 | 1
|  | 12 | 8 | 7 | 1 | 1
|  | 12 | 8 | 8 | 1 | 1
|  | 12 | 8 | 9 | 1 | 1
|  | 12 | 8 | 10 | 1 | 1
|  | 12 | 8 | 11 | 1 | 1
|  | 12 | 8 | 12 | 1 | 1
|  | 12 | 8 | 13 | 1 | 1
|  | 12 | 8 | 14 | 1 | 1
|  | 12 | 8 | 15 | 1 | 1
|  | 12 | 8 | 16 | 1 | 1
|  | 12 | 8 | 17 | 1 | 1
|  | 12 | 8 | 18 | 1 | 1
|  | 12 | 8 | 19 | 1 | 1
|  | 12 | 8 | 20 | 1 | 1
|  | 12 | 8 | 21 | 1 | 1
|  | 12 | 8 | 22 | 1 | 1
|  | 12 | 8 | 23 | 1 | 1
|  | 12 | 8 | 24 | 1 | 1
|  | 12 | 9 | 1 | 0 | 1
|  | 12 | 9 | 2 | 0 | 1
|  | 12 | 9 | 3 | 0 | 1
|  | 12 | 9 | 4 | 0 | 1
|  | 12 | 9 | 5 | 0 | 1
|  | 12 | 9 | 6 | 0 | 1
|  | 12 | 9 | 7 | 0 | 1
|  | 12 | 9 | 8 | 0 | 1
|  | 12 | 9 | 9 | 0 | 1
|  | 12 | 9 | 10 | 0 | 1
|  | 12 | 9 | 11 | 0 | 1
|  | 12 | 9 | 12 | 0 | 1
|  | 12 | 9 | 13 | 0 | 1
|  | 12 | 9 | 14 | 0 | 1
|  | 12 | 9 | 15 | 0 | 1
|  | 12 | 9 | 16 | 0 | 1
|  | 12 | 9 | 17 | 0 | 1
|  | 12 | 9 | 18 | 0 | 1
|  | 12 | 9 | 19 | 0 | 1
|  | 12 | 9 | 20 | 0 | 1
|  | 12 | 9 | 21 | 0 | 1
|  | 12 | 9 | 22 | 0 | 1
|  | 12 | 9 | 23 | 0 | 1
|  | 12 | 9 | 24 | 0 | 1
|  | 12 | 10 | 1 | 0 | 1
|  | 12 | 10 | 2 | 0 | 1
|  | 12 | 10 | 3 | 0 | 1
|  | 12 | 10 | 4 | 0 | 1
|  | 12 | 10 | 5 | 0 | 1
|  | 12 | 10 | 6 | 0 | 1
|  | 12 | 10 | 7 | 0 | 1
|  | 12 | 10 | 8 | 0 | 1
|  | 12 | 10 | 9 | 0 | 1
|  | 12 | 10 | 10 | 0 | 1
|  | 12 | 10 | 11 | 0 | 1
|  | 12 | 10 | 12 | 0 | 1
|  | 12 | 10 | 13 | 0 | 1
|  | 12 | 10 | 14 | 0 | 1
|  | 12 | 10 | 15 | 0 | 1
|  | 12 | 10 | 16 | 0 | 1
|  | 12 | 10 | 17 | 0 | 1
|  | 12 | 10 | 18 | 0 | 1
|  | 12 | 10 | 19 | 0 | 1
|  | 12 | 10 | 20 | 0 | 1
|  | 12 | 10 | 21 | 0 | 1
|  | 12 | 10 | 22 | 0 | 1
|  | 12 | 10 | 23 | 0 | 1
|  | 12 | 10 | 24 | 0 | 1
|  | 12 | 11 | 1 | 1 | 1
|  | 12 | 11 | 2 | 1 | 1
|  | 12 | 11 | 3 | 1 | 1
|  | 12 | 11 | 4 | 1 | 1
|  | 12 | 11 | 5 | 1 | 1
|  | 12 | 11 | 6 | 1 | 1
|  | 12 | 11 | 7 | 1 | 1
|  | 12 | 11 | 8 | 1 | 1
|  | 12 | 11 | 9 | 1 | 1
|  | 12 | 11 | 10 | 1 | 1
|  | 12 | 11 | 11 | 1 | 1
|  | 12 | 11 | 12 | 1 | 1
|  | 12 | 11 | 13 | 1 | 1
|  | 12 | 11 | 14 | 1 | 1
|  | 12 | 11 | 15 | 1 | 1
|  | 12 | 11 | 16 | 1 | 1
|  | 12 | 11 | 17 | 1 | 1
|  | 12 | 11 | 18 | 1 | 1
|  | 12 | 11 | 19 | 1 | 1
|  | 12 | 11 | 20 | 1 | 1
|  | 12 | 11 | 21 | 1 | 1
|  | 12 | 11 | 22 | 1 | 1
|  | 12 | 11 | 23 | 1 | 1
|  | 12 | 11 | 24 | 1 | 1
|  | 12 | 12 | 1 | 1 | 1
|  | 12 | 12 | 2 | 1 | 1
|  | 12 | 12 | 3 | 1 | 1
|  | 12 | 12 | 4 | 1 | 1
|  | 12 | 12 | 5 | 1 | 1
|  | 12 | 12 | 6 | 1 | 1
|  | 12 | 12 | 7 | 1 | 1
|  | 12 | 12 | 8 | 1 | 1
|  | 12 | 12 | 9 | 1 | 1
|  | 12 | 12 | 10 | 1 | 1
|  | 12 | 12 | 11 | 1 | 1
|  | 12 | 12 | 12 | 1 | 1
|  | 12 | 12 | 13 | 1 | 1
|  | 12 | 12 | 14 | 1 | 1
|  | 12 | 12 | 15 | 1 | 1
|  | 12 | 12 | 16 | 1 | 1
|  | 12 | 12 | 17 | 1 | 1
|  | 12 | 12 | 18 | 1 | 1
|  | 12 | 12 | 19 | 1 | 1
|  | 12 | 12 | 20 | 1 | 1
|  | 12 | 12 | 21 | 1 | 1
|  | 12 | 12 | 22 | 1 | 1
|  | 12 | 12 | 23 | 1 | 1
|  | 12 | 12 | 24 | 1 | 1
|  | 12 | 13 | 1 | 1 | 1
|  | 12 | 13 | 2 | 1 | 1
|  | 12 | 13 | 3 | 1 | 1
|  | 12 | 13 | 4 | 1 | 1
|  | 12 | 13 | 5 | 1 | 1
|  | 12 | 13 | 6 | 1 | 1
|  | 12 | 13 | 7 | 1 | 1
|  | 12 | 13 | 8 | 1 | 1
|  | 12 | 13 | 9 | 1 | 1
|  | 12 | 13 | 10 | 1 | 1
|  | 12 | 13 | 11 | 1 | 1
|  | 12 | 13 | 12 | 1 | 1
|  | 12 | 13 | 13 | 1 | 1
|  | 12 | 13 | 14 | 1 | 1
|  | 12 | 13 | 15 | 1 | 1
|  | 12 | 13 | 16 | 1 | 1
|  | 12 | 13 | 17 | 1 | 1
|  | 12 | 13 | 18 | 1 | 1
|  | 12 | 13 | 19 | 1 | 1
|  | 12 | 13 | 20 | 1 | 1
|  | 12 | 13 | 21 | 1 | 1
|  | 12 | 13 | 22 | 1 | 1
|  | 12 | 13 | 23 | 1 | 1
|  | 12 | 13 | 24 | 1 | 1
|  | 12 | 14 | 1 | 1 | 1
|  | 12 | 14 | 2 | 1 | 1
|  | 12 | 14 | 3 | 1 | 1
|  | 12 | 14 | 4 | 1 | 1
|  | 12 | 14 | 5 | 1 | 1
|  | 12 | 14 | 6 | 1 | 1
|  | 12 | 14 | 7 | 1 | 1
|  | 12 | 14 | 8 | 1 | 1
|  | 12 | 14 | 9 | 1 | 1
|  | 12 | 14 | 10 | 1 | 1
|  | 12 | 14 | 11 | 1 | 1
|  | 12 | 14 | 12 | 1 | 1
|  | 12 | 14 | 13 | 1 | 1
|  | 12 | 14 | 14 | 1 | 1
|  | 12 | 14 | 15 | 1 | 1
|  | 12 | 14 | 16 | 1 | 1
|  | 12 | 14 | 17 | 1 | 1
|  | 12 | 14 | 18 | 1 | 1
|  | 12 | 14 | 19 | 1 | 1
|  | 12 | 14 | 20 | 1 | 1
|  | 12 | 14 | 21 | 1 | 1
|  | 12 | 14 | 22 | 1 | 1
|  | 12 | 14 | 23 | 1 | 1
|  | 12 | 14 | 24 | 1 | 1
|  | 12 | 15 | 1 | 1 | 1
|  | 12 | 15 | 2 | 1 | 1
|  | 12 | 15 | 3 | 1 | 1
|  | 12 | 15 | 4 | 1 | 1
|  | 12 | 15 | 5 | 1 | 1
|  | 12 | 15 | 6 | 1 | 1
|  | 12 | 15 | 7 | 1 | 1
|  | 12 | 15 | 8 | 1 | 1
|  | 12 | 15 | 9 | 1 | 1
|  | 12 | 15 | 10 | 1 | 1
|  | 12 | 15 | 11 | 1 | 1
|  | 12 | 15 | 12 | 1 | 1
|  | 12 | 15 | 13 | 1 | 1
|  | 12 | 15 | 14 | 1 | 1
|  | 12 | 15 | 15 | 1 | 1
|  | 12 | 15 | 16 | 1 | 1
|  | 12 | 15 | 17 | 1 | 1
|  | 12 | 15 | 18 | 1 | 1
|  | 12 | 15 | 19 | 1 | 1
|  | 12 | 15 | 20 | 1 | 1
|  | 12 | 15 | 21 | 1 | 1
|  | 12 | 15 | 22 | 1 | 1
|  | 12 | 15 | 23 | 1 | 1
|  | 12 | 15 | 24 | 1 | 1
|  | 12 | 16 | 1 | 0 | 1
|  | 12 | 16 | 2 | 0 | 1
|  | 12 | 16 | 3 | 0 | 1
|  | 12 | 16 | 4 | 0 | 1
|  | 12 | 16 | 5 | 0 | 1
|  | 12 | 16 | 6 | 0 | 1
|  | 12 | 16 | 7 | 0 | 1
|  | 12 | 16 | 8 | 0 | 1
|  | 12 | 16 | 9 | 0 | 1
|  | 12 | 16 | 10 | 0 | 1
|  | 12 | 16 | 11 | 0 | 1
|  | 12 | 16 | 12 | 0 | 1
|  | 12 | 16 | 13 | 0 | 1
|  | 12 | 16 | 14 | 0 | 1
|  | 12 | 16 | 15 | 0 | 1
|  | 12 | 16 | 16 | 0 | 1
|  | 12 | 16 | 17 | 0 | 1
|  | 12 | 16 | 18 | 0 | 1
|  | 12 | 16 | 19 | 0 | 1
|  | 12 | 16 | 20 | 0 | 1
|  | 12 | 16 | 21 | 0 | 1
|  | 12 | 16 | 22 | 0 | 1
|  | 12 | 16 | 23 | 0 | 1
|  | 12 | 16 | 24 | 0 | 1
|  | 12 | 17 | 1 | 0 | 1
|  | 12 | 17 | 2 | 0 | 1
|  | 12 | 17 | 3 | 0 | 1
|  | 12 | 17 | 4 | 0 | 1
|  | 12 | 17 | 5 | 0 | 1
|  | 12 | 17 | 6 | 0 | 1
|  | 12 | 17 | 7 | 0 | 1
|  | 12 | 17 | 8 | 0 | 1
|  | 12 | 17 | 9 | 0 | 1
|  | 12 | 17 | 10 | 0 | 1
|  | 12 | 17 | 11 | 0 | 1
|  | 12 | 17 | 12 | 0 | 1
|  | 12 | 17 | 13 | 0 | 1
|  | 12 | 17 | 14 | 0 | 1
|  | 12 | 17 | 15 | 0 | 1
|  | 12 | 17 | 16 | 0 | 1
|  | 12 | 17 | 17 | 0 | 1
|  | 12 | 17 | 18 | 0 | 1
|  | 12 | 17 | 19 | 0 | 1
|  | 12 | 17 | 20 | 0 | 1
|  | 12 | 17 | 21 | 0 | 1
|  | 12 | 17 | 22 | 0 | 1
|  | 12 | 17 | 23 | 0 | 1
|  | 12 | 17 | 24 | 0 | 1
|  | 12 | 18 | 1 | 1 | 1
|  | 12 | 18 | 2 | 1 | 1
|  | 12 | 18 | 3 | 1 | 1
|  | 12 | 18 | 4 | 1 | 1
|  | 12 | 18 | 5 | 1 | 1
|  | 12 | 18 | 6 | 1 | 1
|  | 12 | 18 | 7 | 1 | 1
|  | 12 | 18 | 8 | 1 | 1
|  | 12 | 18 | 9 | 1 | 1
|  | 12 | 18 | 10 | 1 | 1
|  | 12 | 18 | 11 | 1 | 1
|  | 12 | 18 | 12 | 1 | 1
|  | 12 | 18 | 13 | 1 | 1
|  | 12 | 18 | 14 | 1 | 1
|  | 12 | 18 | 15 | 1 | 1
|  | 12 | 18 | 16 | 1 | 1
|  | 12 | 18 | 17 | 1 | 1
|  | 12 | 18 | 18 | 1 | 1
|  | 12 | 18 | 19 | 1 | 1
|  | 12 | 18 | 20 | 1 | 1
|  | 12 | 18 | 21 | 1 | 1
|  | 12 | 18 | 22 | 1 | 1
|  | 12 | 18 | 23 | 1 | 1
|  | 12 | 18 | 24 | 1 | 1
|  | 12 | 19 | 1 | 1 | 1
|  | 12 | 19 | 2 | 1 | 1
|  | 12 | 19 | 3 | 1 | 1
|  | 12 | 19 | 4 | 1 | 1
|  | 12 | 19 | 5 | 1 | 1
|  | 12 | 19 | 6 | 1 | 1
|  | 12 | 19 | 7 | 1 | 1
|  | 12 | 19 | 8 | 1 | 1
|  | 12 | 19 | 9 | 1 | 1
|  | 12 | 19 | 10 | 1 | 1
|  | 12 | 19 | 11 | 1 | 1
|  | 12 | 19 | 12 | 1 | 1
|  | 12 | 19 | 13 | 1 | 1
|  | 12 | 19 | 14 | 1 | 1
|  | 12 | 19 | 15 | 1 | 1
|  | 12 | 19 | 16 | 1 | 1
|  | 12 | 19 | 17 | 1 | 1
|  | 12 | 19 | 18 | 1 | 1
|  | 12 | 19 | 19 | 1 | 1
|  | 12 | 19 | 20 | 1 | 1
|  | 12 | 19 | 21 | 1 | 1
|  | 12 | 19 | 22 | 1 | 1
|  | 12 | 19 | 23 | 1 | 1
|  | 12 | 19 | 24 | 1 | 1
|  | 12 | 20 | 1 | 1 | 1
|  | 12 | 20 | 2 | 1 | 1
|  | 12 | 20 | 3 | 1 | 1
|  | 12 | 20 | 4 | 1 | 1
|  | 12 | 20 | 5 | 1 | 1
|  | 12 | 20 | 6 | 1 | 1
|  | 12 | 20 | 7 | 1 | 1
|  | 12 | 20 | 8 | 1 | 1
|  | 12 | 20 | 9 | 1 | 1
|  | 12 | 20 | 10 | 1 | 1
|  | 12 | 20 | 11 | 1 | 1
|  | 12 | 20 | 12 | 1 | 1
|  | 12 | 20 | 13 | 1 | 1
|  | 12 | 20 | 14 | 1 | 1
|  | 12 | 20 | 15 | 1 | 1
|  | 12 | 20 | 16 | 1 | 1
|  | 12 | 20 | 17 | 1 | 1
|  | 12 | 20 | 18 | 1 | 1
|  | 12 | 20 | 19 | 1 | 1
|  | 12 | 20 | 20 | 1 | 1
|  | 12 | 20 | 21 | 1 | 1
|  | 12 | 20 | 22 | 1 | 1
|  | 12 | 20 | 23 | 1 | 1
|  | 12 | 20 | 24 | 1 | 1
|  | 12 | 21 | 1 | 1 | 1
|  | 12 | 21 | 2 | 1 | 1
|  | 12 | 21 | 3 | 1 | 1
|  | 12 | 21 | 4 | 1 | 1
|  | 12 | 21 | 5 | 1 | 1
|  | 12 | 21 | 6 | 1 | 1
|  | 12 | 21 | 7 | 1 | 1
|  | 12 | 21 | 8 | 1 | 1
|  | 12 | 21 | 9 | 1 | 1
|  | 12 | 21 | 10 | 1 | 1
|  | 12 | 21 | 11 | 1 | 1
|  | 12 | 21 | 12 | 1 | 1
|  | 12 | 21 | 13 | 1 | 1
|  | 12 | 21 | 14 | 1 | 1
|  | 12 | 21 | 15 | 1 | 1
|  | 12 | 21 | 16 | 1 | 1
|  | 12 | 21 | 17 | 1 | 1
|  | 12 | 21 | 18 | 1 | 1
|  | 12 | 21 | 19 | 1 | 1
|  | 12 | 21 | 20 | 1 | 1
|  | 12 | 21 | 21 | 1 | 1
|  | 12 | 21 | 22 | 1 | 1
|  | 12 | 21 | 23 | 1 | 1
|  | 12 | 21 | 24 | 1 | 1
|  | 12 | 22 | 1 | 1 | 1
|  | 12 | 22 | 2 | 1 | 1
|  | 12 | 22 | 3 | 1 | 1
|  | 12 | 22 | 4 | 1 | 1
|  | 12 | 22 | 5 | 1 | 1
|  | 12 | 22 | 6 | 1 | 1
|  | 12 | 22 | 7 | 1 | 1
|  | 12 | 22 | 8 | 1 | 1
|  | 12 | 22 | 9 | 1 | 1
|  | 12 | 22 | 10 | 1 | 1
|  | 12 | 22 | 11 | 1 | 1
|  | 12 | 22 | 12 | 1 | 1
|  | 12 | 22 | 13 | 1 | 1
|  | 12 | 22 | 14 | 1 | 1
|  | 12 | 22 | 15 | 1 | 1
|  | 12 | 22 | 16 | 1 | 1
|  | 12 | 22 | 17 | 1 | 1
|  | 12 | 22 | 18 | 1 | 1
|  | 12 | 22 | 19 | 1 | 1
|  | 12 | 22 | 20 | 1 | 1
|  | 12 | 22 | 21 | 1 | 1
|  | 12 | 22 | 22 | 1 | 1
|  | 12 | 22 | 23 | 1 | 1
|  | 12 | 22 | 24 | 1 | 1
|  | 12 | 23 | 1 | 0 | 1
|  | 12 | 23 | 2 | 0 | 1
|  | 12 | 23 | 3 | 0 | 1
|  | 12 | 23 | 4 | 0 | 1
|  | 12 | 23 | 5 | 0 | 1
|  | 12 | 23 | 6 | 0 | 1
|  | 12 | 23 | 7 | 0 | 1
|  | 12 | 23 | 8 | 0 | 1
|  | 12 | 23 | 9 | 0 | 1
|  | 12 | 23 | 10 | 0 | 1
|  | 12 | 23 | 11 | 0 | 1
|  | 12 | 23 | 12 | 0 | 1
|  | 12 | 23 | 13 | 0 | 1
|  | 12 | 23 | 14 | 0 | 1
|  | 12 | 23 | 15 | 0 | 1
|  | 12 | 23 | 16 | 0 | 1
|  | 12 | 23 | 17 | 0 | 1
|  | 12 | 23 | 18 | 0 | 1
|  | 12 | 23 | 19 | 0 | 1
|  | 12 | 23 | 20 | 0 | 1
|  | 12 | 23 | 21 | 0 | 1
|  | 12 | 23 | 22 | 0 | 1
|  | 12 | 23 | 23 | 0 | 1
|  | 12 | 23 | 24 | 0 | 1
|  | 12 | 24 | 1 | 0 | 1
|  | 12 | 24 | 2 | 0 | 1
|  | 12 | 24 | 3 | 0 | 1
|  | 12 | 24 | 4 | 0 | 1
|  | 12 | 24 | 5 | 0 | 1
|  | 12 | 24 | 6 | 0 | 1
|  | 12 | 24 | 7 | 0 | 1
|  | 12 | 24 | 8 | 0 | 1
|  | 12 | 24 | 9 | 0 | 1
|  | 12 | 24 | 10 | 0 | 1
|  | 12 | 24 | 11 | 0 | 1
|  | 12 | 24 | 12 | 0 | 1
|  | 12 | 24 | 13 | 0 | 1
|  | 12 | 24 | 14 | 0 | 1
|  | 12 | 24 | 15 | 0 | 1
|  | 12 | 24 | 16 | 0 | 1
|  | 12 | 24 | 17 | 0 | 1
|  | 12 | 24 | 18 | 0 | 1
|  | 12 | 24 | 19 | 0 | 1
|  | 12 | 24 | 20 | 0 | 1
|  | 12 | 24 | 21 | 0 | 1
|  | 12 | 24 | 22 | 0 | 1
|  | 12 | 24 | 23 | 0 | 1
|  | 12 | 24 | 24 | 0 | 1
|  | 12 | 25 | 1 | 1 | 1
|  | 12 | 25 | 2 | 1 | 1
|  | 12 | 25 | 3 | 1 | 1
|  | 12 | 25 | 4 | 1 | 1
|  | 12 | 25 | 5 | 1 | 1
|  | 12 | 25 | 6 | 1 | 1
|  | 12 | 25 | 7 | 1 | 1
|  | 12 | 25 | 8 | 1 | 1
|  | 12 | 25 | 9 | 1 | 1
|  | 12 | 25 | 10 | 1 | 1
|  | 12 | 25 | 11 | 1 | 1
|  | 12 | 25 | 12 | 1 | 1
|  | 12 | 25 | 13 | 1 | 1
|  | 12 | 25 | 14 | 1 | 1
|  | 12 | 25 | 15 | 1 | 1
|  | 12 | 25 | 16 | 1 | 1
|  | 12 | 25 | 17 | 1 | 1
|  | 12 | 25 | 18 | 1 | 1
|  | 12 | 25 | 19 | 1 | 1
|  | 12 | 25 | 20 | 1 | 1
|  | 12 | 25 | 21 | 1 | 1
|  | 12 | 25 | 22 | 1 | 1
|  | 12 | 25 | 23 | 1 | 1
|  | 12 | 25 | 24 | 1 | 1
|  | 12 | 26 | 1 | 1 | 1
|  | 12 | 26 | 2 | 1 | 1
|  | 12 | 26 | 3 | 1 | 1
|  | 12 | 26 | 4 | 1 | 1
|  | 12 | 26 | 5 | 1 | 1
|  | 12 | 26 | 6 | 1 | 1
|  | 12 | 26 | 7 | 1 | 1
|  | 12 | 26 | 8 | 1 | 1
|  | 12 | 26 | 9 | 1 | 1
|  | 12 | 26 | 10 | 1 | 1
|  | 12 | 26 | 11 | 1 | 1
|  | 12 | 26 | 12 | 1 | 1
|  | 12 | 26 | 13 | 1 | 1
|  | 12 | 26 | 14 | 1 | 1
|  | 12 | 26 | 15 | 1 | 1
|  | 12 | 26 | 16 | 1 | 1
|  | 12 | 26 | 17 | 1 | 1
|  | 12 | 26 | 18 | 1 | 1
|  | 12 | 26 | 19 | 1 | 1
|  | 12 | 26 | 20 | 1 | 1
|  | 12 | 26 | 21 | 1 | 1
|  | 12 | 26 | 22 | 1 | 1
|  | 12 | 26 | 23 | 1 | 1
|  | 12 | 26 | 24 | 1 | 1
|  | 12 | 27 | 1 | 1 | 1
|  | 12 | 27 | 2 | 1 | 1
|  | 12 | 27 | 3 | 1 | 1
|  | 12 | 27 | 4 | 1 | 1
|  | 12 | 27 | 5 | 1 | 1
|  | 12 | 27 | 6 | 1 | 1
|  | 12 | 27 | 7 | 1 | 1
|  | 12 | 27 | 8 | 1 | 1
|  | 12 | 27 | 9 | 1 | 1
|  | 12 | 27 | 10 | 1 | 1
|  | 12 | 27 | 11 | 1 | 1
|  | 12 | 27 | 12 | 1 | 1
|  | 12 | 27 | 13 | 1 | 1
|  | 12 | 27 | 14 | 1 | 1
|  | 12 | 27 | 15 | 1 | 1
|  | 12 | 27 | 16 | 1 | 1
|  | 12 | 27 | 17 | 1 | 1
|  | 12 | 27 | 18 | 1 | 1
|  | 12 | 27 | 19 | 1 | 1
|  | 12 | 27 | 20 | 1 | 1
|  | 12 | 27 | 21 | 1 | 1
|  | 12 | 27 | 22 | 1 | 1
|  | 12 | 27 | 23 | 1 | 1
|  | 12 | 27 | 24 | 1 | 1
|  | 12 | 28 | 1 | 1 | 1
|  | 12 | 28 | 2 | 1 | 1
|  | 12 | 28 | 3 | 1 | 1
|  | 12 | 28 | 4 | 1 | 1
|  | 12 | 28 | 5 | 1 | 1
|  | 12 | 28 | 6 | 1 | 1
|  | 12 | 28 | 7 | 1 | 1
|  | 12 | 28 | 8 | 1 | 1
|  | 12 | 28 | 9 | 1 | 1
|  | 12 | 28 | 10 | 1 | 1
|  | 12 | 28 | 11 | 1 | 1
|  | 12 | 28 | 12 | 1 | 1
|  | 12 | 28 | 13 | 1 | 1
|  | 12 | 28 | 14 | 1 | 1
|  | 12 | 28 | 15 | 1 | 1
|  | 12 | 28 | 16 | 1 | 1
|  | 12 | 28 | 17 | 1 | 1
|  | 12 | 28 | 18 | 1 | 1
|  | 12 | 28 | 19 | 1 | 1
|  | 12 | 28 | 20 | 1 | 1
|  | 12 | 28 | 21 | 1 | 1
|  | 12 | 28 | 22 | 1 | 1
|  | 12 | 28 | 23 | 1 | 1
|  | 12 | 28 | 24 | 1 | 1
|  | 12 | 29 | 1 | 1 | 1
|  | 12 | 29 | 2 | 1 | 1
|  | 12 | 29 | 3 | 1 | 1
|  | 12 | 29 | 4 | 1 | 1
|  | 12 | 29 | 5 | 1 | 1
|  | 12 | 29 | 6 | 1 | 1
|  | 12 | 29 | 7 | 1 | 1
|  | 12 | 29 | 8 | 1 | 1
|  | 12 | 29 | 9 | 1 | 1
|  | 12 | 29 | 10 | 1 | 1
|  | 12 | 29 | 11 | 1 | 1
|  | 12 | 29 | 12 | 1 | 1
|  | 12 | 29 | 13 | 1 | 1
|  | 12 | 29 | 14 | 1 | 1
|  | 12 | 29 | 15 | 1 | 1
|  | 12 | 29 | 16 | 1 | 1
|  | 12 | 29 | 17 | 1 | 1
|  | 12 | 29 | 18 | 1 | 1
|  | 12 | 29 | 19 | 1 | 1
|  | 12 | 29 | 20 | 1 | 1
|  | 12 | 29 | 21 | 1 | 1
|  | 12 | 29 | 22 | 1 | 1
|  | 12 | 29 | 23 | 1 | 1
|  | 12 | 29 | 24 | 1 | 1
|  | 12 | 30 | 1 | 0 | 1
|  | 12 | 30 | 2 | 0 | 1
|  | 12 | 30 | 3 | 0 | 1
|  | 12 | 30 | 4 | 0 | 1
|  | 12 | 30 | 5 | 0 | 1
|  | 12 | 30 | 6 | 0 | 1
|  | 12 | 30 | 7 | 0 | 1
|  | 12 | 30 | 8 | 0 | 1
|  | 12 | 30 | 9 | 0 | 1
|  | 12 | 30 | 10 | 0 | 1
|  | 12 | 30 | 11 | 0 | 1
|  | 12 | 30 | 12 | 0 | 1
|  | 12 | 30 | 13 | 0 | 1
|  | 12 | 30 | 14 | 0 | 1
|  | 12 | 30 | 15 | 0 | 1
|  | 12 | 30 | 16 | 0 | 1
|  | 12 | 30 | 17 | 0 | 1
|  | 12 | 30 | 18 | 0 | 1
|  | 12 | 30 | 19 | 0 | 1
|  | 12 | 30 | 20 | 0 | 1
|  | 12 | 30 | 21 | 0 | 1
|  | 12 | 30 | 22 | 0 | 1
|  | 12 | 30 | 23 | 0 | 1
|  | 12 | 30 | 24 | 0 | 1
|  | 12 | 31 | 1 | 0 | 1
|  | 12 | 31 | 2 | 0 | 1
|  | 12 | 31 | 3 | 0 | 1
|  | 12 | 31 | 4 | 0 | 1
|  | 12 | 31 | 5 | 0 | 1
|  | 12 | 31 | 6 | 0 | 1
|  | 12 | 31 | 7 | 0 | 1
|  | 12 | 31 | 8 | 0 | 1
|  | 12 | 31 | 9 | 0 | 1
|  | 12 | 31 | 10 | 0 | 1
|  | 12 | 31 | 11 | 0 | 1
|  | 12 | 31 | 12 | 0 | 1
|  | 12 | 31 | 13 | 0 | 1
|  | 12 | 31 | 14 | 0 | 1
|  | 12 | 31 | 15 | 0 | 1
|  | 12 | 31 | 16 | 0 | 1
|  | 12 | 31 | 17 | 0 | 1
|  | 12 | 31 | 18 | 0 | 1
|  | 12 | 31 | 19 | 0 | 1
|  | 12 | 31 | 20 | 0 | 1
|  | 12 | 31 | 21 | 0 | 1
|  | 12 | 31 | 22 | 0 | 1
|  | 12 | 31 | 23 | 0 | 1
|  | 12 | 31 | 24 | 0 | 1

## 30min_TS
Legend |  | (for leap years, delete 02/29) |  |  |  | 30min LOAD profile
| Input | month | day | time | weekday (=1) | kW | Select a method to |  |  | Max | 1
| Output | 1 | 1 | 00:01-00:30 | 0 | 1 | compute the peak profile |  |  | Percentile | 0.95
| Configuration: DO NOT DELETE | 1 | 1 | 00:31-01:00 | 0 | 1
|  | 1 | 1 | 01:01-01:30 | 0 | 1 |  | Peak profile
2017-06-05 | First day of year | 1 | 1 | 01:31-02:00 | 0 | 1 | Month | 1 | 2 | 3 | 4 | 5 | 6 | 7 | 8 | 9 | 10 | 11 | 12 | 13 | 14 | 15 | 16 | 17 | 18 | 19 | 20 | 21 | 22 | 23 | 24
2 | Day (Sunday = 1) | 1 | 1 | 02:01-02:30 | 0 | 1 | 1 | bar: Peak profile 1 to Peak profile 24
2017 | Year | 1 | 1 | 02:31-03:00 | 0 | 1 | 2 | bar: Peak profile 1 to Peak profile 24
|  | 1 | 1 | 03:01-03:30 | 0 | 1 | 3 | bar: Peak profile 1 to Peak profile 24
INSTRUCTIONS |  | 1 | 1 | 03:31-04:00 | 0 | 1 | 4 | bar: Peak profile 1 to Peak profile 24
Import your hourly load data into the blue input field. |  | 1 | 1 | 04:01-04:30 | 0 | 1 | 5 | bar: Peak profile 1 to Peak profile 24
The green field gives the output data for peak, week |  | 1 | 1 | 04:31-05:00 | 0 | 1 | 6 | bar: Peak profile 1 to Peak profile 24
and weekend profiles. |  | 1 | 1 | 05:01-05:30 | 0 | 1 | 7 | bar: Peak profile 1 to Peak profile 24
|  | 1 | 1 | 05:31-06:00 | 0 | 1 | 8 | bar: Peak profile 1 to Peak profile 24
|  | 1 | 1 | 06:01-06:30 | 0 | 1 | 9 | bar: Peak profile 1 to Peak profile 24
|  | 1 | 1 | 06:31-07:00 | 0 | 1 | 10 | bar: Peak profile 1 to Peak profile 24
|  | 1 | 1 | 07:01-07:30 | 0 | 1 | 11 | bar: Peak profile 1 to Peak profile 24
|  | 1 | 1 | 07:31-08:00 | 0 | 1 | 12 | bar: Peak profile 1 to Peak profile 24
|  | 1 | 1 | 08:01-08:30 | 0 | 1
|  | 1 | 1 | 08:31-09:00 | 0 | 1 |  | Peak profile 1: Week profile
|  | 1 | 1 | 09:01-09:30 | 0 | 1 | Month | 1 | 2 | 3 | 4 | 5 | 6 | 7 | 8 | 9 | 10 | 11 | 12 | 13 | 14 | 15 | 16 | 17 | 18 | 19 | 20 | 21 | 22 | 23 | 24
|  | 1 | 1 | 09:31-10:00 | 0 | 1 | 1 | bar: Week profile 1 to Week profile 24
|  | 1 | 1 | 10:01-10:30 | 0 | 1 | 2 | bar: Week profile 1 to Week profile 24
|  | 1 | 1 | 10:31-11:00 | 0 | 1 | 3 | bar: Week profile 1 to Week profile 24
|  | 1 | 1 | 11:01-11:30 | 0 | 1 | 4 | bar: Week profile 1 to Week profile 24
|  | 1 | 1 | 11:31-12:00 | 0 | 1 | 5 | bar: Week profile 1 to Week profile 24
|  | 1 | 1 | 12:01-12:30 | 0 | 1 | 6 | bar: Week profile 1 to Week profile 24
|  | 1 | 1 | 12:31-13:00 | 0 | 1 | 7 | bar: Week profile 1 to Week profile 24
|  | 1 | 1 | 13:01-13:30 | 0 | 1 | 8 | bar: Week profile 1 to Week profile 24
|  | 1 | 1 | 13:31-14:00 | 0 | 1 | 9 | bar: Week profile 1 to Week profile 24
|  | 1 | 1 | 14:01-14:30 | 0 | 1 | 10 | bar: Week profile 1 to Week profile 24
|  | 1 | 1 | 14:31-15:00 | 0 | 1 | 11 | bar: Week profile 1 to Week profile 24
|  | 1 | 1 | 15:01-15:30 | 0 | 1 | 12 | bar: Week profile 1 to Week profile 24
|  | 1 | 1 | 15:31-16:00 | 0 | 1
|  | 1 | 1 | 16:01-16:30 | 0 | 1 |  | Week profile 1: Weekend profile
|  | 1 | 1 | 16:31-17:00 | 0 | 1 | Month | 1 | 2 | 3 | 4 | 5 | 6 | 7 | 8 | 9 | 10 | 11 | 12 | 13 | 14 | 15 | 16 | 17 | 18 | 19 | 20 | 21 | 22 | 23 | 24
|  | 1 | 1 | 17:01-17:30 | 0 | 1 | 1 | bar: Weekend profile 1 to Weekend profile 24
|  | 1 | 1 | 17:31-18:00 | 0 | 1 | 2 | bar: Weekend profile 1 to Weekend profile 24
|  | 1 | 1 | 18:01-18:30 | 0 | 1 | 3 | bar: Weekend profile 1 to Weekend profile 24
|  | 1 | 1 | 18:31-19:00 | 0 | 1 | 4 | bar: Weekend profile 1 to Weekend profile 24
|  | 1 | 1 | 19:01-19:30 | 0 | 1 | 5 | bar: Weekend profile 1 to Weekend profile 24
|  | 1 | 1 | 19:31-20:00 | 0 | 1 | 6 | bar: Weekend profile 1 to Weekend profile 24
|  | 1 | 1 | 20:01-20:30 | 0 | 1 | 7 | bar: Weekend profile 1 to Weekend profile 24
|  | 1 | 1 | 20:31-21:00 | 0 | 1 | 8 | bar: Weekend profile 1 to Weekend profile 24
|  | 1 | 1 | 21:01-21:30 | 0 | 1 | 9 | bar: Weekend profile 1 to Weekend profile 24
|  | 1 | 1 | 21:31-22:00 | 0 | 1 | 10 | bar: Weekend profile 1 to Weekend profile 24
|  | 1 | 1 | 22:01-22:30 | 0 | 1 | 11 | bar: Weekend profile 1 to Weekend profile 24
|  | 1 | 1 | 22:31-23:00 | 0 | 1 | 12 | bar: Weekend profile 1 to Weekend profile 24
|  | 1 | 1 | 23:01-23:30 | 0 | 1
|  | 1 | 1 | 23:31-00:00 | 0 | 1
|  | 1 | 2 | 00:01-00:30 | 1 | 1
|  | 1 | 2 | 00:31-01:00 | 1 | 1
|  | 1 | 2 | 01:01-01:30 | 1 | 1
|  | 1 | 2 | 01:31-02:00 | 1 | 1
|  | 1 | 2 | 02:01-02:30 | 1 | 1
|  | 1 | 2 | 02:31-03:00 | 1 | 1
|  | 1 | 2 | 03:01-03:30 | 1 | 1
|  | 1 | 2 | 03:31-04:00 | 1 | 1
|  | 1 | 2 | 04:01-04:30 | 1 | 1
|  | 1 | 2 | 04:31-05:00 | 1 | 1
|  | 1 | 2 | 05:01-05:30 | 1 | 1
|  | 1 | 2 | 05:31-06:00 | 1 | 1
|  | 1 | 2 | 06:01-06:30 | 1 | 1
|  | 1 | 2 | 06:31-07:00 | 1 | 1
|  | 1 | 2 | 07:01-07:30 | 1 | 1
|  | 1 | 2 | 07:31-08:00 | 1 | 1
|  | 1 | 2 | 08:01-08:30 | 1 | 1
|  | 1 | 2 | 08:31-09:00 | 1 | 1
|  | 1 | 2 | 09:01-09:30 | 1 | 1
|  | 1 | 2 | 09:31-10:00 | 1 | 1
|  | 1 | 2 | 10:01-10:30 | 1 | 1
|  | 1 | 2 | 10:31-11:00 | 1 | 1
|  | 1 | 2 | 11:01-11:30 | 1 | 1
|  | 1 | 2 | 11:31-12:00 | 1 | 1
|  | 1 | 2 | 12:01-12:30 | 1 | 1
|  | 1 | 2 | 12:31-13:00 | 1 | 1
|  | 1 | 2 | 13:01-13:30 | 1 | 1
|  | 1 | 2 | 13:31-14:00 | 1 | 1
|  | 1 | 2 | 14:01-14:30 | 1 | 1
|  | 1 | 2 | 14:31-15:00 | 1 | 1
|  | 1 | 2 | 15:01-15:30 | 1 | 1
|  | 1 | 2 | 15:31-16:00 | 1 | 1
|  | 1 | 2 | 16:01-16:30 | 1 | 1
|  | 1 | 2 | 16:31-17:00 | 1 | 1
|  | 1 | 2 | 17:01-17:30 | 1 | 1
|  | 1 | 2 | 17:31-18:00 | 1 | 1
|  | 1 | 2 | 18:01-18:30 | 1 | 1
|  | 1 | 2 | 18:31-19:00 | 1 | 1
|  | 1 | 2 | 19:01-19:30 | 1 | 1
|  | 1 | 2 | 19:31-20:00 | 1 | 1
|  | 1 | 2 | 20:01-20:30 | 1 | 1
|  | 1 | 2 | 20:31-21:00 | 1 | 1
|  | 1 | 2 | 21:01-21:30 | 1 | 1
|  | 1 | 2 | 21:31-22:00 | 1 | 1
|  | 1 | 2 | 22:01-22:30 | 1 | 1
|  | 1 | 2 | 22:31-23:00 | 1 | 1
|  | 1 | 2 | 23:01-23:30 | 1 | 1
|  | 1 | 2 | 23:31-00:00 | 1 | 1
|  | 1 | 3 | 00:01-00:30 | 1 | 1
|  | 1 | 3 | 00:31-01:00 | 1 | 1
|  | 1 | 3 | 01:01-01:30 | 1 | 1
|  | 1 | 3 | 01:31-02:00 | 1 | 1
|  | 1 | 3 | 02:01-02:30 | 1 | 1
|  | 1 | 3 | 02:31-03:00 | 1 | 1
|  | 1 | 3 | 03:01-03:30 | 1 | 1
|  | 1 | 3 | 03:31-04:00 | 1 | 1
|  | 1 | 3 | 04:01-04:30 | 1 | 1
|  | 1 | 3 | 04:31-05:00 | 1 | 1
|  | 1 | 3 | 05:01-05:30 | 1 | 1
|  | 1 | 3 | 05:31-06:00 | 1 | 1
|  | 1 | 3 | 06:01-06:30 | 1 | 1
|  | 1 | 3 | 06:31-07:00 | 1 | 1
|  | 1 | 3 | 07:01-07:30 | 1 | 1
|  | 1 | 3 | 07:31-08:00 | 1 | 1
|  | 1 | 3 | 08:01-08:30 | 1 | 1
|  | 1 | 3 | 08:31-09:00 | 1 | 1
|  | 1 | 3 | 09:01-09:30 | 1 | 1
|  | 1 | 3 | 09:31-10:00 | 1 | 1
|  | 1 | 3 | 10:01-10:30 | 1 | 1
|  | 1 | 3 | 10:31-11:00 | 1 | 1
|  | 1 | 3 | 11:01-11:30 | 1 | 1
|  | 1 | 3 | 11:31-12:00 | 1 | 1
|  | 1 | 3 | 12:01-12:30 | 1 | 1
|  | 1 | 3 | 12:31-13:00 | 1 | 1
|  | 1 | 3 | 13:01-13:30 | 1 | 1
|  | 1 | 3 | 13:31-14:00 | 1 | 1
|  | 1 | 3 | 14:01-14:30 | 1 | 1
|  | 1 | 3 | 14:31-15:00 | 1 | 1
|  | 1 | 3 | 15:01-15:30 | 1 | 1
|  | 1 | 3 | 15:31-16:00 | 1 | 1
|  | 1 | 3 | 16:01-16:30 | 1 | 1
|  | 1 | 3 | 16:31-17:00 | 1 | 1
|  | 1 | 3 | 17:01-17:30 | 1 | 1
|  | 1 | 3 | 17:31-18:00 | 1 | 1
|  | 1 | 3 | 18:01-18:30 | 1 | 1
|  | 1 | 3 | 18:31-19:00 | 1 | 1
|  | 1 | 3 | 19:01-19:30 | 1 | 1
|  | 1 | 3 | 19:31-20:00 | 1 | 1
|  | 1 | 3 | 20:01-20:30 | 1 | 1
|  | 1 | 3 | 20:31-21:00 | 1 | 1
|  | 1 | 3 | 21:01-21:30 | 1 | 1
|  | 1 | 3 | 21:31-22:00 | 1 | 1
|  | 1 | 3 | 22:01-22:30 | 1 | 1
|  | 1 | 3 | 22:31-23:00 | 1 | 1
|  | 1 | 3 | 23:01-23:30 | 1 | 1
|  | 1 | 3 | 23:31-00:00 | 1 | 1
|  | 1 | 4 | 00:01-00:30 | 1 | 1
|  | 1 | 4 | 00:31-01:00 | 1 | 1
|  | 1 | 4 | 01:01-01:30 | 1 | 1
|  | 1 | 4 | 01:31-02:00 | 1 | 1
|  | 1 | 4 | 02:01-02:30 | 1 | 1
|  | 1 | 4 | 02:31-03:00 | 1 | 1
|  | 1 | 4 | 03:01-03:30 | 1 | 1
|  | 1 | 4 | 03:31-04:00 | 1 | 1
|  | 1 | 4 | 04:01-04:30 | 1 | 1
|  | 1 | 4 | 04:31-05:00 | 1 | 1
|  | 1 | 4 | 05:01-05:30 | 1 | 1
|  | 1 | 4 | 05:31-06:00 | 1 | 1
|  | 1 | 4 | 06:01-06:30 | 1 | 1
|  | 1 | 4 | 06:31-07:00 | 1 | 1
|  | 1 | 4 | 07:01-07:30 | 1 | 1
|  | 1 | 4 | 07:31-08:00 | 1 | 1
|  | 1 | 4 | 08:01-08:30 | 1 | 1
|  | 1 | 4 | 08:31-09:00 | 1 | 1
|  | 1 | 4 | 09:01-09:30 | 1 | 1
|  | 1 | 4 | 09:31-10:00 | 1 | 1
|  | 1 | 4 | 10:01-10:30 | 1 | 1
|  | 1 | 4 | 10:31-11:00 | 1 | 1
|  | 1 | 4 | 11:01-11:30 | 1 | 1
|  | 1 | 4 | 11:31-12:00 | 1 | 1
|  | 1 | 4 | 12:01-12:30 | 1 | 1
|  | 1 | 4 | 12:31-13:00 | 1 | 1
|  | 1 | 4 | 13:01-13:30 | 1 | 1
|  | 1 | 4 | 13:31-14:00 | 1 | 1
|  | 1 | 4 | 14:01-14:30 | 1 | 1
|  | 1 | 4 | 14:31-15:00 | 1 | 1
|  | 1 | 4 | 15:01-15:30 | 1 | 1
|  | 1 | 4 | 15:31-16:00 | 1 | 1
|  | 1 | 4 | 16:01-16:30 | 1 | 1
|  | 1 | 4 | 16:31-17:00 | 1 | 1
|  | 1 | 4 | 17:01-17:30 | 1 | 1
|  | 1 | 4 | 17:31-18:00 | 1 | 1
|  | 1 | 4 | 18:01-18:30 | 1 | 1
|  | 1 | 4 | 18:31-19:00 | 1 | 1
|  | 1 | 4 | 19:01-19:30 | 1 | 1
|  | 1 | 4 | 19:31-20:00 | 1 | 1
|  | 1 | 4 | 20:01-20:30 | 1 | 1
|  | 1 | 4 | 20:31-21:00 | 1 | 1
|  | 1 | 4 | 21:01-21:30 | 1 | 1
|  | 1 | 4 | 21:31-22:00 | 1 | 1
|  | 1 | 4 | 22:01-22:30 | 1 | 1
|  | 1 | 4 | 22:31-23:00 | 1 | 1
|  | 1 | 4 | 23:01-23:30 | 1 | 1
|  | 1 | 4 | 23:31-00:00 | 1 | 1
|  | 1 | 5 | 00:01-00:30 | 1 | 1
|  | 1 | 5 | 00:31-01:00 | 1 | 1
|  | 1 | 5 | 01:01-01:30 | 1 | 1
|  | 1 | 5 | 01:31-02:00 | 1 | 1
|  | 1 | 5 | 02:01-02:30 | 1 | 1
|  | 1 | 5 | 02:31-03:00 | 1 | 1
|  | 1 | 5 | 03:01-03:30 | 1 | 1
|  | 1 | 5 | 03:31-04:00 | 1 | 1
|  | 1 | 5 | 04:01-04:30 | 1 | 1
|  | 1 | 5 | 04:31-05:00 | 1 | 1
|  | 1 | 5 | 05:01-05:30 | 1 | 1
|  | 1 | 5 | 05:31-06:00 | 1 | 1
|  | 1 | 5 | 06:01-06:30 | 1 | 1
|  | 1 | 5 | 06:31-07:00 | 1 | 1
|  | 1 | 5 | 07:01-07:30 | 1 | 1
|  | 1 | 5 | 07:31-08:00 | 1 | 1
|  | 1 | 5 | 08:01-08:30 | 1 | 1
|  | 1 | 5 | 08:31-09:00 | 1 | 1
|  | 1 | 5 | 09:01-09:30 | 1 | 1
|  | 1 | 5 | 09:31-10:00 | 1 | 1
|  | 1 | 5 | 10:01-10:30 | 1 | 1
|  | 1 | 5 | 10:31-11:00 | 1 | 1
|  | 1 | 5 | 11:01-11:30 | 1 | 1
|  | 1 | 5 | 11:31-12:00 | 1 | 1
|  | 1 | 5 | 12:01-12:30 | 1 | 1
|  | 1 | 5 | 12:31-13:00 | 1 | 1
|  | 1 | 5 | 13:01-13:30 | 1 | 1
|  | 1 | 5 | 13:31-14:00 | 1 | 1
|  | 1 | 5 | 14:01-14:30 | 1 | 1
|  | 1 | 5 | 14:31-15:00 | 1 | 1
|  | 1 | 5 | 15:01-15:30 | 1 | 1
|  | 1 | 5 | 15:31-16:00 | 1 | 1
|  | 1 | 5 | 16:01-16:30 | 1 | 1
|  | 1 | 5 | 16:31-17:00 | 1 | 1
|  | 1 | 5 | 17:01-17:30 | 1 | 1
|  | 1 | 5 | 17:31-18:00 | 1 | 1
|  | 1 | 5 | 18:01-18:30 | 1 | 1
|  | 1 | 5 | 18:31-19:00 | 1 | 1
|  | 1 | 5 | 19:01-19:30 | 1 | 1
|  | 1 | 5 | 19:31-20:00 | 1 | 1
|  | 1 | 5 | 20:01-20:30 | 1 | 1
|  | 1 | 5 | 20:31-21:00 | 1 | 1
|  | 1 | 5 | 21:01-21:30 | 1 | 1
|  | 1 | 5 | 21:31-22:00 | 1 | 1
|  | 1 | 5 | 22:01-22:30 | 1 | 1
|  | 1 | 5 | 22:31-23:00 | 1 | 1
|  | 1 | 5 | 23:01-23:30 | 1 | 1
|  | 1 | 5 | 23:31-00:00 | 1 | 1
|  | 1 | 6 | 00:01-00:30 | 1 | 1
|  | 1 | 6 | 00:31-01:00 | 1 | 1
|  | 1 | 6 | 01:01-01:30 | 1 | 1
|  | 1 | 6 | 01:31-02:00 | 1 | 1
|  | 1 | 6 | 02:01-02:30 | 1 | 1
|  | 1 | 6 | 02:31-03:00 | 1 | 1
|  | 1 | 6 | 03:01-03:30 | 1 | 1
|  | 1 | 6 | 03:31-04:00 | 1 | 1
|  | 1 | 6 | 04:01-04:30 | 1 | 1
|  | 1 | 6 | 04:31-05:00 | 1 | 1
|  | 1 | 6 | 05:01-05:30 | 1 | 1
|  | 1 | 6 | 05:31-06:00 | 1 | 1
|  | 1 | 6 | 06:01-06:30 | 1 | 1
|  | 1 | 6 | 06:31-07:00 | 1 | 1
|  | 1 | 6 | 07:01-07:30 | 1 | 1
|  | 1 | 6 | 07:31-08:00 | 1 | 1
|  | 1 | 6 | 08:01-08:30 | 1 | 1
|  | 1 | 6 | 08:31-09:00 | 1 | 1
|  | 1 | 6 | 09:01-09:30 | 1 | 1
|  | 1 | 6 | 09:31-10:00 | 1 | 1
|  | 1 | 6 | 10:01-10:30 | 1 | 1
|  | 1 | 6 | 10:31-11:00 | 1 | 1
|  | 1 | 6 | 11:01-11:30 | 1 | 1
|  | 1 | 6 | 11:31-12:00 | 1 | 1
|  | 1 | 6 | 12:01-12:30 | 1 | 1
|  | 1 | 6 | 12:31-13:00 | 1 | 1
|  | 1 | 6 | 13:01-13:30 | 1 | 1
|  | 1 | 6 | 13:31-14:00 | 1 | 1
|  | 1 | 6 | 14:01-14:30 | 1 | 1
|  | 1 | 6 | 14:31-15:00 | 1 | 1
|  | 1 | 6 | 15:01-15:30 | 1 | 1
|  | 1 | 6 | 15:31-16:00 | 1 | 1
|  | 1 | 6 | 16:01-16:30 | 1 | 1
|  | 1 | 6 | 16:31-17:00 | 1 | 1
|  | 1 | 6 | 17:01-17:30 | 1 | 1
|  | 1 | 6 | 17:31-18:00 | 1 | 1
|  | 1 | 6 | 18:01-18:30 | 1 | 1
|  | 1 | 6 | 18:31-19:00 | 1 | 1
|  | 1 | 6 | 19:01-19:30 | 1 | 1
|  | 1 | 6 | 19:31-20:00 | 1 | 1
|  | 1 | 6 | 20:01-20:30 | 1 | 1
|  | 1 | 6 | 20:31-21:00 | 1 | 1
|  | 1 | 6 | 21:01-21:30 | 1 | 1
|  | 1 | 6 | 21:31-22:00 | 1 | 1
|  | 1 | 6 | 22:01-22:30 | 1 | 1
|  | 1 | 6 | 22:31-23:00 | 1 | 1
|  | 1 | 6 | 23:01-23:30 | 1 | 1
|  | 1 | 6 | 23:31-00:00 | 1 | 1
|  | 1 | 7 | 00:01-00:30 | 0 | 1
|  | 1 | 7 | 00:31-01:00 | 0 | 1
|  | 1 | 7 | 01:01-01:30 | 0 | 1
|  | 1 | 7 | 01:31-02:00 | 0 | 1
|  | 1 | 7 | 02:01-02:30 | 0 | 1
|  | 1 | 7 | 02:31-03:00 | 0 | 1
|  | 1 | 7 | 03:01-03:30 | 0 | 1
|  | 1 | 7 | 03:31-04:00 | 0 | 1
|  | 1 | 7 | 04:01-04:30 | 0 | 1
|  | 1 | 7 | 04:31-05:00 | 0 | 1
|  | 1 | 7 | 05:01-05:30 | 0 | 1
|  | 1 | 7 | 05:31-06:00 | 0 | 1
|  | 1 | 7 | 06:01-06:30 | 0 | 1
|  | 1 | 7 | 06:31-07:00 | 0 | 1
|  | 1 | 7 | 07:01-07:30 | 0 | 1
|  | 1 | 7 | 07:31-08:00 | 0 | 1
|  | 1 | 7 | 08:01-08:30 | 0 | 1
|  | 1 | 7 | 08:31-09:00 | 0 | 1
|  | 1 | 7 | 09:01-09:30 | 0 | 1
|  | 1 | 7 | 09:31-10:00 | 0 | 1
|  | 1 | 7 | 10:01-10:30 | 0 | 1
|  | 1 | 7 | 10:31-11:00 | 0 | 1
|  | 1 | 7 | 11:01-11:30 | 0 | 1
|  | 1 | 7 | 11:31-12:00 | 0 | 1
|  | 1 | 7 | 12:01-12:30 | 0 | 1
|  | 1 | 7 | 12:31-13:00 | 0 | 1
|  | 1 | 7 | 13:01-13:30 | 0 | 1
|  | 1 | 7 | 13:31-14:00 | 0 | 1
|  | 1 | 7 | 14:01-14:30 | 0 | 1
|  | 1 | 7 | 14:31-15:00 | 0 | 1
|  | 1 | 7 | 15:01-15:30 | 0 | 1
|  | 1 | 7 | 15:31-16:00 | 0 | 1
|  | 1 | 7 | 16:01-16:30 | 0 | 1
|  | 1 | 7 | 16:31-17:00 | 0 | 1
|  | 1 | 7 | 17:01-17:30 | 0 | 1
|  | 1 | 7 | 17:31-18:00 | 0 | 1
|  | 1 | 7 | 18:01-18:30 | 0 | 1
|  | 1 | 7 | 18:31-19:00 | 0 | 1
|  | 1 | 7 | 19:01-19:30 | 0 | 1
|  | 1 | 7 | 19:31-20:00 | 0 | 1
|  | 1 | 7 | 20:01-20:30 | 0 | 1
|  | 1 | 7 | 20:31-21:00 | 0 | 1
|  | 1 | 7 | 21:01-21:30 | 0 | 1
|  | 1 | 7 | 21:31-22:00 | 0 | 1
|  | 1 | 7 | 22:01-22:30 | 0 | 1
|  | 1 | 7 | 22:31-23:00 | 0 | 1
|  | 1 | 7 | 23:01-23:30 | 0 | 1
|  | 1 | 7 | 23:31-00:00 | 0 | 1
|  | 1 | 8 | 00:01-00:30 | 0 | 1
|  | 1 | 8 | 00:31-01:00 | 0 | 1
|  | 1 | 8 | 01:01-01:30 | 0 | 1
|  | 1 | 8 | 01:31-02:00 | 0 | 1
|  | 1 | 8 | 02:01-02:30 | 0 | 1
|  | 1 | 8 | 02:31-03:00 | 0 | 1
|  | 1 | 8 | 03:01-03:30 | 0 | 1
|  | 1 | 8 | 03:31-04:00 | 0 | 1
|  | 1 | 8 | 04:01-04:30 | 0 | 1
|  | 1 | 8 | 04:31-05:00 | 0 | 1
|  | 1 | 8 | 05:01-05:30 | 0 | 1
|  | 1 | 8 | 05:31-06:00 | 0 | 1
|  | 1 | 8 | 06:01-06:30 | 0 | 1
|  | 1 | 8 | 06:31-07:00 | 0 | 1
|  | 1 | 8 | 07:01-07:30 | 0 | 1
|  | 1 | 8 | 07:31-08:00 | 0 | 1
|  | 1 | 8 | 08:01-08:30 | 0 | 1
|  | 1 | 8 | 08:31-09:00 | 0 | 1
|  | 1 | 8 | 09:01-09:30 | 0 | 1
|  | 1 | 8 | 09:31-10:00 | 0 | 1
|  | 1 | 8 | 10:01-10:30 | 0 | 1
|  | 1 | 8 | 10:31-11:00 | 0 | 1
|  | 1 | 8 | 11:01-11:30 | 0 | 1
|  | 1 | 8 | 11:31-12:00 | 0 | 1
|  | 1 | 8 | 12:01-12:30 | 0 | 1
|  | 1 | 8 | 12:31-13:00 | 0 | 1
|  | 1 | 8 | 13:01-13:30 | 0 | 1
|  | 1 | 8 | 13:31-14:00 | 0 | 1
|  | 1 | 8 | 14:01-14:30 | 0 | 1
|  | 1 | 8 | 14:31-15:00 | 0 | 1
|  | 1 | 8 | 15:01-15:30 | 0 | 1
|  | 1 | 8 | 15:31-16:00 | 0 | 1
|  | 1 | 8 | 16:01-16:30 | 0 | 1
|  | 1 | 8 | 16:31-17:00 | 0 | 1
|  | 1 | 8 | 17:01-17:30 | 0 | 1
|  | 1 | 8 | 17:31-18:00 | 0 | 1
|  | 1 | 8 | 18:01-18:30 | 0 | 1
|  | 1 | 8 | 18:31-19:00 | 0 | 1
|  | 1 | 8 | 19:01-19:30 | 0 | 1
|  | 1 | 8 | 19:31-20:00 | 0 | 1
|  | 1 | 8 | 20:01-20:30 | 0 | 1
|  | 1 | 8 | 20:31-21:00 | 0 | 1
|  | 1 | 8 | 21:01-21:30 | 0 | 1
|  | 1 | 8 | 21:31-22:00 | 0 | 1
|  | 1 | 8 | 22:01-22:30 | 0 | 1
|  | 1 | 8 | 22:31-23:00 | 0 | 1
|  | 1 | 8 | 23:01-23:30 | 0 | 1
|  | 1 | 8 | 23:31-00:00 | 0 | 1
|  | 1 | 9 | 00:01-00:30 | 1 | 1
|  | 1 | 9 | 00:31-01:00 | 1 | 1
|  | 1 | 9 | 01:01-01:30 | 1 | 1
|  | 1 | 9 | 01:31-02:00 | 1 | 1
|  | 1 | 9 | 02:01-02:30 | 1 | 1
|  | 1 | 9 | 02:31-03:00 | 1 | 1
|  | 1 | 9 | 03:01-03:30 | 1 | 1
|  | 1 | 9 | 03:31-04:00 | 1 | 1
|  | 1 | 9 | 04:01-04:30 | 1 | 1
|  | 1 | 9 | 04:31-05:00 | 1 | 1
|  | 1 | 9 | 05:01-05:30 | 1 | 1
|  | 1 | 9 | 05:31-06:00 | 1 | 1
|  | 1 | 9 | 06:01-06:30 | 1 | 1
|  | 1 | 9 | 06:31-07:00 | 1 | 1
|  | 1 | 9 | 07:01-07:30 | 1 | 1
|  | 1 | 9 | 07:31-08:00 | 1 | 1
|  | 1 | 9 | 08:01-08:30 | 1 | 1
|  | 1 | 9 | 08:31-09:00 | 1 | 1
|  | 1 | 9 | 09:01-09:30 | 1 | 1
|  | 1 | 9 | 09:31-10:00 | 1 | 1
|  | 1 | 9 | 10:01-10:30 | 1 | 1
|  | 1 | 9 | 10:31-11:00 | 1 | 1
|  | 1 | 9 | 11:01-11:30 | 1 | 1
|  | 1 | 9 | 11:31-12:00 | 1 | 1
|  | 1 | 9 | 12:01-12:30 | 1 | 1
|  | 1 | 9 | 12:31-13:00 | 1 | 1
|  | 1 | 9 | 13:01-13:30 | 1 | 1
|  | 1 | 9 | 13:31-14:00 | 1 | 1
|  | 1 | 9 | 14:01-14:30 | 1 | 1
|  | 1 | 9 | 14:31-15:00 | 1 | 1
|  | 1 | 9 | 15:01-15:30 | 1 | 1
|  | 1 | 9 | 15:31-16:00 | 1 | 1
|  | 1 | 9 | 16:01-16:30 | 1 | 1
|  | 1 | 9 | 16:31-17:00 | 1 | 1
|  | 1 | 9 | 17:01-17:30 | 1 | 1
|  | 1 | 9 | 17:31-18:00 | 1 | 1
|  | 1 | 9 | 18:01-18:30 | 1 | 1
|  | 1 | 9 | 18:31-19:00 | 1 | 1
|  | 1 | 9 | 19:01-19:30 | 1 | 1
|  | 1 | 9 | 19:31-20:00 | 1 | 1
|  | 1 | 9 | 20:01-20:30 | 1 | 1
|  | 1 | 9 | 20:31-21:00 | 1 | 1
|  | 1 | 9 | 21:01-21:30 | 1 | 1
|  | 1 | 9 | 21:31-22:00 | 1 | 1
|  | 1 | 9 | 22:01-22:30 | 1 | 1
|  | 1 | 9 | 22:31-23:00 | 1 | 1
|  | 1 | 9 | 23:01-23:30 | 1 | 1
|  | 1 | 9 | 23:31-00:00 | 1 | 1
|  | 1 | 10 | 00:01-00:30 | 1 | 1
|  | 1 | 10 | 00:31-01:00 | 1 | 1
|  | 1 | 10 | 01:01-01:30 | 1 | 1
|  | 1 | 10 | 01:31-02:00 | 1 | 1
|  | 1 | 10 | 02:01-02:30 | 1 | 1
|  | 1 | 10 | 02:31-03:00 | 1 | 1
|  | 1 | 10 | 03:01-03:30 | 1 | 1
|  | 1 | 10 | 03:31-04:00 | 1 | 1
|  | 1 | 10 | 04:01-04:30 | 1 | 1
|  | 1 | 10 | 04:31-05:00 | 1 | 1
|  | 1 | 10 | 05:01-05:30 | 1 | 1
|  | 1 | 10 | 05:31-06:00 | 1 | 1
|  | 1 | 10 | 06:01-06:30 | 1 | 1
|  | 1 | 10 | 06:31-07:00 | 1 | 1
|  | 1 | 10 | 07:01-07:30 | 1 | 1
|  | 1 | 10 | 07:31-08:00 | 1 | 1
|  | 1 | 10 | 08:01-08:30 | 1 | 1
|  | 1 | 10 | 08:31-09:00 | 1 | 1
|  | 1 | 10 | 09:01-09:30 | 1 | 1
|  | 1 | 10 | 09:31-10:00 | 1 | 1
|  | 1 | 10 | 10:01-10:30 | 1 | 1
|  | 1 | 10 | 10:31-11:00 | 1 | 1
|  | 1 | 10 | 11:01-11:30 | 1 | 1
|  | 1 | 10 | 11:31-12:00 | 1 | 1
|  | 1 | 10 | 12:01-12:30 | 1 | 1
|  | 1 | 10 | 12:31-13:00 | 1 | 1
|  | 1 | 10 | 13:01-13:30 | 1 | 1
|  | 1 | 10 | 13:31-14:00 | 1 | 1
|  | 1 | 10 | 14:01-14:30 | 1 | 1
|  | 1 | 10 | 14:31-15:00 | 1 | 1
|  | 1 | 10 | 15:01-15:30 | 1 | 1
|  | 1 | 10 | 15:31-16:00 | 1 | 1
|  | 1 | 10 | 16:01-16:30 | 1 | 1
|  | 1 | 10 | 16:31-17:00 | 1 | 1
|  | 1 | 10 | 17:01-17:30 | 1 | 1
|  | 1 | 10 | 17:31-18:00 | 1 | 1
|  | 1 | 10 | 18:01-18:30 | 1 | 1
|  | 1 | 10 | 18:31-19:00 | 1 | 1
|  | 1 | 10 | 19:01-19:30 | 1 | 1
|  | 1 | 10 | 19:31-20:00 | 1 | 1
|  | 1 | 10 | 20:01-20:30 | 1 | 1
|  | 1 | 10 | 20:31-21:00 | 1 | 1
|  | 1 | 10 | 21:01-21:30 | 1 | 1
|  | 1 | 10 | 21:31-22:00 | 1 | 1
|  | 1 | 10 | 22:01-22:30 | 1 | 1
|  | 1 | 10 | 22:31-23:00 | 1 | 1
|  | 1 | 10 | 23:01-23:30 | 1 | 1
|  | 1 | 10 | 23:31-00:00 | 1 | 1
|  | 1 | 11 | 00:01-00:30 | 1 | 1
|  | 1 | 11 | 00:31-01:00 | 1 | 1
|  | 1 | 11 | 01:01-01:30 | 1 | 1
|  | 1 | 11 | 01:31-02:00 | 1 | 1
|  | 1 | 11 | 02:01-02:30 | 1 | 1
|  | 1 | 11 | 02:31-03:00 | 1 | 1
|  | 1 | 11 | 03:01-03:30 | 1 | 1
|  | 1 | 11 | 03:31-04:00 | 1 | 1
|  | 1 | 11 | 04:01-04:30 | 1 | 1
|  | 1 | 11 | 04:31-05:00 | 1 | 1
|  | 1 | 11 | 05:01-05:30 | 1 | 1
|  | 1 | 11 | 05:31-06:00 | 1 | 1
|  | 1 | 11 | 06:01-06:30 | 1 | 1
|  | 1 | 11 | 06:31-07:00 | 1 | 1
|  | 1 | 11 | 07:01-07:30 | 1 | 1
|  | 1 | 11 | 07:31-08:00 | 1 | 1
|  | 1 | 11 | 08:01-08:30 | 1 | 1
|  | 1 | 11 | 08:31-09:00 | 1 | 1
|  | 1 | 11 | 09:01-09:30 | 1 | 1
|  | 1 | 11 | 09:31-10:00 | 1 | 1
|  | 1 | 11 | 10:01-10:30 | 1 | 1
|  | 1 | 11 | 10:31-11:00 | 1 | 1
|  | 1 | 11 | 11:01-11:30 | 1 | 1
|  | 1 | 11 | 11:31-12:00 | 1 | 1
|  | 1 | 11 | 12:01-12:30 | 1 | 1
|  | 1 | 11 | 12:31-13:00 | 1 | 1
|  | 1 | 11 | 13:01-13:30 | 1 | 1
|  | 1 | 11 | 13:31-14:00 | 1 | 1
|  | 1 | 11 | 14:01-14:30 | 1 | 1
|  | 1 | 11 | 14:31-15:00 | 1 | 1
|  | 1 | 11 | 15:01-15:30 | 1 | 1
|  | 1 | 11 | 15:31-16:00 | 1 | 1
|  | 1 | 11 | 16:01-16:30 | 1 | 1
|  | 1 | 11 | 16:31-17:00 | 1 | 1
|  | 1 | 11 | 17:01-17:30 | 1 | 1
|  | 1 | 11 | 17:31-18:00 | 1 | 1
|  | 1 | 11 | 18:01-18:30 | 1 | 1
|  | 1 | 11 | 18:31-19:00 | 1 | 1
|  | 1 | 11 | 19:01-19:30 | 1 | 1
|  | 1 | 11 | 19:31-20:00 | 1 | 1
|  | 1 | 11 | 20:01-20:30 | 1 | 1
|  | 1 | 11 | 20:31-21:00 | 1 | 1
|  | 1 | 11 | 21:01-21:30 | 1 | 1
|  | 1 | 11 | 21:31-22:00 | 1 | 1
|  | 1 | 11 | 22:01-22:30 | 1 | 1
|  | 1 | 11 | 22:31-23:00 | 1 | 1
|  | 1 | 11 | 23:01-23:30 | 1 | 1
|  | 1 | 11 | 23:31-00:00 | 1 | 1
|  | 1 | 12 | 00:01-00:30 | 1 | 1
|  | 1 | 12 | 00:31-01:00 | 1 | 1
|  | 1 | 12 | 01:01-01:30 | 1 | 1
|  | 1 | 12 | 01:31-02:00 | 1 | 1
|  | 1 | 12 | 02:01-02:30 | 1 | 1
|  | 1 | 12 | 02:31-03:00 | 1 | 1
|  | 1 | 12 | 03:01-03:30 | 1 | 1
|  | 1 | 12 | 03:31-04:00 | 1 | 1
|  | 1 | 12 | 04:01-04:30 | 1 | 1
|  | 1 | 12 | 04:31-05:00 | 1 | 1
|  | 1 | 12 | 05:01-05:30 | 1 | 1
|  | 1 | 12 | 05:31-06:00 | 1 | 1
|  | 1 | 12 | 06:01-06:30 | 1 | 1
|  | 1 | 12 | 06:31-07:00 | 1 | 1
|  | 1 | 12 | 07:01-07:30 | 1 | 1
|  | 1 | 12 | 07:31-08:00 | 1 | 1
|  | 1 | 12 | 08:01-08:30 | 1 | 1
|  | 1 | 12 | 08:31-09:00 | 1 | 1
|  | 1 | 12 | 09:01-09:30 | 1 | 1
|  | 1 | 12 | 09:31-10:00 | 1 | 1
|  | 1 | 12 | 10:01-10:30 | 1 | 1
|  | 1 | 12 | 10:31-11:00 | 1 | 1
|  | 1 | 12 | 11:01-11:30 | 1 | 1
|  | 1 | 12 | 11:31-12:00 | 1 | 1
|  | 1 | 12 | 12:01-12:30 | 1 | 1
|  | 1 | 12 | 12:31-13:00 | 1 | 1
|  | 1 | 12 | 13:01-13:30 | 1 | 1
|  | 1 | 12 | 13:31-14:00 | 1 | 1
|  | 1 | 12 | 14:01-14:30 | 1 | 1
|  | 1 | 12 | 14:31-15:00 | 1 | 1
|  | 1 | 12 | 15:01-15:30 | 1 | 1
|  | 1 | 12 | 15:31-16:00 | 1 | 1
|  | 1 | 12 | 16:01-16:30 | 1 | 1
|  | 1 | 12 | 16:31-17:00 | 1 | 1
|  | 1 | 12 | 17:01-17:30 | 1 | 1
|  | 1 | 12 | 17:31-18:00 | 1 | 1
|  | 1 | 12 | 18:01-18:30 | 1 | 1
|  | 1 | 12 | 18:31-19:00 | 1 | 1
|  | 1 | 12 | 19:01-19:30 | 1 | 1
|  | 1 | 12 | 19:31-20:00 | 1 | 1
|  | 1 | 12 | 20:01-20:30 | 1 | 1
|  | 1 | 12 | 20:31-21:00 | 1 | 1
|  | 1 | 12 | 21:01-21:30 | 1 | 1
|  | 1 | 12 | 21:31-22:00 | 1 | 1
|  | 1 | 12 | 22:01-22:30 | 1 | 1
|  | 1 | 12 | 22:31-23:00 | 1 | 1
|  | 1 | 12 | 23:01-23:30 | 1 | 1
|  | 1 | 12 | 23:31-00:00 | 1 | 1
|  | 1 | 13 | 00:01-00:30 | 1 | 1
|  | 1 | 13 | 00:31-01:00 | 1 | 1
|  | 1 | 13 | 01:01-01:30 | 1 | 1
|  | 1 | 13 | 01:31-02:00 | 1 | 1
|  | 1 | 13 | 02:01-02:30 | 1 | 1
|  | 1 | 13 | 02:31-03:00 | 1 | 1
|  | 1 | 13 | 03:01-03:30 | 1 | 1
|  | 1 | 13 | 03:31-04:00 | 1 | 1
|  | 1 | 13 | 04:01-04:30 | 1 | 1
|  | 1 | 13 | 04:31-05:00 | 1 | 1
|  | 1 | 13 | 05:01-05:30 | 1 | 1
|  | 1 | 13 | 05:31-06:00 | 1 | 1
|  | 1 | 13 | 06:01-06:30 | 1 | 1
|  | 1 | 13 | 06:31-07:00 | 1 | 1
|  | 1 | 13 | 07:01-07:30 | 1 | 1
|  | 1 | 13 | 07:31-08:00 | 1 | 1
|  | 1 | 13 | 08:01-08:30 | 1 | 1
|  | 1 | 13 | 08:31-09:00 | 1 | 1
|  | 1 | 13 | 09:01-09:30 | 1 | 1
|  | 1 | 13 | 09:31-10:00 | 1 | 1
|  | 1 | 13 | 10:01-10:30 | 1 | 1
|  | 1 | 13 | 10:31-11:00 | 1 | 1
|  | 1 | 13 | 11:01-11:30 | 1 | 1
|  | 1 | 13 | 11:31-12:00 | 1 | 1
|  | 1 | 13 | 12:01-12:30 | 1 | 1
|  | 1 | 13 | 12:31-13:00 | 1 | 1
|  | 1 | 13 | 13:01-13:30 | 1 | 1
|  | 1 | 13 | 13:31-14:00 | 1 | 1
|  | 1 | 13 | 14:01-14:30 | 1 | 1
|  | 1 | 13 | 14:31-15:00 | 1 | 1
|  | 1 | 13 | 15:01-15:30 | 1 | 1
|  | 1 | 13 | 15:31-16:00 | 1 | 1
|  | 1 | 13 | 16:01-16:30 | 1 | 1
|  | 1 | 13 | 16:31-17:00 | 1 | 1
|  | 1 | 13 | 17:01-17:30 | 1 | 1
|  | 1 | 13 | 17:31-18:00 | 1 | 1
|  | 1 | 13 | 18:01-18:30 | 1 | 1
|  | 1 | 13 | 18:31-19:00 | 1 | 1
|  | 1 | 13 | 19:01-19:30 | 1 | 1
|  | 1 | 13 | 19:31-20:00 | 1 | 1
|  | 1 | 13 | 20:01-20:30 | 1 | 1
|  | 1 | 13 | 20:31-21:00 | 1 | 1
|  | 1 | 13 | 21:01-21:30 | 1 | 1
|  | 1 | 13 | 21:31-22:00 | 1 | 1
|  | 1 | 13 | 22:01-22:30 | 1 | 1
|  | 1 | 13 | 22:31-23:00 | 1 | 1
|  | 1 | 13 | 23:01-23:30 | 1 | 1
|  | 1 | 13 | 23:31-00:00 | 1 | 1
|  | 1 | 14 | 00:01-00:30 | 0 | 1
|  | 1 | 14 | 00:31-01:00 | 0 | 1
|  | 1 | 14 | 01:01-01:30 | 0 | 1
|  | 1 | 14 | 01:31-02:00 | 0 | 1
|  | 1 | 14 | 02:01-02:30 | 0 | 1
|  | 1 | 14 | 02:31-03:00 | 0 | 1
|  | 1 | 14 | 03:01-03:30 | 0 | 1
|  | 1 | 14 | 03:31-04:00 | 0 | 1
|  | 1 | 14 | 04:01-04:30 | 0 | 1
|  | 1 | 14 | 04:31-05:00 | 0 | 1
|  | 1 | 14 | 05:01-05:30 | 0 | 1
|  | 1 | 14 | 05:31-06:00 | 0 | 1
|  | 1 | 14 | 06:01-06:30 | 0 | 1
|  | 1 | 14 | 06:31-07:00 | 0 | 1
|  | 1 | 14 | 07:01-07:30 | 0 | 1
|  | 1 | 14 | 07:31-08:00 | 0 | 1
|  | 1 | 14 | 08:01-08:30 | 0 | 1
|  | 1 | 14 | 08:31-09:00 | 0 | 1
|  | 1 | 14 | 09:01-09:30 | 0 | 1
|  | 1 | 14 | 09:31-10:00 | 0 | 1
|  | 1 | 14 | 10:01-10:30 | 0 | 1
|  | 1 | 14 | 10:31-11:00 | 0 | 1
|  | 1 | 14 | 11:01-11:30 | 0 | 1
|  | 1 | 14 | 11:31-12:00 | 0 | 1
|  | 1 | 14 | 12:01-12:30 | 0 | 1
|  | 1 | 14 | 12:31-13:00 | 0 | 1
|  | 1 | 14 | 13:01-13:30 | 0 | 1
|  | 1 | 14 | 13:31-14:00 | 0 | 1
|  | 1 | 14 | 14:01-14:30 | 0 | 1
|  | 1 | 14 | 14:31-15:00 | 0 | 1
|  | 1 | 14 | 15:01-15:30 | 0 | 1
|  | 1 | 14 | 15:31-16:00 | 0 | 1
|  | 1 | 14 | 16:01-16:30 | 0 | 1
|  | 1 | 14 | 16:31-17:00 | 0 | 1
|  | 1 | 14 | 17:01-17:30 | 0 | 1
|  | 1 | 14 | 17:31-18:00 | 0 | 1
|  | 1 | 14 | 18:01-18:30 | 0 | 1
|  | 1 | 14 | 18:31-19:00 | 0 | 1
|  | 1 | 14 | 19:01-19:30 | 0 | 1
|  | 1 | 14 | 19:31-20:00 | 0 | 1
|  | 1 | 14 | 20:01-20:30 | 0 | 1
|  | 1 | 14 | 20:31-21:00 | 0 | 1
|  | 1 | 14 | 21:01-21:30 | 0 | 1
|  | 1 | 14 | 21:31-22:00 | 0 | 1
|  | 1 | 14 | 22:01-22:30 | 0 | 1
|  | 1 | 14 | 22:31-23:00 | 0 | 1
|  | 1 | 14 | 23:01-23:30 | 0 | 1
|  | 1 | 14 | 23:31-00:00 | 0 | 1
|  | 1 | 15 | 00:01-00:30 | 0 | 1
|  | 1 | 15 | 00:31-01:00 | 0 | 1
|  | 1 | 15 | 01:01-01:30 | 0 | 1
|  | 1 | 15 | 01:31-02:00 | 0 | 1
|  | 1 | 15 | 02:01-02:30 | 0 | 1
|  | 1 | 15 | 02:31-03:00 | 0 | 1
|  | 1 | 15 | 03:01-03:30 | 0 | 1
|  | 1 | 15 | 03:31-04:00 | 0 | 1
|  | 1 | 15 | 04:01-04:30 | 0 | 1
|  | 1 | 15 | 04:31-05:00 | 0 | 1
|  | 1 | 15 | 05:01-05:30 | 0 | 1
|  | 1 | 15 | 05:31-06:00 | 0 | 1
|  | 1 | 15 | 06:01-06:30 | 0 | 1
|  | 1 | 15 | 06:31-07:00 | 0 | 1
|  | 1 | 15 | 07:01-07:30 | 0 | 1
|  | 1 | 15 | 07:31-08:00 | 0 | 1
|  | 1 | 15 | 08:01-08:30 | 0 | 1
|  | 1 | 15 | 08:31-09:00 | 0 | 1
|  | 1 | 15 | 09:01-09:30 | 0 | 1
|  | 1 | 15 | 09:31-10:00 | 0 | 1
|  | 1 | 15 | 10:01-10:30 | 0 | 1
|  | 1 | 15 | 10:31-11:00 | 0 | 1
|  | 1 | 15 | 11:01-11:30 | 0 | 1
|  | 1 | 15 | 11:31-12:00 | 0 | 1
|  | 1 | 15 | 12:01-12:30 | 0 | 1
|  | 1 | 15 | 12:31-13:00 | 0 | 1
|  | 1 | 15 | 13:01-13:30 | 0 | 1
|  | 1 | 15 | 13:31-14:00 | 0 | 1
|  | 1 | 15 | 14:01-14:30 | 0 | 1
|  | 1 | 15 | 14:31-15:00 | 0 | 1
|  | 1 | 15 | 15:01-15:30 | 0 | 1
|  | 1 | 15 | 15:31-16:00 | 0 | 1
|  | 1 | 15 | 16:01-16:30 | 0 | 1
|  | 1 | 15 | 16:31-17:00 | 0 | 1
|  | 1 | 15 | 17:01-17:30 | 0 | 1
|  | 1 | 15 | 17:31-18:00 | 0 | 1
|  | 1 | 15 | 18:01-18:30 | 0 | 1
|  | 1 | 15 | 18:31-19:00 | 0 | 1
|  | 1 | 15 | 19:01-19:30 | 0 | 1
|  | 1 | 15 | 19:31-20:00 | 0 | 1
|  | 1 | 15 | 20:01-20:30 | 0 | 1
|  | 1 | 15 | 20:31-21:00 | 0 | 1
|  | 1 | 15 | 21:01-21:30 | 0 | 1
|  | 1 | 15 | 21:31-22:00 | 0 | 1
|  | 1 | 15 | 22:01-22:30 | 0 | 1
|  | 1 | 15 | 22:31-23:00 | 0 | 1
|  | 1 | 15 | 23:01-23:30 | 0 | 1
|  | 1 | 15 | 23:31-00:00 | 0 | 1
|  | 1 | 16 | 00:01-00:30 | 1 | 1
|  | 1 | 16 | 00:31-01:00 | 1 | 1
|  | 1 | 16 | 01:01-01:30 | 1 | 1
|  | 1 | 16 | 01:31-02:00 | 1 | 1
|  | 1 | 16 | 02:01-02:30 | 1 | 1
|  | 1 | 16 | 02:31-03:00 | 1 | 1
|  | 1 | 16 | 03:01-03:30 | 1 | 1
|  | 1 | 16 | 03:31-04:00 | 1 | 1
|  | 1 | 16 | 04:01-04:30 | 1 | 1
|  | 1 | 16 | 04:31-05:00 | 1 | 1
|  | 1 | 16 | 05:01-05:30 | 1 | 1
|  | 1 | 16 | 05:31-06:00 | 1 | 1
|  | 1 | 16 | 06:01-06:30 | 1 | 1
|  | 1 | 16 | 06:31-07:00 | 1 | 1
|  | 1 | 16 | 07:01-07:30 | 1 | 1
|  | 1 | 16 | 07:31-08:00 | 1 | 1
|  | 1 | 16 | 08:01-08:30 | 1 | 1
|  | 1 | 16 | 08:31-09:00 | 1 | 1
|  | 1 | 16 | 09:01-09:30 | 1 | 1
|  | 1 | 16 | 09:31-10:00 | 1 | 1
|  | 1 | 16 | 10:01-10:30 | 1 | 1
|  | 1 | 16 | 10:31-11:00 | 1 | 1
|  | 1 | 16 | 11:01-11:30 | 1 | 1
|  | 1 | 16 | 11:31-12:00 | 1 | 1
|  | 1 | 16 | 12:01-12:30 | 1 | 1
|  | 1 | 16 | 12:31-13:00 | 1 | 1
|  | 1 | 16 | 13:01-13:30 | 1 | 1
|  | 1 | 16 | 13:31-14:00 | 1 | 1
|  | 1 | 16 | 14:01-14:30 | 1 | 1
|  | 1 | 16 | 14:31-15:00 | 1 | 1
|  | 1 | 16 | 15:01-15:30 | 1 | 1
|  | 1 | 16 | 15:31-16:00 | 1 | 1
|  | 1 | 16 | 16:01-16:30 | 1 | 1
|  | 1 | 16 | 16:31-17:00 | 1 | 1
|  | 1 | 16 | 17:01-17:30 | 1 | 1
|  | 1 | 16 | 17:31-18:00 | 1 | 1
|  | 1 | 16 | 18:01-18:30 | 1 | 1
|  | 1 | 16 | 18:31-19:00 | 1 | 1
|  | 1 | 16 | 19:01-19:30 | 1 | 1
|  | 1 | 16 | 19:31-20:00 | 1 | 1
|  | 1 | 16 | 20:01-20:30 | 1 | 1
|  | 1 | 16 | 20:31-21:00 | 1 | 1
|  | 1 | 16 | 21:01-21:30 | 1 | 1
|  | 1 | 16 | 21:31-22:00 | 1 | 1
|  | 1 | 16 | 22:01-22:30 | 1 | 1
|  | 1 | 16 | 22:31-23:00 | 1 | 1
|  | 1 | 16 | 23:01-23:30 | 1 | 1
|  | 1 | 16 | 23:31-00:00 | 1 | 1
|  | 1 | 17 | 00:01-00:30 | 1 | 1
|  | 1 | 17 | 00:31-01:00 | 1 | 1
|  | 1 | 17 | 01:01-01:30 | 1 | 1
|  | 1 | 17 | 01:31-02:00 | 1 | 1
|  | 1 | 17 | 02:01-02:30 | 1 | 1
|  | 1 | 17 | 02:31-03:00 | 1 | 1
|  | 1 | 17 | 03:01-03:30 | 1 | 1
|  | 1 | 17 | 03:31-04:00 | 1 | 1
|  | 1 | 17 | 04:01-04:30 | 1 | 1
|  | 1 | 17 | 04:31-05:00 | 1 | 1
|  | 1 | 17 | 05:01-05:30 | 1 | 1
|  | 1 | 17 | 05:31-06:00 | 1 | 1
|  | 1 | 17 | 06:01-06:30 | 1 | 1
|  | 1 | 17 | 06:31-07:00 | 1 | 1
|  | 1 | 17 | 07:01-07:30 | 1 | 1
|  | 1 | 17 | 07:31-08:00 | 1 | 1
|  | 1 | 17 | 08:01-08:30 | 1 | 1
|  | 1 | 17 | 08:31-09:00 | 1 | 1
|  | 1 | 17 | 09:01-09:30 | 1 | 1
|  | 1 | 17 | 09:31-10:00 | 1 | 1
|  | 1 | 17 | 10:01-10:30 | 1 | 1
|  | 1 | 17 | 10:31-11:00 | 1 | 1
|  | 1 | 17 | 11:01-11:30 | 1 | 1
|  | 1 | 17 | 11:31-12:00 | 1 | 1
|  | 1 | 17 | 12:01-12:30 | 1 | 1
|  | 1 | 17 | 12:31-13:00 | 1 | 1
|  | 1 | 17 | 13:01-13:30 | 1 | 1
|  | 1 | 17 | 13:31-14:00 | 1 | 1
|  | 1 | 17 | 14:01-14:30 | 1 | 1
|  | 1 | 17 | 14:31-15:00 | 1 | 1
|  | 1 | 17 | 15:01-15:30 | 1 | 1
|  | 1 | 17 | 15:31-16:00 | 1 | 1
|  | 1 | 17 | 16:01-16:30 | 1 | 1
|  | 1 | 17 | 16:31-17:00 | 1 | 1
|  | 1 | 17 | 17:01-17:30 | 1 | 1
|  | 1 | 17 | 17:31-18:00 | 1 | 1
|  | 1 | 17 | 18:01-18:30 | 1 | 1
|  | 1 | 17 | 18:31-19:00 | 1 | 1
|  | 1 | 17 | 19:01-19:30 | 1 | 1
|  | 1 | 17 | 19:31-20:00 | 1 | 1
|  | 1 | 17 | 20:01-20:30 | 1 | 1
|  | 1 | 17 | 20:31-21:00 | 1 | 1
|  | 1 | 17 | 21:01-21:30 | 1 | 1
|  | 1 | 17 | 21:31-22:00 | 1 | 1
|  | 1 | 17 | 22:01-22:30 | 1 | 1
|  | 1 | 17 | 22:31-23:00 | 1 | 1
|  | 1 | 17 | 23:01-23:30 | 1 | 1
|  | 1 | 17 | 23:31-00:00 | 1 | 1
|  | 1 | 18 | 00:01-00:30 | 1 | 1
|  | 1 | 18 | 00:31-01:00 | 1 | 1
|  | 1 | 18 | 01:01-01:30 | 1 | 1
|  | 1 | 18 | 01:31-02:00 | 1 | 1
|  | 1 | 18 | 02:01-02:30 | 1 | 1
|  | 1 | 18 | 02:31-03:00 | 1 | 1
|  | 1 | 18 | 03:01-03:30 | 1 | 1
|  | 1 | 18 | 03:31-04:00 | 1 | 1
|  | 1 | 18 | 04:01-04:30 | 1 | 1
|  | 1 | 18 | 04:31-05:00 | 1 | 1
|  | 1 | 18 | 05:01-05:30 | 1 | 1
|  | 1 | 18 | 05:31-06:00 | 1 | 1
|  | 1 | 18 | 06:01-06:30 | 1 | 1
|  | 1 | 18 | 06:31-07:00 | 1 | 1
|  | 1 | 18 | 07:01-07:30 | 1 | 1
|  | 1 | 18 | 07:31-08:00 | 1 | 1
|  | 1 | 18 | 08:01-08:30 | 1 | 1
|  | 1 | 18 | 08:31-09:00 | 1 | 1
|  | 1 | 18 | 09:01-09:30 | 1 | 1
|  | 1 | 18 | 09:31-10:00 | 1 | 1
|  | 1 | 18 | 10:01-10:30 | 1 | 1
|  | 1 | 18 | 10:31-11:00 | 1 | 1
|  | 1 | 18 | 11:01-11:30 | 1 | 1
|  | 1 | 18 | 11:31-12:00 | 1 | 1
|  | 1 | 18 | 12:01-12:30 | 1 | 1
|  | 1 | 18 | 12:31-13:00 | 1 | 1
|  | 1 | 18 | 13:01-13:30 | 1 | 1
|  | 1 | 18 | 13:31-14:00 | 1 | 1
|  | 1 | 18 | 14:01-14:30 | 1 | 1
|  | 1 | 18 | 14:31-15:00 | 1 | 1
|  | 1 | 18 | 15:01-15:30 | 1 | 1
|  | 1 | 18 | 15:31-16:00 | 1 | 1
|  | 1 | 18 | 16:01-16:30 | 1 | 1
|  | 1 | 18 | 16:31-17:00 | 1 | 1
|  | 1 | 18 | 17:01-17:30 | 1 | 1
|  | 1 | 18 | 17:31-18:00 | 1 | 1
|  | 1 | 18 | 18:01-18:30 | 1 | 1
|  | 1 | 18 | 18:31-19:00 | 1 | 1
|  | 1 | 18 | 19:01-19:30 | 1 | 1
|  | 1 | 18 | 19:31-20:00 | 1 | 1
|  | 1 | 18 | 20:01-20:30 | 1 | 1
|  | 1 | 18 | 20:31-21:00 | 1 | 1
|  | 1 | 18 | 21:01-21:30 | 1 | 1
|  | 1 | 18 | 21:31-22:00 | 1 | 1
|  | 1 | 18 | 22:01-22:30 | 1 | 1
|  | 1 | 18 | 22:31-23:00 | 1 | 1
|  | 1 | 18 | 23:01-23:30 | 1 | 1
|  | 1 | 18 | 23:31-00:00 | 1 | 1
|  | 1 | 19 | 00:01-00:30 | 1 | 1
|  | 1 | 19 | 00:31-01:00 | 1 | 1
|  | 1 | 19 | 01:01-01:30 | 1 | 1
|  | 1 | 19 | 01:31-02:00 | 1 | 1
|  | 1 | 19 | 02:01-02:30 | 1 | 1
|  | 1 | 19 | 02:31-03:00 | 1 | 1
|  | 1 | 19 | 03:01-03:30 | 1 | 1
|  | 1 | 19 | 03:31-04:00 | 1 | 1
|  | 1 | 19 | 04:01-04:30 | 1 | 1
|  | 1 | 19 | 04:31-05:00 | 1 | 1
|  | 1 | 19 | 05:01-05:30 | 1 | 1
|  | 1 | 19 | 05:31-06:00 | 1 | 1
|  | 1 | 19 | 06:01-06:30 | 1 | 1
|  | 1 | 19 | 06:31-07:00 | 1 | 1
|  | 1 | 19 | 07:01-07:30 | 1 | 1
|  | 1 | 19 | 07:31-08:00 | 1 | 1
|  | 1 | 19 | 08:01-08:30 | 1 | 1
|  | 1 | 19 | 08:31-09:00 | 1 | 1
|  | 1 | 19 | 09:01-09:30 | 1 | 1
|  | 1 | 19 | 09:31-10:00 | 1 | 1
|  | 1 | 19 | 10:01-10:30 | 1 | 1
|  | 1 | 19 | 10:31-11:00 | 1 | 1
|  | 1 | 19 | 11:01-11:30 | 1 | 1
|  | 1 | 19 | 11:31-12:00 | 1 | 1
|  | 1 | 19 | 12:01-12:30 | 1 | 1
|  | 1 | 19 | 12:31-13:00 | 1 | 1
|  | 1 | 19 | 13:01-13:30 | 1 | 1
|  | 1 | 19 | 13:31-14:00 | 1 | 1
|  | 1 | 19 | 14:01-14:30 | 1 | 1
|  | 1 | 19 | 14:31-15:00 | 1 | 1
|  | 1 | 19 | 15:01-15:30 | 1 | 1
|  | 1 | 19 | 15:31-16:00 | 1 | 1
|  | 1 | 19 | 16:01-16:30 | 1 | 1
|  | 1 | 19 | 16:31-17:00 | 1 | 1
|  | 1 | 19 | 17:01-17:30 | 1 | 1
|  | 1 | 19 | 17:31-18:00 | 1 | 1
|  | 1 | 19 | 18:01-18:30 | 1 | 1
|  | 1 | 19 | 18:31-19:00 | 1 | 1
|  | 1 | 19 | 19:01-19:30 | 1 | 1
|  | 1 | 19 | 19:31-20:00 | 1 | 1
|  | 1 | 19 | 20:01-20:30 | 1 | 1
|  | 1 | 19 | 20:31-21:00 | 1 | 1
|  | 1 | 19 | 21:01-21:30 | 1 | 1
|  | 1 | 19 | 21:31-22:00 | 1 | 1
|  | 1 | 19 | 22:01-22:30 | 1 | 1
|  | 1 | 19 | 22:31-23:00 | 1 | 1
|  | 1 | 19 | 23:01-23:30 | 1 | 1
|  | 1 | 19 | 23:31-00:00 | 1 | 1
|  | 1 | 20 | 00:01-00:30 | 1 | 1
|  | 1 | 20 | 00:31-01:00 | 1 | 1
|  | 1 | 20 | 01:01-01:30 | 1 | 1
|  | 1 | 20 | 01:31-02:00 | 1 | 1
|  | 1 | 20 | 02:01-02:30 | 1 | 1
|  | 1 | 20 | 02:31-03:00 | 1 | 1
|  | 1 | 20 | 03:01-03:30 | 1 | 1
|  | 1 | 20 | 03:31-04:00 | 1 | 1
|  | 1 | 20 | 04:01-04:30 | 1 | 1
|  | 1 | 20 | 04:31-05:00 | 1 | 1
|  | 1 | 20 | 05:01-05:30 | 1 | 1
|  | 1 | 20 | 05:31-06:00 | 1 | 1
|  | 1 | 20 | 06:01-06:30 | 1 | 1
|  | 1 | 20 | 06:31-07:00 | 1 | 1
|  | 1 | 20 | 07:01-07:30 | 1 | 1
|  | 1 | 20 | 07:31-08:00 | 1 | 1
|  | 1 | 20 | 08:01-08:30 | 1 | 1
|  | 1 | 20 | 08:31-09:00 | 1 | 1
|  | 1 | 20 | 09:01-09:30 | 1 | 1
|  | 1 | 20 | 09:31-10:00 | 1 | 1
|  | 1 | 20 | 10:01-10:30 | 1 | 1
|  | 1 | 20 | 10:31-11:00 | 1 | 1
|  | 1 | 20 | 11:01-11:30 | 1 | 1
|  | 1 | 20 | 11:31-12:00 | 1 | 1
|  | 1 | 20 | 12:01-12:30 | 1 | 1
|  | 1 | 20 | 12:31-13:00 | 1 | 1
|  | 1 | 20 | 13:01-13:30 | 1 | 1
|  | 1 | 20 | 13:31-14:00 | 1 | 1
|  | 1 | 20 | 14:01-14:30 | 1 | 1
|  | 1 | 20 | 14:31-15:00 | 1 | 1
|  | 1 | 20 | 15:01-15:30 | 1 | 1
|  | 1 | 20 | 15:31-16:00 | 1 | 1
|  | 1 | 20 | 16:01-16:30 | 1 | 1
|  | 1 | 20 | 16:31-17:00 | 1 | 1
|  | 1 | 20 | 17:01-17:30 | 1 | 1
|  | 1 | 20 | 17:31-18:00 | 1 | 1
|  | 1 | 20 | 18:01-18:30 | 1 | 1
|  | 1 | 20 | 18:31-19:00 | 1 | 1
|  | 1 | 20 | 19:01-19:30 | 1 | 1
|  | 1 | 20 | 19:31-20:00 | 1 | 1
|  | 1 | 20 | 20:01-20:30 | 1 | 1
|  | 1 | 20 | 20:31-21:00 | 1 | 1
|  | 1 | 20 | 21:01-21:30 | 1 | 1
|  | 1 | 20 | 21:31-22:00 | 1 | 1
|  | 1 | 20 | 22:01-22:30 | 1 | 1
|  | 1 | 20 | 22:31-23:00 | 1 | 1
|  | 1 | 20 | 23:01-23:30 | 1 | 1
|  | 1 | 20 | 23:31-00:00 | 1 | 1
|  | 1 | 21 | 00:01-00:30 | 0 | 1
|  | 1 | 21 | 00:31-01:00 | 0 | 1
|  | 1 | 21 | 01:01-01:30 | 0 | 1
|  | 1 | 21 | 01:31-02:00 | 0 | 1
|  | 1 | 21 | 02:01-02:30 | 0 | 1
|  | 1 | 21 | 02:31-03:00 | 0 | 1
|  | 1 | 21 | 03:01-03:30 | 0 | 1
|  | 1 | 21 | 03:31-04:00 | 0 | 1
|  | 1 | 21 | 04:01-04:30 | 0 | 1
|  | 1 | 21 | 04:31-05:00 | 0 | 1
|  | 1 | 21 | 05:01-05:30 | 0 | 1
|  | 1 | 21 | 05:31-06:00 | 0 | 1
|  | 1 | 21 | 06:01-06:30 | 0 | 1
|  | 1 | 21 | 06:31-07:00 | 0 | 1
|  | 1 | 21 | 07:01-07:30 | 0 | 1
|  | 1 | 21 | 07:31-08:00 | 0 | 1
|  | 1 | 21 | 08:01-08:30 | 0 | 1
|  | 1 | 21 | 08:31-09:00 | 0 | 1
|  | 1 | 21 | 09:01-09:30 | 0 | 1
|  | 1 | 21 | 09:31-10:00 | 0 | 1
|  | 1 | 21 | 10:01-10:30 | 0 | 1
|  | 1 | 21 | 10:31-11:00 | 0 | 1
|  | 1 | 21 | 11:01-11:30 | 0 | 1
|  | 1 | 21 | 11:31-12:00 | 0 | 1
|  | 1 | 21 | 12:01-12:30 | 0 | 1
|  | 1 | 21 | 12:31-13:00 | 0 | 1
|  | 1 | 21 | 13:01-13:30 | 0 | 1
|  | 1 | 21 | 13:31-14:00 | 0 | 1
|  | 1 | 21 | 14:01-14:30 | 0 | 1
|  | 1 | 21 | 14:31-15:00 | 0 | 1
|  | 1 | 21 | 15:01-15:30 | 0 | 1
|  | 1 | 21 | 15:31-16:00 | 0 | 1
|  | 1 | 21 | 16:01-16:30 | 0 | 1
|  | 1 | 21 | 16:31-17:00 | 0 | 1
|  | 1 | 21 | 17:01-17:30 | 0 | 1
|  | 1 | 21 | 17:31-18:00 | 0 | 1
|  | 1 | 21 | 18:01-18:30 | 0 | 1
|  | 1 | 21 | 18:31-19:00 | 0 | 1
|  | 1 | 21 | 19:01-19:30 | 0 | 1
|  | 1 | 21 | 19:31-20:00 | 0 | 1
|  | 1 | 21 | 20:01-20:30 | 0 | 1
|  | 1 | 21 | 20:31-21:00 | 0 | 1
|  | 1 | 21 | 21:01-21:30 | 0 | 1
|  | 1 | 21 | 21:31-22:00 | 0 | 1
|  | 1 | 21 | 22:01-22:30 | 0 | 1
|  | 1 | 21 | 22:31-23:00 | 0 | 1
|  | 1 | 21 | 23:01-23:30 | 0 | 1
|  | 1 | 21 | 23:31-00:00 | 0 | 1
|  | 1 | 22 | 00:01-00:30 | 0 | 1
|  | 1 | 22 | 00:31-01:00 | 0 | 1
|  | 1 | 22 | 01:01-01:30 | 0 | 1
|  | 1 | 22 | 01:31-02:00 | 0 | 1
|  | 1 | 22 | 02:01-02:30 | 0 | 1
|  | 1 | 22 | 02:31-03:00 | 0 | 1
|  | 1 | 22 | 03:01-03:30 | 0 | 1
|  | 1 | 22 | 03:31-04:00 | 0 | 1
|  | 1 | 22 | 04:01-04:30 | 0 | 1
|  | 1 | 22 | 04:31-05:00 | 0 | 1
|  | 1 | 22 | 05:01-05:30 | 0 | 1
|  | 1 | 22 | 05:31-06:00 | 0 | 1
|  | 1 | 22 | 06:01-06:30 | 0 | 1
|  | 1 | 22 | 06:31-07:00 | 0 | 1
|  | 1 | 22 | 07:01-07:30 | 0 | 1
|  | 1 | 22 | 07:31-08:00 | 0 | 1
|  | 1 | 22 | 08:01-08:30 | 0 | 1
|  | 1 | 22 | 08:31-09:00 | 0 | 1
|  | 1 | 22 | 09:01-09:30 | 0 | 1
|  | 1 | 22 | 09:31-10:00 | 0 | 1
|  | 1 | 22 | 10:01-10:30 | 0 | 1
|  | 1 | 22 | 10:31-11:00 | 0 | 1
|  | 1 | 22 | 11:01-11:30 | 0 | 1
|  | 1 | 22 | 11:31-12:00 | 0 | 1
|  | 1 | 22 | 12:01-12:30 | 0 | 1
|  | 1 | 22 | 12:31-13:00 | 0 | 1
|  | 1 | 22 | 13:01-13:30 | 0 | 1
|  | 1 | 22 | 13:31-14:00 | 0 | 1
|  | 1 | 22 | 14:01-14:30 | 0 | 1
|  | 1 | 22 | 14:31-15:00 | 0 | 1
|  | 1 | 22 | 15:01-15:30 | 0 | 1
|  | 1 | 22 | 15:31-16:00 | 0 | 1
|  | 1 | 22 | 16:01-16:30 | 0 | 1
|  | 1 | 22 | 16:31-17:00 | 0 | 1
|  | 1 | 22 | 17:01-17:30 | 0 | 1
|  | 1 | 22 | 17:31-18:00 | 0 | 1
|  | 1 | 22 | 18:01-18:30 | 0 | 1
|  | 1 | 22 | 18:31-19:00 | 0 | 1
|  | 1 | 22 | 19:01-19:30 | 0 | 1
|  | 1 | 22 | 19:31-20:00 | 0 | 1
|  | 1 | 22 | 20:01-20:30 | 0 | 1
|  | 1 | 22 | 20:31-21:00 | 0 | 1
|  | 1 | 22 | 21:01-21:30 | 0 | 1
|  | 1 | 22 | 21:31-22:00 | 0 | 1
|  | 1 | 22 | 22:01-22:30 | 0 | 1
|  | 1 | 22 | 22:31-23:00 | 0 | 1
|  | 1 | 22 | 23:01-23:30 | 0 | 1
|  | 1 | 22 | 23:31-00:00 | 0 | 1
|  | 1 | 23 | 00:01-00:30 | 1 | 1
|  | 1 | 23 | 00:31-01:00 | 1 | 1
|  | 1 | 23 | 01:01-01:30 | 1 | 1
|  | 1 | 23 | 01:31-02:00 | 1 | 1
|  | 1 | 23 | 02:01-02:30 | 1 | 1
|  | 1 | 23 | 02:31-03:00 | 1 | 1
|  | 1 | 23 | 03:01-03:30 | 1 | 1
|  | 1 | 23 | 03:31-04:00 | 1 | 1
|  | 1 | 23 | 04:01-04:30 | 1 | 1
|  | 1 | 23 | 04:31-05:00 | 1 | 1
|  | 1 | 23 | 05:01-05:30 | 1 | 1
|  | 1 | 23 | 05:31-06:00 | 1 | 1
|  | 1 | 23 | 06:01-06:30 | 1 | 1
|  | 1 | 23 | 06:31-07:00 | 1 | 1
|  | 1 | 23 | 07:01-07:30 | 1 | 1
|  | 1 | 23 | 07:31-08:00 | 1 | 1
|  | 1 | 23 | 08:01-08:30 | 1 | 1
|  | 1 | 23 | 08:31-09:00 | 1 | 1
|  | 1 | 23 | 09:01-09:30 | 1 | 1
|  | 1 | 23 | 09:31-10:00 | 1 | 1
|  | 1 | 23 | 10:01-10:30 | 1 | 1
|  | 1 | 23 | 10:31-11:00 | 1 | 1
|  | 1 | 23 | 11:01-11:30 | 1 | 1
|  | 1 | 23 | 11:31-12:00 | 1 | 1
|  | 1 | 23 | 12:01-12:30 | 1 | 1
|  | 1 | 23 | 12:31-13:00 | 1 | 1
|  | 1 | 23 | 13:01-13:30 | 1 | 1
|  | 1 | 23 | 13:31-14:00 | 1 | 1
|  | 1 | 23 | 14:01-14:30 | 1 | 1
|  | 1 | 23 | 14:31-15:00 | 1 | 1
|  | 1 | 23 | 15:01-15:30 | 1 | 1
|  | 1 | 23 | 15:31-16:00 | 1 | 1
|  | 1 | 23 | 16:01-16:30 | 1 | 1
|  | 1 | 23 | 16:31-17:00 | 1 | 1
|  | 1 | 23 | 17:01-17:30 | 1 | 1
|  | 1 | 23 | 17:31-18:00 | 1 | 1
|  | 1 | 23 | 18:01-18:30 | 1 | 1
|  | 1 | 23 | 18:31-19:00 | 1 | 1
|  | 1 | 23 | 19:01-19:30 | 1 | 1
|  | 1 | 23 | 19:31-20:00 | 1 | 1
|  | 1 | 23 | 20:01-20:30 | 1 | 1
|  | 1 | 23 | 20:31-21:00 | 1 | 1
|  | 1 | 23 | 21:01-21:30 | 1 | 1
|  | 1 | 23 | 21:31-22:00 | 1 | 1
|  | 1 | 23 | 22:01-22:30 | 1 | 1
|  | 1 | 23 | 22:31-23:00 | 1 | 1
|  | 1 | 23 | 23:01-23:30 | 1 | 1
|  | 1 | 23 | 23:31-00:00 | 1 | 1
|  | 1 | 24 | 00:01-00:30 | 1 | 1
|  | 1 | 24 | 00:31-01:00 | 1 | 1
|  | 1 | 24 | 01:01-01:30 | 1 | 1
|  | 1 | 24 | 01:31-02:00 | 1 | 1
|  | 1 | 24 | 02:01-02:30 | 1 | 1
|  | 1 | 24 | 02:31-03:00 | 1 | 1
|  | 1 | 24 | 03:01-03:30 | 1 | 1
|  | 1 | 24 | 03:31-04:00 | 1 | 1
|  | 1 | 24 | 04:01-04:30 | 1 | 1
|  | 1 | 24 | 04:31-05:00 | 1 | 1
|  | 1 | 24 | 05:01-05:30 | 1 | 1
|  | 1 | 24 | 05:31-06:00 | 1 | 1
|  | 1 | 24 | 06:01-06:30 | 1 | 1
|  | 1 | 24 | 06:31-07:00 | 1 | 1
|  | 1 | 24 | 07:01-07:30 | 1 | 1
|  | 1 | 24 | 07:31-08:00 | 1 | 1
|  | 1 | 24 | 08:01-08:30 | 1 | 1
|  | 1 | 24 | 08:31-09:00 | 1 | 1
|  | 1 | 24 | 09:01-09:30 | 1 | 1
|  | 1 | 24 | 09:31-10:00 | 1 | 1
|  | 1 | 24 | 10:01-10:30 | 1 | 1
|  | 1 | 24 | 10:31-11:00 | 1 | 1
|  | 1 | 24 | 11:01-11:30 | 1 | 1
|  | 1 | 24 | 11:31-12:00 | 1 | 1
|  | 1 | 24 | 12:01-12:30 | 1 | 1
|  | 1 | 24 | 12:31-13:00 | 1 | 1
|  | 1 | 24 | 13:01-13:30 | 1 | 1
|  | 1 | 24 | 13:31-14:00 | 1 | 1
|  | 1 | 24 | 14:01-14:30 | 1 | 1
|  | 1 | 24 | 14:31-15:00 | 1 | 1
|  | 1 | 24 | 15:01-15:30 | 1 | 1
|  | 1 | 24 | 15:31-16:00 | 1 | 1
|  | 1 | 24 | 16:01-16:30 | 1 | 1
|  | 1 | 24 | 16:31-17:00 | 1 | 1
|  | 1 | 24 | 17:01-17:30 | 1 | 1
|  | 1 | 24 | 17:31-18:00 | 1 | 1
|  | 1 | 24 | 18:01-18:30 | 1 | 1
|  | 1 | 24 | 18:31-19:00 | 1 | 1
|  | 1 | 24 | 19:01-19:30 | 1 | 1
|  | 1 | 24 | 19:31-20:00 | 1 | 1
|  | 1 | 24 | 20:01-20:30 | 1 | 1
|  | 1 | 24 | 20:31-21:00 | 1 | 1
|  | 1 | 24 | 21:01-21:30 | 1 | 1
|  | 1 | 24 | 21:31-22:00 | 1 | 1
|  | 1 | 24 | 22:01-22:30 | 1 | 1
|  | 1 | 24 | 22:31-23:00 | 1 | 1
|  | 1 | 24 | 23:01-23:30 | 1 | 1
|  | 1 | 24 | 23:31-00:00 | 1 | 1
|  | 1 | 25 | 00:01-00:30 | 1 | 1
|  | 1 | 25 | 00:31-01:00 | 1 | 1
|  | 1 | 25 | 01:01-01:30 | 1 | 1
|  | 1 | 25 | 01:31-02:00 | 1 | 1
|  | 1 | 25 | 02:01-02:30 | 1 | 1
|  | 1 | 25 | 02:31-03:00 | 1 | 1
|  | 1 | 25 | 03:01-03:30 | 1 | 1
|  | 1 | 25 | 03:31-04:00 | 1 | 1
|  | 1 | 25 | 04:01-04:30 | 1 | 1
|  | 1 | 25 | 04:31-05:00 | 1 | 1
|  | 1 | 25 | 05:01-05:30 | 1 | 1
|  | 1 | 25 | 05:31-06:00 | 1 | 1
|  | 1 | 25 | 06:01-06:30 | 1 | 1
|  | 1 | 25 | 06:31-07:00 | 1 | 1
|  | 1 | 25 | 07:01-07:30 | 1 | 1
|  | 1 | 25 | 07:31-08:00 | 1 | 1
|  | 1 | 25 | 08:01-08:30 | 1 | 1
|  | 1 | 25 | 08:31-09:00 | 1 | 1
|  | 1 | 25 | 09:01-09:30 | 1 | 1
|  | 1 | 25 | 09:31-10:00 | 1 | 1
|  | 1 | 25 | 10:01-10:30 | 1 | 1
|  | 1 | 25 | 10:31-11:00 | 1 | 1
|  | 1 | 25 | 11:01-11:30 | 1 | 1
|  | 1 | 25 | 11:31-12:00 | 1 | 1
|  | 1 | 25 | 12:01-12:30 | 1 | 1
|  | 1 | 25 | 12:31-13:00 | 1 | 1
|  | 1 | 25 | 13:01-13:30 | 1 | 1
|  | 1 | 25 | 13:31-14:00 | 1 | 1
|  | 1 | 25 | 14:01-14:30 | 1 | 1
|  | 1 | 25 | 14:31-15:00 | 1 | 1
|  | 1 | 25 | 15:01-15:30 | 1 | 1
|  | 1 | 25 | 15:31-16:00 | 1 | 1
|  | 1 | 25 | 16:01-16:30 | 1 | 1
|  | 1 | 25 | 16:31-17:00 | 1 | 1
|  | 1 | 25 | 17:01-17:30 | 1 | 1
|  | 1 | 25 | 17:31-18:00 | 1 | 1
|  | 1 | 25 | 18:01-18:30 | 1 | 1
|  | 1 | 25 | 18:31-19:00 | 1 | 1
|  | 1 | 25 | 19:01-19:30 | 1 | 1
|  | 1 | 25 | 19:31-20:00 | 1 | 1
|  | 1 | 25 | 20:01-20:30 | 1 | 1
|  | 1 | 25 | 20:31-21:00 | 1 | 1
|  | 1 | 25 | 21:01-21:30 | 1 | 1
|  | 1 | 25 | 21:31-22:00 | 1 | 1
|  | 1 | 25 | 22:01-22:30 | 1 | 1
|  | 1 | 25 | 22:31-23:00 | 1 | 1
|  | 1 | 25 | 23:01-23:30 | 1 | 1
|  | 1 | 25 | 23:31-00:00 | 1 | 1
|  | 1 | 26 | 00:01-00:30 | 1 | 1
|  | 1 | 26 | 00:31-01:00 | 1 | 1
|  | 1 | 26 | 01:01-01:30 | 1 | 1
|  | 1 | 26 | 01:31-02:00 | 1 | 1
|  | 1 | 26 | 02:01-02:30 | 1 | 1
|  | 1 | 26 | 02:31-03:00 | 1 | 1
|  | 1 | 26 | 03:01-03:30 | 1 | 1
|  | 1 | 26 | 03:31-04:00 | 1 | 1
|  | 1 | 26 | 04:01-04:30 | 1 | 1
|  | 1 | 26 | 04:31-05:00 | 1 | 1
|  | 1 | 26 | 05:01-05:30 | 1 | 1
|  | 1 | 26 | 05:31-06:00 | 1 | 1
|  | 1 | 26 | 06:01-06:30 | 1 | 1
|  | 1 | 26 | 06:31-07:00 | 1 | 1
|  | 1 | 26 | 07:01-07:30 | 1 | 1
|  | 1 | 26 | 07:31-08:00 | 1 | 1
|  | 1 | 26 | 08:01-08:30 | 1 | 1
|  | 1 | 26 | 08:31-09:00 | 1 | 1
|  | 1 | 26 | 09:01-09:30 | 1 | 1
|  | 1 | 26 | 09:31-10:00 | 1 | 1
|  | 1 | 26 | 10:01-10:30 | 1 | 1
|  | 1 | 26 | 10:31-11:00 | 1 | 1
|  | 1 | 26 | 11:01-11:30 | 1 | 1
|  | 1 | 26 | 11:31-12:00 | 1 | 1
|  | 1 | 26 | 12:01-12:30 | 1 | 1
|  | 1 | 26 | 12:31-13:00 | 1 | 1
|  | 1 | 26 | 13:01-13:30 | 1 | 1
|  | 1 | 26 | 13:31-14:00 | 1 | 1
|  | 1 | 26 | 14:01-14:30 | 1 | 1
|  | 1 | 26 | 14:31-15:00 | 1 | 1
|  | 1 | 26 | 15:01-15:30 | 1 | 1
|  | 1 | 26 | 15:31-16:00 | 1 | 1
|  | 1 | 26 | 16:01-16:30 | 1 | 1
|  | 1 | 26 | 16:31-17:00 | 1 | 1
|  | 1 | 26 | 17:01-17:30 | 1 | 1
|  | 1 | 26 | 17:31-18:00 | 1 | 1
|  | 1 | 26 | 18:01-18:30 | 1 | 1
|  | 1 | 26 | 18:31-19:00 | 1 | 1
|  | 1 | 26 | 19:01-19:30 | 1 | 1
|  | 1 | 26 | 19:31-20:00 | 1 | 1
|  | 1 | 26 | 20:01-20:30 | 1 | 1
|  | 1 | 26 | 20:31-21:00 | 1 | 1
|  | 1 | 26 | 21:01-21:30 | 1 | 1
|  | 1 | 26 | 21:31-22:00 | 1 | 1
|  | 1 | 26 | 22:01-22:30 | 1 | 1
|  | 1 | 26 | 22:31-23:00 | 1 | 1
|  | 1 | 26 | 23:01-23:30 | 1 | 1
|  | 1 | 26 | 23:31-00:00 | 1 | 1
|  | 1 | 27 | 00:01-00:30 | 1 | 1
|  | 1 | 27 | 00:31-01:00 | 1 | 1
|  | 1 | 27 | 01:01-01:30 | 1 | 1
|  | 1 | 27 | 01:31-02:00 | 1 | 1
|  | 1 | 27 | 02:01-02:30 | 1 | 1
|  | 1 | 27 | 02:31-03:00 | 1 | 1
|  | 1 | 27 | 03:01-03:30 | 1 | 1
|  | 1 | 27 | 03:31-04:00 | 1 | 1
|  | 1 | 27 | 04:01-04:30 | 1 | 1
|  | 1 | 27 | 04:31-05:00 | 1 | 1
|  | 1 | 27 | 05:01-05:30 | 1 | 1
|  | 1 | 27 | 05:31-06:00 | 1 | 1
|  | 1 | 27 | 06:01-06:30 | 1 | 1
|  | 1 | 27 | 06:31-07:00 | 1 | 1
|  | 1 | 27 | 07:01-07:30 | 1 | 1
|  | 1 | 27 | 07:31-08:00 | 1 | 1
|  | 1 | 27 | 08:01-08:30 | 1 | 1
|  | 1 | 27 | 08:31-09:00 | 1 | 1
|  | 1 | 27 | 09:01-09:30 | 1 | 1
|  | 1 | 27 | 09:31-10:00 | 1 | 1
|  | 1 | 27 | 10:01-10:30 | 1 | 1
|  | 1 | 27 | 10:31-11:00 | 1 | 1
|  | 1 | 27 | 11:01-11:30 | 1 | 1
|  | 1 | 27 | 11:31-12:00 | 1 | 1
|  | 1 | 27 | 12:01-12:30 | 1 | 1
|  | 1 | 27 | 12:31-13:00 | 1 | 1
|  | 1 | 27 | 13:01-13:30 | 1 | 1
|  | 1 | 27 | 13:31-14:00 | 1 | 1
|  | 1 | 27 | 14:01-14:30 | 1 | 1
|  | 1 | 27 | 14:31-15:00 | 1 | 1
|  | 1 | 27 | 15:01-15:30 | 1 | 1
|  | 1 | 27 | 15:31-16:00 | 1 | 1
|  | 1 | 27 | 16:01-16:30 | 1 | 1
|  | 1 | 27 | 16:31-17:00 | 1 | 1
|  | 1 | 27 | 17:01-17:30 | 1 | 1
|  | 1 | 27 | 17:31-18:00 | 1 | 1
|  | 1 | 27 | 18:01-18:30 | 1 | 1
|  | 1 | 27 | 18:31-19:00 | 1 | 1
|  | 1 | 27 | 19:01-19:30 | 1 | 1
|  | 1 | 27 | 19:31-20:00 | 1 | 1
|  | 1 | 27 | 20:01-20:30 | 1 | 1
|  | 1 | 27 | 20:31-21:00 | 1 | 1
|  | 1 | 27 | 21:01-21:30 | 1 | 1
|  | 1 | 27 | 21:31-22:00 | 1 | 1
|  | 1 | 27 | 22:01-22:30 | 1 | 1
|  | 1 | 27 | 22:31-23:00 | 1 | 1
|  | 1 | 27 | 23:01-23:30 | 1 | 1
|  | 1 | 27 | 23:31-00:00 | 1 | 1
|  | 1 | 28 | 00:01-00:30 | 0 | 1
|  | 1 | 28 | 00:31-01:00 | 0 | 1
|  | 1 | 28 | 01:01-01:30 | 0 | 1
|  | 1 | 28 | 01:31-02:00 | 0 | 1
|  | 1 | 28 | 02:01-02:30 | 0 | 1
|  | 1 | 28 | 02:31-03:00 | 0 | 1
|  | 1 | 28 | 03:01-03:30 | 0 | 1
|  | 1 | 28 | 03:31-04:00 | 0 | 1
|  | 1 | 28 | 04:01-04:30 | 0 | 1
|  | 1 | 28 | 04:31-05:00 | 0 | 1
|  | 1 | 28 | 05:01-05:30 | 0 | 1
|  | 1 | 28 | 05:31-06:00 | 0 | 1
|  | 1 | 28 | 06:01-06:30 | 0 | 1
|  | 1 | 28 | 06:31-07:00 | 0 | 1
|  | 1 | 28 | 07:01-07:30 | 0 | 1
|  | 1 | 28 | 07:31-08:00 | 0 | 1
|  | 1 | 28 | 08:01-08:30 | 0 | 1
|  | 1 | 28 | 08:31-09:00 | 0 | 1
|  | 1 | 28 | 09:01-09:30 | 0 | 1
|  | 1 | 28 | 09:31-10:00 | 0 | 1
|  | 1 | 28 | 10:01-10:30 | 0 | 1
|  | 1 | 28 | 10:31-11:00 | 0 | 1
|  | 1 | 28 | 11:01-11:30 | 0 | 1
|  | 1 | 28 | 11:31-12:00 | 0 | 1
|  | 1 | 28 | 12:01-12:30 | 0 | 1
|  | 1 | 28 | 12:31-13:00 | 0 | 1
|  | 1 | 28 | 13:01-13:30 | 0 | 1
|  | 1 | 28 | 13:31-14:00 | 0 | 1
|  | 1 | 28 | 14:01-14:30 | 0 | 1
|  | 1 | 28 | 14:31-15:00 | 0 | 1
|  | 1 | 28 | 15:01-15:30 | 0 | 1
|  | 1 | 28 | 15:31-16:00 | 0 | 1
|  | 1 | 28 | 16:01-16:30 | 0 | 1
|  | 1 | 28 | 16:31-17:00 | 0 | 1
|  | 1 | 28 | 17:01-17:30 | 0 | 1
|  | 1 | 28 | 17:31-18:00 | 0 | 1
|  | 1 | 28 | 18:01-18:30 | 0 | 1
|  | 1 | 28 | 18:31-19:00 | 0 | 1
|  | 1 | 28 | 19:01-19:30 | 0 | 1
|  | 1 | 28 | 19:31-20:00 | 0 | 1
|  | 1 | 28 | 20:01-20:30 | 0 | 1
|  | 1 | 28 | 20:31-21:00 | 0 | 1
|  | 1 | 28 | 21:01-21:30 | 0 | 1
|  | 1 | 28 | 21:31-22:00 | 0 | 1
|  | 1 | 28 | 22:01-22:30 | 0 | 1
|  | 1 | 28 | 22:31-23:00 | 0 | 1
|  | 1 | 28 | 23:01-23:30 | 0 | 1
|  | 1 | 28 | 23:31-00:00 | 0 | 1
|  | 1 | 29 | 00:01-00:30 | 0 | 1
|  | 1 | 29 | 00:31-01:00 | 0 | 1
|  | 1 | 29 | 01:01-01:30 | 0 | 1
|  | 1 | 29 | 01:31-02:00 | 0 | 1
|  | 1 | 29 | 02:01-02:30 | 0 | 1
|  | 1 | 29 | 02:31-03:00 | 0 | 1
|  | 1 | 29 | 03:01-03:30 | 0 | 1
|  | 1 | 29 | 03:31-04:00 | 0 | 1
|  | 1 | 29 | 04:01-04:30 | 0 | 1
|  | 1 | 29 | 04:31-05:00 | 0 | 1
|  | 1 | 29 | 05:01-05:30 | 0 | 1
|  | 1 | 29 | 05:31-06:00 | 0 | 1
|  | 1 | 29 | 06:01-06:30 | 0 | 1
|  | 1 | 29 | 06:31-07:00 | 0 | 1
|  | 1 | 29 | 07:01-07:30 | 0 | 1
|  | 1 | 29 | 07:31-08:00 | 0 | 1
|  | 1 | 29 | 08:01-08:30 | 0 | 1
|  | 1 | 29 | 08:31-09:00 | 0 | 1
|  | 1 | 29 | 09:01-09:30 | 0 | 1
|  | 1 | 29 | 09:31-10:00 | 0 | 1
|  | 1 | 29 | 10:01-10:30 | 0 | 1
|  | 1 | 29 | 10:31-11:00 | 0 | 1
|  | 1 | 29 | 11:01-11:30 | 0 | 1
|  | 1 | 29 | 11:31-12:00 | 0 | 1
|  | 1 | 29 | 12:01-12:30 | 0 | 1
|  | 1 | 29 | 12:31-13:00 | 0 | 1
|  | 1 | 29 | 13:01-13:30 | 0 | 1
|  | 1 | 29 | 13:31-14:00 | 0 | 1
|  | 1 | 29 | 14:01-14:30 | 0 | 1
|  | 1 | 29 | 14:31-15:00 | 0 | 1
|  | 1 | 29 | 15:01-15:30 | 0 | 1
|  | 1 | 29 | 15:31-16:00 | 0 | 1
|  | 1 | 29 | 16:01-16:30 | 0 | 1
|  | 1 | 29 | 16:31-17:00 | 0 | 1
|  | 1 | 29 | 17:01-17:30 | 0 | 1
|  | 1 | 29 | 17:31-18:00 | 0 | 1
|  | 1 | 29 | 18:01-18:30 | 0 | 1
|  | 1 | 29 | 18:31-19:00 | 0 | 1
|  | 1 | 29 | 19:01-19:30 | 0 | 1
|  | 1 | 29 | 19:31-20:00 | 0 | 1
|  | 1 | 29 | 20:01-20:30 | 0 | 1
|  | 1 | 29 | 20:31-21:00 | 0 | 1
|  | 1 | 29 | 21:01-21:30 | 0 | 1
|  | 1 | 29 | 21:31-22:00 | 0 | 1
|  | 1 | 29 | 22:01-22:30 | 0 | 1
|  | 1 | 29 | 22:31-23:00 | 0 | 1
|  | 1 | 29 | 23:01-23:30 | 0 | 1
|  | 1 | 29 | 23:31-00:00 | 0 | 1
|  | 1 | 30 | 00:01-00:30 | 1 | 1
|  | 1 | 30 | 00:31-01:00 | 1 | 1
|  | 1 | 30 | 01:01-01:30 | 1 | 1
|  | 1 | 30 | 01:31-02:00 | 1 | 1
|  | 1 | 30 | 02:01-02:30 | 1 | 1
|  | 1 | 30 | 02:31-03:00 | 1 | 1
|  | 1 | 30 | 03:01-03:30 | 1 | 1
|  | 1 | 30 | 03:31-04:00 | 1 | 1
|  | 1 | 30 | 04:01-04:30 | 1 | 1
|  | 1 | 30 | 04:31-05:00 | 1 | 1
|  | 1 | 30 | 05:01-05:30 | 1 | 1
|  | 1 | 30 | 05:31-06:00 | 1 | 1
|  | 1 | 30 | 06:01-06:30 | 1 | 1
|  | 1 | 30 | 06:31-07:00 | 1 | 1
|  | 1 | 30 | 07:01-07:30 | 1 | 1
|  | 1 | 30 | 07:31-08:00 | 1 | 1
|  | 1 | 30 | 08:01-08:30 | 1 | 1
|  | 1 | 30 | 08:31-09:00 | 1 | 1
|  | 1 | 30 | 09:01-09:30 | 1 | 1
|  | 1 | 30 | 09:31-10:00 | 1 | 1
|  | 1 | 30 | 10:01-10:30 | 1 | 1
|  | 1 | 30 | 10:31-11:00 | 1 | 1
|  | 1 | 30 | 11:01-11:30 | 1 | 1
|  | 1 | 30 | 11:31-12:00 | 1 | 1
|  | 1 | 30 | 12:01-12:30 | 1 | 1
|  | 1 | 30 | 12:31-13:00 | 1 | 1
|  | 1 | 30 | 13:01-13:30 | 1 | 1
|  | 1 | 30 | 13:31-14:00 | 1 | 1
|  | 1 | 30 | 14:01-14:30 | 1 | 1
|  | 1 | 30 | 14:31-15:00 | 1 | 1
|  | 1 | 30 | 15:01-15:30 | 1 | 1
|  | 1 | 30 | 15:31-16:00 | 1 | 1
|  | 1 | 30 | 16:01-16:30 | 1 | 1
|  | 1 | 30 | 16:31-17:00 | 1 | 1
|  | 1 | 30 | 17:01-17:30 | 1 | 1
|  | 1 | 30 | 17:31-18:00 | 1 | 1
|  | 1 | 30 | 18:01-18:30 | 1 | 1
|  | 1 | 30 | 18:31-19:00 | 1 | 1
|  | 1 | 30 | 19:01-19:30 | 1 | 1
|  | 1 | 30 | 19:31-20:00 | 1 | 1
|  | 1 | 30 | 20:01-20:30 | 1 | 1
|  | 1 | 30 | 20:31-21:00 | 1 | 1
|  | 1 | 30 | 21:01-21:30 | 1 | 1
|  | 1 | 30 | 21:31-22:00 | 1 | 1
|  | 1 | 30 | 22:01-22:30 | 1 | 1
|  | 1 | 30 | 22:31-23:00 | 1 | 1
|  | 1 | 30 | 23:01-23:30 | 1 | 1
|  | 1 | 30 | 23:31-00:00 | 1 | 1
|  | 1 | 31 | 00:01-00:30 | 1 | 1
|  | 1 | 31 | 00:31-01:00 | 1 | 1
|  | 1 | 31 | 01:01-01:30 | 1 | 1
|  | 1 | 31 | 01:31-02:00 | 1 | 1
|  | 1 | 31 | 02:01-02:30 | 1 | 1
|  | 1 | 31 | 02:31-03:00 | 1 | 1
|  | 1 | 31 | 03:01-03:30 | 1 | 1
|  | 1 | 31 | 03:31-04:00 | 1 | 1
|  | 1 | 31 | 04:01-04:30 | 1 | 1
|  | 1 | 31 | 04:31-05:00 | 1 | 1
|  | 1 | 31 | 05:01-05:30 | 1 | 1
|  | 1 | 31 | 05:31-06:00 | 1 | 1
|  | 1 | 31 | 06:01-06:30 | 1 | 1
|  | 1 | 31 | 06:31-07:00 | 1 | 1
|  | 1 | 31 | 07:01-07:30 | 1 | 1
|  | 1 | 31 | 07:31-08:00 | 1 | 1
|  | 1 | 31 | 08:01-08:30 | 1 | 1
|  | 1 | 31 | 08:31-09:00 | 1 | 1
|  | 1 | 31 | 09:01-09:30 | 1 | 1
|  | 1 | 31 | 09:31-10:00 | 1 | 1
|  | 1 | 31 | 10:01-10:30 | 1 | 1
|  | 1 | 31 | 10:31-11:00 | 1 | 1
|  | 1 | 31 | 11:01-11:30 | 1 | 1
|  | 1 | 31 | 11:31-12:00 | 1 | 1
|  | 1 | 31 | 12:01-12:30 | 1 | 1
|  | 1 | 31 | 12:31-13:00 | 1 | 1
|  | 1 | 31 | 13:01-13:30 | 1 | 1
|  | 1 | 31 | 13:31-14:00 | 1 | 1
|  | 1 | 31 | 14:01-14:30 | 1 | 1
|  | 1 | 31 | 14:31-15:00 | 1 | 1
|  | 1 | 31 | 15:01-15:30 | 1 | 1
|  | 1 | 31 | 15:31-16:00 | 1 | 1
|  | 1 | 31 | 16:01-16:30 | 1 | 1
|  | 1 | 31 | 16:31-17:00 | 1 | 1
|  | 1 | 31 | 17:01-17:30 | 1 | 1
|  | 1 | 31 | 17:31-18:00 | 1 | 1
|  | 1 | 31 | 18:01-18:30 | 1 | 1
|  | 1 | 31 | 18:31-19:00 | 1 | 1
|  | 1 | 31 | 19:01-19:30 | 1 | 1
|  | 1 | 31 | 19:31-20:00 | 1 | 1
|  | 1 | 31 | 20:01-20:30 | 1 | 1
|  | 1 | 31 | 20:31-21:00 | 1 | 1
|  | 1 | 31 | 21:01-21:30 | 1 | 1
|  | 1 | 31 | 21:31-22:00 | 1 | 1
|  | 1 | 31 | 22:01-22:30 | 1 | 1
|  | 1 | 31 | 22:31-23:00 | 1 | 1
|  | 1 | 31 | 23:01-23:30 | 1 | 1
|  | 1 | 31 | 23:31-00:00 | 1 | 1
|  | 2 | 1 | 00:01-00:30 | 1 | 1
|  | 2 | 1 | 00:31-01:00 | 1 | 1
|  | 2 | 1 | 01:01-01:30 | 1 | 1
|  | 2 | 1 | 01:31-02:00 | 1 | 1
|  | 2 | 1 | 02:01-02:30 | 1 | 1
|  | 2 | 1 | 02:31-03:00 | 1 | 1
|  | 2 | 1 | 03:01-03:30 | 1 | 1
|  | 2 | 1 | 03:31-04:00 | 1 | 1
|  | 2 | 1 | 04:01-04:30 | 1 | 1
|  | 2 | 1 | 04:31-05:00 | 1 | 1
|  | 2 | 1 | 05:01-05:30 | 1 | 1
|  | 2 | 1 | 05:31-06:00 | 1 | 1
|  | 2 | 1 | 06:01-06:30 | 1 | 1
|  | 2 | 1 | 06:31-07:00 | 1 | 1
|  | 2 | 1 | 07:01-07:30 | 1 | 1
|  | 2 | 1 | 07:31-08:00 | 1 | 1
|  | 2 | 1 | 08:01-08:30 | 1 | 1
|  | 2 | 1 | 08:31-09:00 | 1 | 1
|  | 2 | 1 | 09:01-09:30 | 1 | 1
|  | 2 | 1 | 09:31-10:00 | 1 | 1
|  | 2 | 1 | 10:01-10:30 | 1 | 1
|  | 2 | 1 | 10:31-11:00 | 1 | 1
|  | 2 | 1 | 11:01-11:30 | 1 | 1
|  | 2 | 1 | 11:31-12:00 | 1 | 1
|  | 2 | 1 | 12:01-12:30 | 1 | 1
|  | 2 | 1 | 12:31-13:00 | 1 | 1
|  | 2 | 1 | 13:01-13:30 | 1 | 1
|  | 2 | 1 | 13:31-14:00 | 1 | 1
|  | 2 | 1 | 14:01-14:30 | 1 | 1
|  | 2 | 1 | 14:31-15:00 | 1 | 1
|  | 2 | 1 | 15:01-15:30 | 1 | 1
|  | 2 | 1 | 15:31-16:00 | 1 | 1
|  | 2 | 1 | 16:01-16:30 | 1 | 1
|  | 2 | 1 | 16:31-17:00 | 1 | 1
|  | 2 | 1 | 17:01-17:30 | 1 | 1
|  | 2 | 1 | 17:31-18:00 | 1 | 1
|  | 2 | 1 | 18:01-18:30 | 1 | 1
|  | 2 | 1 | 18:31-19:00 | 1 | 1
|  | 2 | 1 | 19:01-19:30 | 1 | 1
|  | 2 | 1 | 19:31-20:00 | 1 | 1
|  | 2 | 1 | 20:01-20:30 | 1 | 1
|  | 2 | 1 | 20:31-21:00 | 1 | 1
|  | 2 | 1 | 21:01-21:30 | 1 | 1
|  | 2 | 1 | 21:31-22:00 | 1 | 1
|  | 2 | 1 | 22:01-22:30 | 1 | 1
|  | 2 | 1 | 22:31-23:00 | 1 | 1
|  | 2 | 1 | 23:01-23:30 | 1 | 1
|  | 2 | 1 | 23:31-00:00 | 1 | 1
|  | 2 | 2 | 00:01-00:30 | 1 | 1
|  | 2 | 2 | 00:31-01:00 | 1 | 1
|  | 2 | 2 | 01:01-01:30 | 1 | 1
|  | 2 | 2 | 01:31-02:00 | 1 | 1
|  | 2 | 2 | 02:01-02:30 | 1 | 1
|  | 2 | 2 | 02:31-03:00 | 1 | 1
|  | 2 | 2 | 03:01-03:30 | 1 | 1
|  | 2 | 2 | 03:31-04:00 | 1 | 1
|  | 2 | 2 | 04:01-04:30 | 1 | 1
|  | 2 | 2 | 04:31-05:00 | 1 | 1
|  | 2 | 2 | 05:01-05:30 | 1 | 1
|  | 2 | 2 | 05:31-06:00 | 1 | 1
|  | 2 | 2 | 06:01-06:30 | 1 | 1
|  | 2 | 2 | 06:31-07:00 | 1 | 1
|  | 2 | 2 | 07:01-07:30 | 1 | 1
|  | 2 | 2 | 07:31-08:00 | 1 | 1
|  | 2 | 2 | 08:01-08:30 | 1 | 1
|  | 2 | 2 | 08:31-09:00 | 1 | 1
|  | 2 | 2 | 09:01-09:30 | 1 | 1
|  | 2 | 2 | 09:31-10:00 | 1 | 1
|  | 2 | 2 | 10:01-10:30 | 1 | 1
|  | 2 | 2 | 10:31-11:00 | 1 | 1
|  | 2 | 2 | 11:01-11:30 | 1 | 1
|  | 2 | 2 | 11:31-12:00 | 1 | 1
|  | 2 | 2 | 12:01-12:30 | 1 | 1
|  | 2 | 2 | 12:31-13:00 | 1 | 1
|  | 2 | 2 | 13:01-13:30 | 1 | 1
|  | 2 | 2 | 13:31-14:00 | 1 | 1
|  | 2 | 2 | 14:01-14:30 | 1 | 1
|  | 2 | 2 | 14:31-15:00 | 1 | 1
|  | 2 | 2 | 15:01-15:30 | 1 | 1
|  | 2 | 2 | 15:31-16:00 | 1 | 1
|  | 2 | 2 | 16:01-16:30 | 1 | 1
|  | 2 | 2 | 16:31-17:00 | 1 | 1
|  | 2 | 2 | 17:01-17:30 | 1 | 1
|  | 2 | 2 | 17:31-18:00 | 1 | 1
|  | 2 | 2 | 18:01-18:30 | 1 | 1
|  | 2 | 2 | 18:31-19:00 | 1 | 1
|  | 2 | 2 | 19:01-19:30 | 1 | 1
|  | 2 | 2 | 19:31-20:00 | 1 | 1
|  | 2 | 2 | 20:01-20:30 | 1 | 1
|  | 2 | 2 | 20:31-21:00 | 1 | 1
|  | 2 | 2 | 21:01-21:30 | 1 | 1
|  | 2 | 2 | 21:31-22:00 | 1 | 1
|  | 2 | 2 | 22:01-22:30 | 1 | 1
|  | 2 | 2 | 22:31-23:00 | 1 | 1
|  | 2 | 2 | 23:01-23:30 | 1 | 1
|  | 2 | 2 | 23:31-00:00 | 1 | 1
|  | 2 | 3 | 00:01-00:30 | 1 | 1
|  | 2 | 3 | 00:31-01:00 | 1 | 1
|  | 2 | 3 | 01:01-01:30 | 1 | 1
|  | 2 | 3 | 01:31-02:00 | 1 | 1
|  | 2 | 3 | 02:01-02:30 | 1 | 1
|  | 2 | 3 | 02:31-03:00 | 1 | 1
|  | 2 | 3 | 03:01-03:30 | 1 | 1
|  | 2 | 3 | 03:31-04:00 | 1 | 1
|  | 2 | 3 | 04:01-04:30 | 1 | 1
|  | 2 | 3 | 04:31-05:00 | 1 | 1
|  | 2 | 3 | 05:01-05:30 | 1 | 1
|  | 2 | 3 | 05:31-06:00 | 1 | 1
|  | 2 | 3 | 06:01-06:30 | 1 | 1
|  | 2 | 3 | 06:31-07:00 | 1 | 1
|  | 2 | 3 | 07:01-07:30 | 1 | 1
|  | 2 | 3 | 07:31-08:00 | 1 | 1
|  | 2 | 3 | 08:01-08:30 | 1 | 1
|  | 2 | 3 | 08:31-09:00 | 1 | 1
|  | 2 | 3 | 09:01-09:30 | 1 | 1
|  | 2 | 3 | 09:31-10:00 | 1 | 1
|  | 2 | 3 | 10:01-10:30 | 1 | 1
|  | 2 | 3 | 10:31-11:00 | 1 | 1
|  | 2 | 3 | 11:01-11:30 | 1 | 1
|  | 2 | 3 | 11:31-12:00 | 1 | 1
|  | 2 | 3 | 12:01-12:30 | 1 | 1
|  | 2 | 3 | 12:31-13:00 | 1 | 1
|  | 2 | 3 | 13:01-13:30 | 1 | 1
|  | 2 | 3 | 13:31-14:00 | 1 | 1
|  | 2 | 3 | 14:01-14:30 | 1 | 1
|  | 2 | 3 | 14:31-15:00 | 1 | 1
|  | 2 | 3 | 15:01-15:30 | 1 | 1
|  | 2 | 3 | 15:31-16:00 | 1 | 1
|  | 2 | 3 | 16:01-16:30 | 1 | 1
|  | 2 | 3 | 16:31-17:00 | 1 | 1
|  | 2 | 3 | 17:01-17:30 | 1 | 1
|  | 2 | 3 | 17:31-18:00 | 1 | 1
|  | 2 | 3 | 18:01-18:30 | 1 | 1
|  | 2 | 3 | 18:31-19:00 | 1 | 1
|  | 2 | 3 | 19:01-19:30 | 1 | 1
|  | 2 | 3 | 19:31-20:00 | 1 | 1
|  | 2 | 3 | 20:01-20:30 | 1 | 1
|  | 2 | 3 | 20:31-21:00 | 1 | 1
|  | 2 | 3 | 21:01-21:30 | 1 | 1
|  | 2 | 3 | 21:31-22:00 | 1 | 1
|  | 2 | 3 | 22:01-22:30 | 1 | 1
|  | 2 | 3 | 22:31-23:00 | 1 | 1
|  | 2 | 3 | 23:01-23:30 | 1 | 1
|  | 2 | 3 | 23:31-00:00 | 1 | 1
|  | 2 | 4 | 00:01-00:30 | 0 | 1
|  | 2 | 4 | 00:31-01:00 | 0 | 1
|  | 2 | 4 | 01:01-01:30 | 0 | 1
|  | 2 | 4 | 01:31-02:00 | 0 | 1
|  | 2 | 4 | 02:01-02:30 | 0 | 1
|  | 2 | 4 | 02:31-03:00 | 0 | 1
|  | 2 | 4 | 03:01-03:30 | 0 | 1
|  | 2 | 4 | 03:31-04:00 | 0 | 1
|  | 2 | 4 | 04:01-04:30 | 0 | 1
|  | 2 | 4 | 04:31-05:00 | 0 | 1
|  | 2 | 4 | 05:01-05:30 | 0 | 1
|  | 2 | 4 | 05:31-06:00 | 0 | 1
|  | 2 | 4 | 06:01-06:30 | 0 | 1
|  | 2 | 4 | 06:31-07:00 | 0 | 1
|  | 2 | 4 | 07:01-07:30 | 0 | 1
|  | 2 | 4 | 07:31-08:00 | 0 | 1
|  | 2 | 4 | 08:01-08:30 | 0 | 1
|  | 2 | 4 | 08:31-09:00 | 0 | 1
|  | 2 | 4 | 09:01-09:30 | 0 | 1
|  | 2 | 4 | 09:31-10:00 | 0 | 1
|  | 2 | 4 | 10:01-10:30 | 0 | 1
|  | 2 | 4 | 10:31-11:00 | 0 | 1
|  | 2 | 4 | 11:01-11:30 | 0 | 1
|  | 2 | 4 | 11:31-12:00 | 0 | 1
|  | 2 | 4 | 12:01-12:30 | 0 | 1
|  | 2 | 4 | 12:31-13:00 | 0 | 1
|  | 2 | 4 | 13:01-13:30 | 0 | 1
|  | 2 | 4 | 13:31-14:00 | 0 | 1
|  | 2 | 4 | 14:01-14:30 | 0 | 1
|  | 2 | 4 | 14:31-15:00 | 0 | 1
|  | 2 | 4 | 15:01-15:30 | 0 | 1
|  | 2 | 4 | 15:31-16:00 | 0 | 1
|  | 2 | 4 | 16:01-16:30 | 0 | 1
|  | 2 | 4 | 16:31-17:00 | 0 | 1
|  | 2 | 4 | 17:01-17:30 | 0 | 1
|  | 2 | 4 | 17:31-18:00 | 0 | 1
|  | 2 | 4 | 18:01-18:30 | 0 | 1
|  | 2 | 4 | 18:31-19:00 | 0 | 1
|  | 2 | 4 | 19:01-19:30 | 0 | 1
|  | 2 | 4 | 19:31-20:00 | 0 | 1
|  | 2 | 4 | 20:01-20:30 | 0 | 1
|  | 2 | 4 | 20:31-21:00 | 0 | 1
|  | 2 | 4 | 21:01-21:30 | 0 | 1
|  | 2 | 4 | 21:31-22:00 | 0 | 1
|  | 2 | 4 | 22:01-22:30 | 0 | 1
|  | 2 | 4 | 22:31-23:00 | 0 | 1
|  | 2 | 4 | 23:01-23:30 | 0 | 1
|  | 2 | 4 | 23:31-00:00 | 0 | 1
|  | 2 | 5 | 00:01-00:30 | 0 | 1
|  | 2 | 5 | 00:31-01:00 | 0 | 1
|  | 2 | 5 | 01:01-01:30 | 0 | 1
|  | 2 | 5 | 01:31-02:00 | 0 | 1
|  | 2 | 5 | 02:01-02:30 | 0 | 1
|  | 2 | 5 | 02:31-03:00 | 0 | 1
|  | 2 | 5 | 03:01-03:30 | 0 | 1
|  | 2 | 5 | 03:31-04:00 | 0 | 1
|  | 2 | 5 | 04:01-04:30 | 0 | 1
|  | 2 | 5 | 04:31-05:00 | 0 | 1
|  | 2 | 5 | 05:01-05:30 | 0 | 1
|  | 2 | 5 | 05:31-06:00 | 0 | 1
|  | 2 | 5 | 06:01-06:30 | 0 | 1
|  | 2 | 5 | 06:31-07:00 | 0 | 1
|  | 2 | 5 | 07:01-07:30 | 0 | 1
|  | 2 | 5 | 07:31-08:00 | 0 | 1
|  | 2 | 5 | 08:01-08:30 | 0 | 1
|  | 2 | 5 | 08:31-09:00 | 0 | 1
|  | 2 | 5 | 09:01-09:30 | 0 | 1
|  | 2 | 5 | 09:31-10:00 | 0 | 1
|  | 2 | 5 | 10:01-10:30 | 0 | 1
|  | 2 | 5 | 10:31-11:00 | 0 | 1
|  | 2 | 5 | 11:01-11:30 | 0 | 1
|  | 2 | 5 | 11:31-12:00 | 0 | 1
|  | 2 | 5 | 12:01-12:30 | 0 | 1
|  | 2 | 5 | 12:31-13:00 | 0 | 1
|  | 2 | 5 | 13:01-13:30 | 0 | 1
|  | 2 | 5 | 13:31-14:00 | 0 | 1
|  | 2 | 5 | 14:01-14:30 | 0 | 1
|  | 2 | 5 | 14:31-15:00 | 0 | 1
|  | 2 | 5 | 15:01-15:30 | 0 | 1
|  | 2 | 5 | 15:31-16:00 | 0 | 1
|  | 2 | 5 | 16:01-16:30 | 0 | 1
|  | 2 | 5 | 16:31-17:00 | 0 | 1
|  | 2 | 5 | 17:01-17:30 | 0 | 1
|  | 2 | 5 | 17:31-18:00 | 0 | 1
|  | 2 | 5 | 18:01-18:30 | 0 | 1
|  | 2 | 5 | 18:31-19:00 | 0 | 1
|  | 2 | 5 | 19:01-19:30 | 0 | 1
|  | 2 | 5 | 19:31-20:00 | 0 | 1
|  | 2 | 5 | 20:01-20:30 | 0 | 1
|  | 2 | 5 | 20:31-21:00 | 0 | 1
|  | 2 | 5 | 21:01-21:30 | 0 | 1
|  | 2 | 5 | 21:31-22:00 | 0 | 1
|  | 2 | 5 | 22:01-22:30 | 0 | 1
|  | 2 | 5 | 22:31-23:00 | 0 | 1
|  | 2 | 5 | 23:01-23:30 | 0 | 1
|  | 2 | 5 | 23:31-00:00 | 0 | 1
|  | 2 | 6 | 00:01-00:30 | 1 | 1
|  | 2 | 6 | 00:31-01:00 | 1 | 1
|  | 2 | 6 | 01:01-01:30 | 1 | 1
|  | 2 | 6 | 01:31-02:00 | 1 | 1
|  | 2 | 6 | 02:01-02:30 | 1 | 1
|  | 2 | 6 | 02:31-03:00 | 1 | 1
|  | 2 | 6 | 03:01-03:30 | 1 | 1
|  | 2 | 6 | 03:31-04:00 | 1 | 1
|  | 2 | 6 | 04:01-04:30 | 1 | 1
|  | 2 | 6 | 04:31-05:00 | 1 | 1
|  | 2 | 6 | 05:01-05:30 | 1 | 1
|  | 2 | 6 | 05:31-06:00 | 1 | 1
|  | 2 | 6 | 06:01-06:30 | 1 | 1
|  | 2 | 6 | 06:31-07:00 | 1 | 1
|  | 2 | 6 | 07:01-07:30 | 1 | 1
|  | 2 | 6 | 07:31-08:00 | 1 | 1
|  | 2 | 6 | 08:01-08:30 | 1 | 1
|  | 2 | 6 | 08:31-09:00 | 1 | 1
|  | 2 | 6 | 09:01-09:30 | 1 | 1
|  | 2 | 6 | 09:31-10:00 | 1 | 1
|  | 2 | 6 | 10:01-10:30 | 1 | 1
|  | 2 | 6 | 10:31-11:00 | 1 | 1
|  | 2 | 6 | 11:01-11:30 | 1 | 1
|  | 2 | 6 | 11:31-12:00 | 1 | 1
|  | 2 | 6 | 12:01-12:30 | 1 | 1
|  | 2 | 6 | 12:31-13:00 | 1 | 1
|  | 2 | 6 | 13:01-13:30 | 1 | 1
|  | 2 | 6 | 13:31-14:00 | 1 | 1
|  | 2 | 6 | 14:01-14:30 | 1 | 1
|  | 2 | 6 | 14:31-15:00 | 1 | 1
|  | 2 | 6 | 15:01-15:30 | 1 | 1
|  | 2 | 6 | 15:31-16:00 | 1 | 1
|  | 2 | 6 | 16:01-16:30 | 1 | 1
|  | 2 | 6 | 16:31-17:00 | 1 | 1
|  | 2 | 6 | 17:01-17:30 | 1 | 1
|  | 2 | 6 | 17:31-18:00 | 1 | 1
|  | 2 | 6 | 18:01-18:30 | 1 | 1
|  | 2 | 6 | 18:31-19:00 | 1 | 1
|  | 2 | 6 | 19:01-19:30 | 1 | 1
|  | 2 | 6 | 19:31-20:00 | 1 | 1
|  | 2 | 6 | 20:01-20:30 | 1 | 1
|  | 2 | 6 | 20:31-21:00 | 1 | 1
|  | 2 | 6 | 21:01-21:30 | 1 | 1
|  | 2 | 6 | 21:31-22:00 | 1 | 1
|  | 2 | 6 | 22:01-22:30 | 1 | 1
|  | 2 | 6 | 22:31-23:00 | 1 | 1
|  | 2 | 6 | 23:01-23:30 | 1 | 1
|  | 2 | 6 | 23:31-00:00 | 1 | 1
|  | 2 | 7 | 00:01-00:30 | 1 | 1
|  | 2 | 7 | 00:31-01:00 | 1 | 1
|  | 2 | 7 | 01:01-01:30 | 1 | 1
|  | 2 | 7 | 01:31-02:00 | 1 | 1
|  | 2 | 7 | 02:01-02:30 | 1 | 1
|  | 2 | 7 | 02:31-03:00 | 1 | 1
|  | 2 | 7 | 03:01-03:30 | 1 | 1
|  | 2 | 7 | 03:31-04:00 | 1 | 1
|  | 2 | 7 | 04:01-04:30 | 1 | 1
|  | 2 | 7 | 04:31-05:00 | 1 | 1
|  | 2 | 7 | 05:01-05:30 | 1 | 1
|  | 2 | 7 | 05:31-06:00 | 1 | 1
|  | 2 | 7 | 06:01-06:30 | 1 | 1
|  | 2 | 7 | 06:31-07:00 | 1 | 1
|  | 2 | 7 | 07:01-07:30 | 1 | 1
|  | 2 | 7 | 07:31-08:00 | 1 | 1
|  | 2 | 7 | 08:01-08:30 | 1 | 1
|  | 2 | 7 | 08:31-09:00 | 1 | 1
|  | 2 | 7 | 09:01-09:30 | 1 | 1
|  | 2 | 7 | 09:31-10:00 | 1 | 1
|  | 2 | 7 | 10:01-10:30 | 1 | 1
|  | 2 | 7 | 10:31-11:00 | 1 | 1
|  | 2 | 7 | 11:01-11:30 | 1 | 1
|  | 2 | 7 | 11:31-12:00 | 1 | 1
|  | 2 | 7 | 12:01-12:30 | 1 | 1
|  | 2 | 7 | 12:31-13:00 | 1 | 1
|  | 2 | 7 | 13:01-13:30 | 1 | 1
|  | 2 | 7 | 13:31-14:00 | 1 | 1
|  | 2 | 7 | 14:01-14:30 | 1 | 1
|  | 2 | 7 | 14:31-15:00 | 1 | 1
|  | 2 | 7 | 15:01-15:30 | 1 | 1
|  | 2 | 7 | 15:31-16:00 | 1 | 1
|  | 2 | 7 | 16:01-16:30 | 1 | 1
|  | 2 | 7 | 16:31-17:00 | 1 | 1
|  | 2 | 7 | 17:01-17:30 | 1 | 1
|  | 2 | 7 | 17:31-18:00 | 1 | 1
|  | 2 | 7 | 18:01-18:30 | 1 | 1
|  | 2 | 7 | 18:31-19:00 | 1 | 1
|  | 2 | 7 | 19:01-19:30 | 1 | 1
|  | 2 | 7 | 19:31-20:00 | 1 | 1
|  | 2 | 7 | 20:01-20:30 | 1 | 1
|  | 2 | 7 | 20:31-21:00 | 1 | 1
|  | 2 | 7 | 21:01-21:30 | 1 | 1
|  | 2 | 7 | 21:31-22:00 | 1 | 1
|  | 2 | 7 | 22:01-22:30 | 1 | 1
|  | 2 | 7 | 22:31-23:00 | 1 | 1
|  | 2 | 7 | 23:01-23:30 | 1 | 1
|  | 2 | 7 | 23:31-00:00 | 1 | 1
|  | 2 | 8 | 00:01-00:30 | 1 | 1
|  | 2 | 8 | 00:31-01:00 | 1 | 1
|  | 2 | 8 | 01:01-01:30 | 1 | 1
|  | 2 | 8 | 01:31-02:00 | 1 | 1
|  | 2 | 8 | 02:01-02:30 | 1 | 1
|  | 2 | 8 | 02:31-03:00 | 1 | 1
|  | 2 | 8 | 03:01-03:30 | 1 | 1
|  | 2 | 8 | 03:31-04:00 | 1 | 1
|  | 2 | 8 | 04:01-04:30 | 1 | 1
|  | 2 | 8 | 04:31-05:00 | 1 | 1
|  | 2 | 8 | 05:01-05:30 | 1 | 1
|  | 2 | 8 | 05:31-06:00 | 1 | 1
|  | 2 | 8 | 06:01-06:30 | 1 | 1
|  | 2 | 8 | 06:31-07:00 | 1 | 1
|  | 2 | 8 | 07:01-07:30 | 1 | 1
|  | 2 | 8 | 07:31-08:00 | 1 | 1
|  | 2 | 8 | 08:01-08:30 | 1 | 1
|  | 2 | 8 | 08:31-09:00 | 1 | 1
|  | 2 | 8 | 09:01-09:30 | 1 | 1
|  | 2 | 8 | 09:31-10:00 | 1 | 1
|  | 2 | 8 | 10:01-10:30 | 1 | 1
|  | 2 | 8 | 10:31-11:00 | 1 | 1
|  | 2 | 8 | 11:01-11:30 | 1 | 1
|  | 2 | 8 | 11:31-12:00 | 1 | 1
|  | 2 | 8 | 12:01-12:30 | 1 | 1
|  | 2 | 8 | 12:31-13:00 | 1 | 1
|  | 2 | 8 | 13:01-13:30 | 1 | 1
|  | 2 | 8 | 13:31-14:00 | 1 | 1
|  | 2 | 8 | 14:01-14:30 | 1 | 1
|  | 2 | 8 | 14:31-15:00 | 1 | 1
|  | 2 | 8 | 15:01-15:30 | 1 | 1
|  | 2 | 8 | 15:31-16:00 | 1 | 1
|  | 2 | 8 | 16:01-16:30 | 1 | 1
|  | 2 | 8 | 16:31-17:00 | 1 | 1
|  | 2 | 8 | 17:01-17:30 | 1 | 1
|  | 2 | 8 | 17:31-18:00 | 1 | 1
|  | 2 | 8 | 18:01-18:30 | 1 | 1
|  | 2 | 8 | 18:31-19:00 | 1 | 1
|  | 2 | 8 | 19:01-19:30 | 1 | 1
|  | 2 | 8 | 19:31-20:00 | 1 | 1
|  | 2 | 8 | 20:01-20:30 | 1 | 1
|  | 2 | 8 | 20:31-21:00 | 1 | 1
|  | 2 | 8 | 21:01-21:30 | 1 | 1
|  | 2 | 8 | 21:31-22:00 | 1 | 1
|  | 2 | 8 | 22:01-22:30 | 1 | 1
|  | 2 | 8 | 22:31-23:00 | 1 | 1
|  | 2 | 8 | 23:01-23:30 | 1 | 1
|  | 2 | 8 | 23:31-00:00 | 1 | 1
|  | 2 | 9 | 00:01-00:30 | 1 | 1
|  | 2 | 9 | 00:31-01:00 | 1 | 1
|  | 2 | 9 | 01:01-01:30 | 1 | 1
|  | 2 | 9 | 01:31-02:00 | 1 | 1
|  | 2 | 9 | 02:01-02:30 | 1 | 1
|  | 2 | 9 | 02:31-03:00 | 1 | 1
|  | 2 | 9 | 03:01-03:30 | 1 | 1
|  | 2 | 9 | 03:31-04:00 | 1 | 1
|  | 2 | 9 | 04:01-04:30 | 1 | 1
|  | 2 | 9 | 04:31-05:00 | 1 | 1
|  | 2 | 9 | 05:01-05:30 | 1 | 1
|  | 2 | 9 | 05:31-06:00 | 1 | 1
|  | 2 | 9 | 06:01-06:30 | 1 | 1
|  | 2 | 9 | 06:31-07:00 | 1 | 1
|  | 2 | 9 | 07:01-07:30 | 1 | 1
|  | 2 | 9 | 07:31-08:00 | 1 | 1
|  | 2 | 9 | 08:01-08:30 | 1 | 1
|  | 2 | 9 | 08:31-09:00 | 1 | 1
|  | 2 | 9 | 09:01-09:30 | 1 | 1
|  | 2 | 9 | 09:31-10:00 | 1 | 1
|  | 2 | 9 | 10:01-10:30 | 1 | 1
|  | 2 | 9 | 10:31-11:00 | 1 | 1
|  | 2 | 9 | 11:01-11:30 | 1 | 1
|  | 2 | 9 | 11:31-12:00 | 1 | 1
|  | 2 | 9 | 12:01-12:30 | 1 | 1
|  | 2 | 9 | 12:31-13:00 | 1 | 1
|  | 2 | 9 | 13:01-13:30 | 1 | 1
|  | 2 | 9 | 13:31-14:00 | 1 | 1
|  | 2 | 9 | 14:01-14:30 | 1 | 1
|  | 2 | 9 | 14:31-15:00 | 1 | 1
|  | 2 | 9 | 15:01-15:30 | 1 | 1
|  | 2 | 9 | 15:31-16:00 | 1 | 1
|  | 2 | 9 | 16:01-16:30 | 1 | 1
|  | 2 | 9 | 16:31-17:00 | 1 | 1
|  | 2 | 9 | 17:01-17:30 | 1 | 1
|  | 2 | 9 | 17:31-18:00 | 1 | 1
|  | 2 | 9 | 18:01-18:30 | 1 | 1
|  | 2 | 9 | 18:31-19:00 | 1 | 1
|  | 2 | 9 | 19:01-19:30 | 1 | 1
|  | 2 | 9 | 19:31-20:00 | 1 | 1
|  | 2 | 9 | 20:01-20:30 | 1 | 1
|  | 2 | 9 | 20:31-21:00 | 1 | 1
|  | 2 | 9 | 21:01-21:30 | 1 | 1
|  | 2 | 9 | 21:31-22:00 | 1 | 1
|  | 2 | 9 | 22:01-22:30 | 1 | 1
|  | 2 | 9 | 22:31-23:00 | 1 | 1
|  | 2 | 9 | 23:01-23:30 | 1 | 1
|  | 2 | 9 | 23:31-00:00 | 1 | 1
|  | 2 | 10 | 00:01-00:30 | 1 | 1
|  | 2 | 10 | 00:31-01:00 | 1 | 1
|  | 2 | 10 | 01:01-01:30 | 1 | 1
|  | 2 | 10 | 01:31-02:00 | 1 | 1
|  | 2 | 10 | 02:01-02:30 | 1 | 1
|  | 2 | 10 | 02:31-03:00 | 1 | 1
|  | 2 | 10 | 03:01-03:30 | 1 | 1
|  | 2 | 10 | 03:31-04:00 | 1 | 1
|  | 2 | 10 | 04:01-04:30 | 1 | 1
|  | 2 | 10 | 04:31-05:00 | 1 | 1
|  | 2 | 10 | 05:01-05:30 | 1 | 1
|  | 2 | 10 | 05:31-06:00 | 1 | 1
|  | 2 | 10 | 06:01-06:30 | 1 | 1
|  | 2 | 10 | 06:31-07:00 | 1 | 1
|  | 2 | 10 | 07:01-07:30 | 1 | 1
|  | 2 | 10 | 07:31-08:00 | 1 | 1
|  | 2 | 10 | 08:01-08:30 | 1 | 1
|  | 2 | 10 | 08:31-09:00 | 1 | 1
|  | 2 | 10 | 09:01-09:30 | 1 | 1
|  | 2 | 10 | 09:31-10:00 | 1 | 1
|  | 2 | 10 | 10:01-10:30 | 1 | 1
|  | 2 | 10 | 10:31-11:00 | 1 | 1
|  | 2 | 10 | 11:01-11:30 | 1 | 1
|  | 2 | 10 | 11:31-12:00 | 1 | 1
|  | 2 | 10 | 12:01-12:30 | 1 | 1
|  | 2 | 10 | 12:31-13:00 | 1 | 1
|  | 2 | 10 | 13:01-13:30 | 1 | 1
|  | 2 | 10 | 13:31-14:00 | 1 | 1
|  | 2 | 10 | 14:01-14:30 | 1 | 1
|  | 2 | 10 | 14:31-15:00 | 1 | 1
|  | 2 | 10 | 15:01-15:30 | 1 | 1
|  | 2 | 10 | 15:31-16:00 | 1 | 1
|  | 2 | 10 | 16:01-16:30 | 1 | 1
|  | 2 | 10 | 16:31-17:00 | 1 | 1
|  | 2 | 10 | 17:01-17:30 | 1 | 1
|  | 2 | 10 | 17:31-18:00 | 1 | 1
|  | 2 | 10 | 18:01-18:30 | 1 | 1
|  | 2 | 10 | 18:31-19:00 | 1 | 1
|  | 2 | 10 | 19:01-19:30 | 1 | 1
|  | 2 | 10 | 19:31-20:00 | 1 | 1
|  | 2 | 10 | 20:01-20:30 | 1 | 1
|  | 2 | 10 | 20:31-21:00 | 1 | 1
|  | 2 | 10 | 21:01-21:30 | 1 | 1
|  | 2 | 10 | 21:31-22:00 | 1 | 1
|  | 2 | 10 | 22:01-22:30 | 1 | 1
|  | 2 | 10 | 22:31-23:00 | 1 | 1
|  | 2 | 10 | 23:01-23:30 | 1 | 1
|  | 2 | 10 | 23:31-00:00 | 1 | 1
|  | 2 | 11 | 00:01-00:30 | 0 | 1
|  | 2 | 11 | 00:31-01:00 | 0 | 1
|  | 2 | 11 | 01:01-01:30 | 0 | 1
|  | 2 | 11 | 01:31-02:00 | 0 | 1
|  | 2 | 11 | 02:01-02:30 | 0 | 1
|  | 2 | 11 | 02:31-03:00 | 0 | 1
|  | 2 | 11 | 03:01-03:30 | 0 | 1
|  | 2 | 11 | 03:31-04:00 | 0 | 1
|  | 2 | 11 | 04:01-04:30 | 0 | 1
|  | 2 | 11 | 04:31-05:00 | 0 | 1
|  | 2 | 11 | 05:01-05:30 | 0 | 1
|  | 2 | 11 | 05:31-06:00 | 0 | 1
|  | 2 | 11 | 06:01-06:30 | 0 | 1
|  | 2 | 11 | 06:31-07:00 | 0 | 1
|  | 2 | 11 | 07:01-07:30 | 0 | 1
|  | 2 | 11 | 07:31-08:00 | 0 | 1
|  | 2 | 11 | 08:01-08:30 | 0 | 1
|  | 2 | 11 | 08:31-09:00 | 0 | 1
|  | 2 | 11 | 09:01-09:30 | 0 | 1
|  | 2 | 11 | 09:31-10:00 | 0 | 1
|  | 2 | 11 | 10:01-10:30 | 0 | 1
|  | 2 | 11 | 10:31-11:00 | 0 | 1
|  | 2 | 11 | 11:01-11:30 | 0 | 1
|  | 2 | 11 | 11:31-12:00 | 0 | 1
|  | 2 | 11 | 12:01-12:30 | 0 | 1
|  | 2 | 11 | 12:31-13:00 | 0 | 1
|  | 2 | 11 | 13:01-13:30 | 0 | 1
|  | 2 | 11 | 13:31-14:00 | 0 | 1
|  | 2 | 11 | 14:01-14:30 | 0 | 1
|  | 2 | 11 | 14:31-15:00 | 0 | 1
|  | 2 | 11 | 15:01-15:30 | 0 | 1
|  | 2 | 11 | 15:31-16:00 | 0 | 1
|  | 2 | 11 | 16:01-16:30 | 0 | 1
|  | 2 | 11 | 16:31-17:00 | 0 | 1
|  | 2 | 11 | 17:01-17:30 | 0 | 1
|  | 2 | 11 | 17:31-18:00 | 0 | 1
|  | 2 | 11 | 18:01-18:30 | 0 | 1
|  | 2 | 11 | 18:31-19:00 | 0 | 1
|  | 2 | 11 | 19:01-19:30 | 0 | 1
|  | 2 | 11 | 19:31-20:00 | 0 | 1
|  | 2 | 11 | 20:01-20:30 | 0 | 1
|  | 2 | 11 | 20:31-21:00 | 0 | 1
|  | 2 | 11 | 21:01-21:30 | 0 | 1
|  | 2 | 11 | 21:31-22:00 | 0 | 1
|  | 2 | 11 | 22:01-22:30 | 0 | 1
|  | 2 | 11 | 22:31-23:00 | 0 | 1
|  | 2 | 11 | 23:01-23:30 | 0 | 1
|  | 2 | 11 | 23:31-00:00 | 0 | 1
|  | 2 | 12 | 00:01-00:30 | 0 | 1
|  | 2 | 12 | 00:31-01:00 | 0 | 1
|  | 2 | 12 | 01:01-01:30 | 0 | 1
|  | 2 | 12 | 01:31-02:00 | 0 | 1
|  | 2 | 12 | 02:01-02:30 | 0 | 1
|  | 2 | 12 | 02:31-03:00 | 0 | 1
|  | 2 | 12 | 03:01-03:30 | 0 | 1
|  | 2 | 12 | 03:31-04:00 | 0 | 1
|  | 2 | 12 | 04:01-04:30 | 0 | 1
|  | 2 | 12 | 04:31-05:00 | 0 | 1
|  | 2 | 12 | 05:01-05:30 | 0 | 1
|  | 2 | 12 | 05:31-06:00 | 0 | 1
|  | 2 | 12 | 06:01-06:30 | 0 | 1
|  | 2 | 12 | 06:31-07:00 | 0 | 1
|  | 2 | 12 | 07:01-07:30 | 0 | 1
|  | 2 | 12 | 07:31-08:00 | 0 | 1
|  | 2 | 12 | 08:01-08:30 | 0 | 1
|  | 2 | 12 | 08:31-09:00 | 0 | 1
|  | 2 | 12 | 09:01-09:30 | 0 | 1
|  | 2 | 12 | 09:31-10:00 | 0 | 1
|  | 2 | 12 | 10:01-10:30 | 0 | 1
|  | 2 | 12 | 10:31-11:00 | 0 | 1
|  | 2 | 12 | 11:01-11:30 | 0 | 1
|  | 2 | 12 | 11:31-12:00 | 0 | 1
|  | 2 | 12 | 12:01-12:30 | 0 | 1
|  | 2 | 12 | 12:31-13:00 | 0 | 1
|  | 2 | 12 | 13:01-13:30 | 0 | 1
|  | 2 | 12 | 13:31-14:00 | 0 | 1
|  | 2 | 12 | 14:01-14:30 | 0 | 1
|  | 2 | 12 | 14:31-15:00 | 0 | 1
|  | 2 | 12 | 15:01-15:30 | 0 | 1
|  | 2 | 12 | 15:31-16:00 | 0 | 1
|  | 2 | 12 | 16:01-16:30 | 0 | 1
|  | 2 | 12 | 16:31-17:00 | 0 | 1
|  | 2 | 12 | 17:01-17:30 | 0 | 1
|  | 2 | 12 | 17:31-18:00 | 0 | 1
|  | 2 | 12 | 18:01-18:30 | 0 | 1
|  | 2 | 12 | 18:31-19:00 | 0 | 1
|  | 2 | 12 | 19:01-19:30 | 0 | 1
|  | 2 | 12 | 19:31-20:00 | 0 | 1
|  | 2 | 12 | 20:01-20:30 | 0 | 1
|  | 2 | 12 | 20:31-21:00 | 0 | 1
|  | 2 | 12 | 21:01-21:30 | 0 | 1
|  | 2 | 12 | 21:31-22:00 | 0 | 1
|  | 2 | 12 | 22:01-22:30 | 0 | 1
|  | 2 | 12 | 22:31-23:00 | 0 | 1
|  | 2 | 12 | 23:01-23:30 | 0 | 1
|  | 2 | 12 | 23:31-00:00 | 0 | 1
|  | 2 | 13 | 00:01-00:30 | 1 | 1
|  | 2 | 13 | 00:31-01:00 | 1 | 1
|  | 2 | 13 | 01:01-01:30 | 1 | 1
|  | 2 | 13 | 01:31-02:00 | 1 | 1
|  | 2 | 13 | 02:01-02:30 | 1 | 1
|  | 2 | 13 | 02:31-03:00 | 1 | 1
|  | 2 | 13 | 03:01-03:30 | 1 | 1
|  | 2 | 13 | 03:31-04:00 | 1 | 1
|  | 2 | 13 | 04:01-04:30 | 1 | 1
|  | 2 | 13 | 04:31-05:00 | 1 | 1
|  | 2 | 13 | 05:01-05:30 | 1 | 1
|  | 2 | 13 | 05:31-06:00 | 1 | 1
|  | 2 | 13 | 06:01-06:30 | 1 | 1
|  | 2 | 13 | 06:31-07:00 | 1 | 1
|  | 2 | 13 | 07:01-07:30 | 1 | 1
|  | 2 | 13 | 07:31-08:00 | 1 | 1
|  | 2 | 13 | 08:01-08:30 | 1 | 1
|  | 2 | 13 | 08:31-09:00 | 1 | 1
|  | 2 | 13 | 09:01-09:30 | 1 | 1
|  | 2 | 13 | 09:31-10:00 | 1 | 1
|  | 2 | 13 | 10:01-10:30 | 1 | 1
|  | 2 | 13 | 10:31-11:00 | 1 | 1
|  | 2 | 13 | 11:01-11:30 | 1 | 1
|  | 2 | 13 | 11:31-12:00 | 1 | 1
|  | 2 | 13 | 12:01-12:30 | 1 | 1
|  | 2 | 13 | 12:31-13:00 | 1 | 1
|  | 2 | 13 | 13:01-13:30 | 1 | 1
|  | 2 | 13 | 13:31-14:00 | 1 | 1
|  | 2 | 13 | 14:01-14:30 | 1 | 1
|  | 2 | 13 | 14:31-15:00 | 1 | 1
|  | 2 | 13 | 15:01-15:30 | 1 | 1
|  | 2 | 13 | 15:31-16:00 | 1 | 1
|  | 2 | 13 | 16:01-16:30 | 1 | 1
|  | 2 | 13 | 16:31-17:00 | 1 | 1
|  | 2 | 13 | 17:01-17:30 | 1 | 1
|  | 2 | 13 | 17:31-18:00 | 1 | 1
|  | 2 | 13 | 18:01-18:30 | 1 | 1
|  | 2 | 13 | 18:31-19:00 | 1 | 1
|  | 2 | 13 | 19:01-19:30 | 1 | 1
|  | 2 | 13 | 19:31-20:00 | 1 | 1
|  | 2 | 13 | 20:01-20:30 | 1 | 1
|  | 2 | 13 | 20:31-21:00 | 1 | 1
|  | 2 | 13 | 21:01-21:30 | 1 | 1
|  | 2 | 13 | 21:31-22:00 | 1 | 1
|  | 2 | 13 | 22:01-22:30 | 1 | 1
|  | 2 | 13 | 22:31-23:00 | 1 | 1
|  | 2 | 13 | 23:01-23:30 | 1 | 1
|  | 2 | 13 | 23:31-00:00 | 1 | 1
|  | 2 | 14 | 00:01-00:30 | 1 | 1
|  | 2 | 14 | 00:31-01:00 | 1 | 1
|  | 2 | 14 | 01:01-01:30 | 1 | 1
|  | 2 | 14 | 01:31-02:00 | 1 | 1
|  | 2 | 14 | 02:01-02:30 | 1 | 1
|  | 2 | 14 | 02:31-03:00 | 1 | 1
|  | 2 | 14 | 03:01-03:30 | 1 | 1
|  | 2 | 14 | 03:31-04:00 | 1 | 1
|  | 2 | 14 | 04:01-04:30 | 1 | 1
|  | 2 | 14 | 04:31-05:00 | 1 | 1
|  | 2 | 14 | 05:01-05:30 | 1 | 1
|  | 2 | 14 | 05:31-06:00 | 1 | 1
|  | 2 | 14 | 06:01-06:30 | 1 | 1
|  | 2 | 14 | 06:31-07:00 | 1 | 1
|  | 2 | 14 | 07:01-07:30 | 1 | 1
|  | 2 | 14 | 07:31-08:00 | 1 | 1
|  | 2 | 14 | 08:01-08:30 | 1 | 1
|  | 2 | 14 | 08:31-09:00 | 1 | 1
|  | 2 | 14 | 09:01-09:30 | 1 | 1
|  | 2 | 14 | 09:31-10:00 | 1 | 1
|  | 2 | 14 | 10:01-10:30 | 1 | 1
|  | 2 | 14 | 10:31-11:00 | 1 | 1
|  | 2 | 14 | 11:01-11:30 | 1 | 1
|  | 2 | 14 | 11:31-12:00 | 1 | 1
|  | 2 | 14 | 12:01-12:30 | 1 | 1
|  | 2 | 14 | 12:31-13:00 | 1 | 1
|  | 2 | 14 | 13:01-13:30 | 1 | 1
|  | 2 | 14 | 13:31-14:00 | 1 | 1
|  | 2 | 14 | 14:01-14:30 | 1 | 1
|  | 2 | 14 | 14:31-15:00 | 1 | 1
|  | 2 | 14 | 15:01-15:30 | 1 | 1
|  | 2 | 14 | 15:31-16:00 | 1 | 1
|  | 2 | 14 | 16:01-16:30 | 1 | 1
|  | 2 | 14 | 16:31-17:00 | 1 | 1
|  | 2 | 14 | 17:01-17:30 | 1 | 1
|  | 2 | 14 | 17:31-18:00 | 1 | 1
|  | 2 | 14 | 18:01-18:30 | 1 | 1
|  | 2 | 14 | 18:31-19:00 | 1 | 1
|  | 2 | 14 | 19:01-19:30 | 1 | 1
|  | 2 | 14 | 19:31-20:00 | 1 | 1
|  | 2 | 14 | 20:01-20:30 | 1 | 1
|  | 2 | 14 | 20:31-21:00 | 1 | 1
|  | 2 | 14 | 21:01-21:30 | 1 | 1
|  | 2 | 14 | 21:31-22:00 | 1 | 1
|  | 2 | 14 | 22:01-22:30 | 1 | 1
|  | 2 | 14 | 22:31-23:00 | 1 | 1
|  | 2 | 14 | 23:01-23:30 | 1 | 1
|  | 2 | 14 | 23:31-00:00 | 1 | 1
|  | 2 | 15 | 00:01-00:30 | 1 | 1
|  | 2 | 15 | 00:31-01:00 | 1 | 1
|  | 2 | 15 | 01:01-01:30 | 1 | 1
|  | 2 | 15 | 01:31-02:00 | 1 | 1
|  | 2 | 15 | 02:01-02:30 | 1 | 1
|  | 2 | 15 | 02:31-03:00 | 1 | 1
|  | 2 | 15 | 03:01-03:30 | 1 | 1
|  | 2 | 15 | 03:31-04:00 | 1 | 1
|  | 2 | 15 | 04:01-04:30 | 1 | 1
|  | 2 | 15 | 04:31-05:00 | 1 | 1
|  | 2 | 15 | 05:01-05:30 | 1 | 1
|  | 2 | 15 | 05:31-06:00 | 1 | 1
|  | 2 | 15 | 06:01-06:30 | 1 | 1
|  | 2 | 15 | 06:31-07:00 | 1 | 1
|  | 2 | 15 | 07:01-07:30 | 1 | 1
|  | 2 | 15 | 07:31-08:00 | 1 | 1
|  | 2 | 15 | 08:01-08:30 | 1 | 1
|  | 2 | 15 | 08:31-09:00 | 1 | 1
|  | 2 | 15 | 09:01-09:30 | 1 | 1
|  | 2 | 15 | 09:31-10:00 | 1 | 1
|  | 2 | 15 | 10:01-10:30 | 1 | 1
|  | 2 | 15 | 10:31-11:00 | 1 | 1
|  | 2 | 15 | 11:01-11:30 | 1 | 1
|  | 2 | 15 | 11:31-12:00 | 1 | 1
|  | 2 | 15 | 12:01-12:30 | 1 | 1
|  | 2 | 15 | 12:31-13:00 | 1 | 1
|  | 2 | 15 | 13:01-13:30 | 1 | 1
|  | 2 | 15 | 13:31-14:00 | 1 | 1
|  | 2 | 15 | 14:01-14:30 | 1 | 1
|  | 2 | 15 | 14:31-15:00 | 1 | 1
|  | 2 | 15 | 15:01-15:30 | 1 | 1
|  | 2 | 15 | 15:31-16:00 | 1 | 1
|  | 2 | 15 | 16:01-16:30 | 1 | 1
|  | 2 | 15 | 16:31-17:00 | 1 | 1
|  | 2 | 15 | 17:01-17:30 | 1 | 1
|  | 2 | 15 | 17:31-18:00 | 1 | 1
|  | 2 | 15 | 18:01-18:30 | 1 | 1
|  | 2 | 15 | 18:31-19:00 | 1 | 1
|  | 2 | 15 | 19:01-19:30 | 1 | 1
|  | 2 | 15 | 19:31-20:00 | 1 | 1
|  | 2 | 15 | 20:01-20:30 | 1 | 1
|  | 2 | 15 | 20:31-21:00 | 1 | 1
|  | 2 | 15 | 21:01-21:30 | 1 | 1
|  | 2 | 15 | 21:31-22:00 | 1 | 1
|  | 2 | 15 | 22:01-22:30 | 1 | 1
|  | 2 | 15 | 22:31-23:00 | 1 | 1
|  | 2 | 15 | 23:01-23:30 | 1 | 1
|  | 2 | 15 | 23:31-00:00 | 1 | 1
|  | 2 | 16 | 00:01-00:30 | 1 | 1
|  | 2 | 16 | 00:31-01:00 | 1 | 1
|  | 2 | 16 | 01:01-01:30 | 1 | 1
|  | 2 | 16 | 01:31-02:00 | 1 | 1
|  | 2 | 16 | 02:01-02:30 | 1 | 1
|  | 2 | 16 | 02:31-03:00 | 1 | 1
|  | 2 | 16 | 03:01-03:30 | 1 | 1
|  | 2 | 16 | 03:31-04:00 | 1 | 1
|  | 2 | 16 | 04:01-04:30 | 1 | 1
|  | 2 | 16 | 04:31-05:00 | 1 | 1
|  | 2 | 16 | 05:01-05:30 | 1 | 1
|  | 2 | 16 | 05:31-06:00 | 1 | 1
|  | 2 | 16 | 06:01-06:30 | 1 | 1
|  | 2 | 16 | 06:31-07:00 | 1 | 1
|  | 2 | 16 | 07:01-07:30 | 1 | 1
|  | 2 | 16 | 07:31-08:00 | 1 | 1
|  | 2 | 16 | 08:01-08:30 | 1 | 1
|  | 2 | 16 | 08:31-09:00 | 1 | 1
|  | 2 | 16 | 09:01-09:30 | 1 | 1
|  | 2 | 16 | 09:31-10:00 | 1 | 1
|  | 2 | 16 | 10:01-10:30 | 1 | 1
|  | 2 | 16 | 10:31-11:00 | 1 | 1
|  | 2 | 16 | 11:01-11:30 | 1 | 1
|  | 2 | 16 | 11:31-12:00 | 1 | 1
|  | 2 | 16 | 12:01-12:30 | 1 | 1
|  | 2 | 16 | 12:31-13:00 | 1 | 1
|  | 2 | 16 | 13:01-13:30 | 1 | 1
|  | 2 | 16 | 13:31-14:00 | 1 | 1
|  | 2 | 16 | 14:01-14:30 | 1 | 1
|  | 2 | 16 | 14:31-15:00 | 1 | 1
|  | 2 | 16 | 15:01-15:30 | 1 | 1
|  | 2 | 16 | 15:31-16:00 | 1 | 1
|  | 2 | 16 | 16:01-16:30 | 1 | 1
|  | 2 | 16 | 16:31-17:00 | 1 | 1
|  | 2 | 16 | 17:01-17:30 | 1 | 1
|  | 2 | 16 | 17:31-18:00 | 1 | 1
|  | 2 | 16 | 18:01-18:30 | 1 | 1
|  | 2 | 16 | 18:31-19:00 | 1 | 1
|  | 2 | 16 | 19:01-19:30 | 1 | 1
|  | 2 | 16 | 19:31-20:00 | 1 | 1
|  | 2 | 16 | 20:01-20:30 | 1 | 1
|  | 2 | 16 | 20:31-21:00 | 1 | 1
|  | 2 | 16 | 21:01-21:30 | 1 | 1
|  | 2 | 16 | 21:31-22:00 | 1 | 1
|  | 2 | 16 | 22:01-22:30 | 1 | 1
|  | 2 | 16 | 22:31-23:00 | 1 | 1
|  | 2 | 16 | 23:01-23:30 | 1 | 1
|  | 2 | 16 | 23:31-00:00 | 1 | 1
|  | 2 | 17 | 00:01-00:30 | 1 | 1
|  | 2 | 17 | 00:31-01:00 | 1 | 1
|  | 2 | 17 | 01:01-01:30 | 1 | 1
|  | 2 | 17 | 01:31-02:00 | 1 | 1
|  | 2 | 17 | 02:01-02:30 | 1 | 1
|  | 2 | 17 | 02:31-03:00 | 1 | 1
|  | 2 | 17 | 03:01-03:30 | 1 | 1
|  | 2 | 17 | 03:31-04:00 | 1 | 1
|  | 2 | 17 | 04:01-04:30 | 1 | 1
|  | 2 | 17 | 04:31-05:00 | 1 | 1
|  | 2 | 17 | 05:01-05:30 | 1 | 1
|  | 2 | 17 | 05:31-06:00 | 1 | 1
|  | 2 | 17 | 06:01-06:30 | 1 | 1
|  | 2 | 17 | 06:31-07:00 | 1 | 1
|  | 2 | 17 | 07:01-07:30 | 1 | 1
|  | 2 | 17 | 07:31-08:00 | 1 | 1
|  | 2 | 17 | 08:01-08:30 | 1 | 1
|  | 2 | 17 | 08:31-09:00 | 1 | 1
|  | 2 | 17 | 09:01-09:30 | 1 | 1
|  | 2 | 17 | 09:31-10:00 | 1 | 1
|  | 2 | 17 | 10:01-10:30 | 1 | 1
|  | 2 | 17 | 10:31-11:00 | 1 | 1
|  | 2 | 17 | 11:01-11:30 | 1 | 1
|  | 2 | 17 | 11:31-12:00 | 1 | 1
|  | 2 | 17 | 12:01-12:30 | 1 | 1
|  | 2 | 17 | 12:31-13:00 | 1 | 1
|  | 2 | 17 | 13:01-13:30 | 1 | 1
|  | 2 | 17 | 13:31-14:00 | 1 | 1
|  | 2 | 17 | 14:01-14:30 | 1 | 1
|  | 2 | 17 | 14:31-15:00 | 1 | 1
|  | 2 | 17 | 15:01-15:30 | 1 | 1
|  | 2 | 17 | 15:31-16:00 | 1 | 1
|  | 2 | 17 | 16:01-16:30 | 1 | 1
|  | 2 | 17 | 16:31-17:00 | 1 | 1
|  | 2 | 17 | 17:01-17:30 | 1 | 1
|  | 2 | 17 | 17:31-18:00 | 1 | 1
|  | 2 | 17 | 18:01-18:30 | 1 | 1
|  | 2 | 17 | 18:31-19:00 | 1 | 1
|  | 2 | 17 | 19:01-19:30 | 1 | 1
|  | 2 | 17 | 19:31-20:00 | 1 | 1
|  | 2 | 17 | 20:01-20:30 | 1 | 1
|  | 2 | 17 | 20:31-21:00 | 1 | 1
|  | 2 | 17 | 21:01-21:30 | 1 | 1
|  | 2 | 17 | 21:31-22:00 | 1 | 1
|  | 2 | 17 | 22:01-22:30 | 1 | 1
|  | 2 | 17 | 22:31-23:00 | 1 | 1
|  | 2 | 17 | 23:01-23:30 | 1 | 1
|  | 2 | 17 | 23:31-00:00 | 1 | 1
|  | 2 | 18 | 00:01-00:30 | 0 | 1
|  | 2 | 18 | 00:31-01:00 | 0 | 1
|  | 2 | 18 | 01:01-01:30 | 0 | 1
|  | 2 | 18 | 01:31-02:00 | 0 | 1
|  | 2 | 18 | 02:01-02:30 | 0 | 1
|  | 2 | 18 | 02:31-03:00 | 0 | 1
|  | 2 | 18 | 03:01-03:30 | 0 | 1
|  | 2 | 18 | 03:31-04:00 | 0 | 1
|  | 2 | 18 | 04:01-04:30 | 0 | 1
|  | 2 | 18 | 04:31-05:00 | 0 | 1
|  | 2 | 18 | 05:01-05:30 | 0 | 1
|  | 2 | 18 | 05:31-06:00 | 0 | 1
|  | 2 | 18 | 06:01-06:30 | 0 | 1
|  | 2 | 18 | 06:31-07:00 | 0 | 1
|  | 2 | 18 | 07:01-07:30 | 0 | 1
|  | 2 | 18 | 07:31-08:00 | 0 | 1
|  | 2 | 18 | 08:01-08:30 | 0 | 1
|  | 2 | 18 | 08:31-09:00 | 0 | 1
|  | 2 | 18 | 09:01-09:30 | 0 | 1
|  | 2 | 18 | 09:31-10:00 | 0 | 1
|  | 2 | 18 | 10:01-10:30 | 0 | 1
|  | 2 | 18 | 10:31-11:00 | 0 | 1
|  | 2 | 18 | 11:01-11:30 | 0 | 1
|  | 2 | 18 | 11:31-12:00 | 0 | 1
|  | 2 | 18 | 12:01-12:30 | 0 | 1
|  | 2 | 18 | 12:31-13:00 | 0 | 1
|  | 2 | 18 | 13:01-13:30 | 0 | 1
|  | 2 | 18 | 13:31-14:00 | 0 | 1
|  | 2 | 18 | 14:01-14:30 | 0 | 1
|  | 2 | 18 | 14:31-15:00 | 0 | 1
|  | 2 | 18 | 15:01-15:30 | 0 | 1
|  | 2 | 18 | 15:31-16:00 | 0 | 1
|  | 2 | 18 | 16:01-16:30 | 0 | 1
|  | 2 | 18 | 16:31-17:00 | 0 | 1
|  | 2 | 18 | 17:01-17:30 | 0 | 1
|  | 2 | 18 | 17:31-18:00 | 0 | 1
|  | 2 | 18 | 18:01-18:30 | 0 | 1
|  | 2 | 18 | 18:31-19:00 | 0 | 1
|  | 2 | 18 | 19:01-19:30 | 0 | 1
|  | 2 | 18 | 19:31-20:00 | 0 | 1
|  | 2 | 18 | 20:01-20:30 | 0 | 1
|  | 2 | 18 | 20:31-21:00 | 0 | 1
|  | 2 | 18 | 21:01-21:30 | 0 | 1
|  | 2 | 18 | 21:31-22:00 | 0 | 1
|  | 2 | 18 | 22:01-22:30 | 0 | 1
|  | 2 | 18 | 22:31-23:00 | 0 | 1
|  | 2 | 18 | 23:01-23:30 | 0 | 1
|  | 2 | 18 | 23:31-00:00 | 0 | 1
|  | 2 | 19 | 00:01-00:30 | 0 | 1
|  | 2 | 19 | 00:31-01:00 | 0 | 1
|  | 2 | 19 | 01:01-01:30 | 0 | 1
|  | 2 | 19 | 01:31-02:00 | 0 | 1
|  | 2 | 19 | 02:01-02:30 | 0 | 1
|  | 2 | 19 | 02:31-03:00 | 0 | 1
|  | 2 | 19 | 03:01-03:30 | 0 | 1
|  | 2 | 19 | 03:31-04:00 | 0 | 1
|  | 2 | 19 | 04:01-04:30 | 0 | 1
|  | 2 | 19 | 04:31-05:00 | 0 | 1
|  | 2 | 19 | 05:01-05:30 | 0 | 1
|  | 2 | 19 | 05:31-06:00 | 0 | 1
|  | 2 | 19 | 06:01-06:30 | 0 | 1
|  | 2 | 19 | 06:31-07:00 | 0 | 1
|  | 2 | 19 | 07:01-07:30 | 0 | 1
|  | 2 | 19 | 07:31-08:00 | 0 | 1
|  | 2 | 19 | 08:01-08:30 | 0 | 1
|  | 2 | 19 | 08:31-09:00 | 0 | 1
|  | 2 | 19 | 09:01-09:30 | 0 | 1
|  | 2 | 19 | 09:31-10:00 | 0 | 1
|  | 2 | 19 | 10:01-10:30 | 0 | 1
|  | 2 | 19 | 10:31-11:00 | 0 | 1
|  | 2 | 19 | 11:01-11:30 | 0 | 1
|  | 2 | 19 | 11:31-12:00 | 0 | 1
|  | 2 | 19 | 12:01-12:30 | 0 | 1
|  | 2 | 19 | 12:31-13:00 | 0 | 1
|  | 2 | 19 | 13:01-13:30 | 0 | 1
|  | 2 | 19 | 13:31-14:00 | 0 | 1
|  | 2 | 19 | 14:01-14:30 | 0 | 1
|  | 2 | 19 | 14:31-15:00 | 0 | 1
|  | 2 | 19 | 15:01-15:30 | 0 | 1
|  | 2 | 19 | 15:31-16:00 | 0 | 1
|  | 2 | 19 | 16:01-16:30 | 0 | 1
|  | 2 | 19 | 16:31-17:00 | 0 | 1
|  | 2 | 19 | 17:01-17:30 | 0 | 1
|  | 2 | 19 | 17:31-18:00 | 0 | 1
|  | 2 | 19 | 18:01-18:30 | 0 | 1
|  | 2 | 19 | 18:31-19:00 | 0 | 1
|  | 2 | 19 | 19:01-19:30 | 0 | 1
|  | 2 | 19 | 19:31-20:00 | 0 | 1
|  | 2 | 19 | 20:01-20:30 | 0 | 1
|  | 2 | 19 | 20:31-21:00 | 0 | 1
|  | 2 | 19 | 21:01-21:30 | 0 | 1
|  | 2 | 19 | 21:31-22:00 | 0 | 1
|  | 2 | 19 | 22:01-22:30 | 0 | 1
|  | 2 | 19 | 22:31-23:00 | 0 | 1
|  | 2 | 19 | 23:01-23:30 | 0 | 1
|  | 2 | 19 | 23:31-00:00 | 0 | 1
|  | 2 | 20 | 00:01-00:30 | 1 | 1
|  | 2 | 20 | 00:31-01:00 | 1 | 1
|  | 2 | 20 | 01:01-01:30 | 1 | 1
|  | 2 | 20 | 01:31-02:00 | 1 | 1
|  | 2 | 20 | 02:01-02:30 | 1 | 1
|  | 2 | 20 | 02:31-03:00 | 1 | 1
|  | 2 | 20 | 03:01-03:30 | 1 | 1
|  | 2 | 20 | 03:31-04:00 | 1 | 1
|  | 2 | 20 | 04:01-04:30 | 1 | 1
|  | 2 | 20 | 04:31-05:00 | 1 | 1
|  | 2 | 20 | 05:01-05:30 | 1 | 1
|  | 2 | 20 | 05:31-06:00 | 1 | 1
|  | 2 | 20 | 06:01-06:30 | 1 | 1
|  | 2 | 20 | 06:31-07:00 | 1 | 1
|  | 2 | 20 | 07:01-07:30 | 1 | 1
|  | 2 | 20 | 07:31-08:00 | 1 | 1
|  | 2 | 20 | 08:01-08:30 | 1 | 1
|  | 2 | 20 | 08:31-09:00 | 1 | 1
|  | 2 | 20 | 09:01-09:30 | 1 | 1
|  | 2 | 20 | 09:31-10:00 | 1 | 1
|  | 2 | 20 | 10:01-10:30 | 1 | 1
|  | 2 | 20 | 10:31-11:00 | 1 | 1
|  | 2 | 20 | 11:01-11:30 | 1 | 1
|  | 2 | 20 | 11:31-12:00 | 1 | 1
|  | 2 | 20 | 12:01-12:30 | 1 | 1
|  | 2 | 20 | 12:31-13:00 | 1 | 1
|  | 2 | 20 | 13:01-13:30 | 1 | 1
|  | 2 | 20 | 13:31-14:00 | 1 | 1
|  | 2 | 20 | 14:01-14:30 | 1 | 1
|  | 2 | 20 | 14:31-15:00 | 1 | 1
|  | 2 | 20 | 15:01-15:30 | 1 | 1
|  | 2 | 20 | 15:31-16:00 | 1 | 1
|  | 2 | 20 | 16:01-16:30 | 1 | 1
|  | 2 | 20 | 16:31-17:00 | 1 | 1
|  | 2 | 20 | 17:01-17:30 | 1 | 1
|  | 2 | 20 | 17:31-18:00 | 1 | 1
|  | 2 | 20 | 18:01-18:30 | 1 | 1
|  | 2 | 20 | 18:31-19:00 | 1 | 1
|  | 2 | 20 | 19:01-19:30 | 1 | 1
|  | 2 | 20 | 19:31-20:00 | 1 | 1
|  | 2 | 20 | 20:01-20:30 | 1 | 1
|  | 2 | 20 | 20:31-21:00 | 1 | 1
|  | 2 | 20 | 21:01-21:30 | 1 | 1
|  | 2 | 20 | 21:31-22:00 | 1 | 1
|  | 2 | 20 | 22:01-22:30 | 1 | 1
|  | 2 | 20 | 22:31-23:00 | 1 | 1
|  | 2 | 20 | 23:01-23:30 | 1 | 1
|  | 2 | 20 | 23:31-00:00 | 1 | 1
|  | 2 | 21 | 00:01-00:30 | 1 | 1
|  | 2 | 21 | 00:31-01:00 | 1 | 1
|  | 2 | 21 | 01:01-01:30 | 1 | 1
|  | 2 | 21 | 01:31-02:00 | 1 | 1
|  | 2 | 21 | 02:01-02:30 | 1 | 1
|  | 2 | 21 | 02:31-03:00 | 1 | 1
|  | 2 | 21 | 03:01-03:30 | 1 | 1
|  | 2 | 21 | 03:31-04:00 | 1 | 1
|  | 2 | 21 | 04:01-04:30 | 1 | 1
|  | 2 | 21 | 04:31-05:00 | 1 | 1
|  | 2 | 21 | 05:01-05:30 | 1 | 1
|  | 2 | 21 | 05:31-06:00 | 1 | 1
|  | 2 | 21 | 06:01-06:30 | 1 | 1
|  | 2 | 21 | 06:31-07:00 | 1 | 1
|  | 2 | 21 | 07:01-07:30 | 1 | 1
|  | 2 | 21 | 07:31-08:00 | 1 | 1
|  | 2 | 21 | 08:01-08:30 | 1 | 1
|  | 2 | 21 | 08:31-09:00 | 1 | 1
|  | 2 | 21 | 09:01-09:30 | 1 | 1
|  | 2 | 21 | 09:31-10:00 | 1 | 1
|  | 2 | 21 | 10:01-10:30 | 1 | 1
|  | 2 | 21 | 10:31-11:00 | 1 | 1
|  | 2 | 21 | 11:01-11:30 | 1 | 1
|  | 2 | 21 | 11:31-12:00 | 1 | 1
|  | 2 | 21 | 12:01-12:30 | 1 | 1
|  | 2 | 21 | 12:31-13:00 | 1 | 1
|  | 2 | 21 | 13:01-13:30 | 1 | 1
|  | 2 | 21 | 13:31-14:00 | 1 | 1
|  | 2 | 21 | 14:01-14:30 | 1 | 1
|  | 2 | 21 | 14:31-15:00 | 1 | 1
|  | 2 | 21 | 15:01-15:30 | 1 | 1
|  | 2 | 21 | 15:31-16:00 | 1 | 1
|  | 2 | 21 | 16:01-16:30 | 1 | 1
|  | 2 | 21 | 16:31-17:00 | 1 | 1
|  | 2 | 21 | 17:01-17:30 | 1 | 1
|  | 2 | 21 | 17:31-18:00 | 1 | 1
|  | 2 | 21 | 18:01-18:30 | 1 | 1
|  | 2 | 21 | 18:31-19:00 | 1 | 1
|  | 2 | 21 | 19:01-19:30 | 1 | 1
|  | 2 | 21 | 19:31-20:00 | 1 | 1
|  | 2 | 21 | 20:01-20:30 | 1 | 1
|  | 2 | 21 | 20:31-21:00 | 1 | 1
|  | 2 | 21 | 21:01-21:30 | 1 | 1
|  | 2 | 21 | 21:31-22:00 | 1 | 1
|  | 2 | 21 | 22:01-22:30 | 1 | 1
|  | 2 | 21 | 22:31-23:00 | 1 | 1
|  | 2 | 21 | 23:01-23:30 | 1 | 1
|  | 2 | 21 | 23:31-00:00 | 1 | 1
|  | 2 | 22 | 00:01-00:30 | 1 | 1
|  | 2 | 22 | 00:31-01:00 | 1 | 1
|  | 2 | 22 | 01:01-01:30 | 1 | 1
|  | 2 | 22 | 01:31-02:00 | 1 | 1
|  | 2 | 22 | 02:01-02:30 | 1 | 1
|  | 2 | 22 | 02:31-03:00 | 1 | 1
|  | 2 | 22 | 03:01-03:30 | 1 | 1
|  | 2 | 22 | 03:31-04:00 | 1 | 1
|  | 2 | 22 | 04:01-04:30 | 1 | 1
|  | 2 | 22 | 04:31-05:00 | 1 | 1
|  | 2 | 22 | 05:01-05:30 | 1 | 1
|  | 2 | 22 | 05:31-06:00 | 1 | 1
|  | 2 | 22 | 06:01-06:30 | 1 | 1
|  | 2 | 22 | 06:31-07:00 | 1 | 1
|  | 2 | 22 | 07:01-07:30 | 1 | 1
|  | 2 | 22 | 07:31-08:00 | 1 | 1
|  | 2 | 22 | 08:01-08:30 | 1 | 1
|  | 2 | 22 | 08:31-09:00 | 1 | 1
|  | 2 | 22 | 09:01-09:30 | 1 | 1
|  | 2 | 22 | 09:31-10:00 | 1 | 1
|  | 2 | 22 | 10:01-10:30 | 1 | 1
|  | 2 | 22 | 10:31-11:00 | 1 | 1
|  | 2 | 22 | 11:01-11:30 | 1 | 1
|  | 2 | 22 | 11:31-12:00 | 1 | 1
|  | 2 | 22 | 12:01-12:30 | 1 | 1
|  | 2 | 22 | 12:31-13:00 | 1 | 1
|  | 2 | 22 | 13:01-13:30 | 1 | 1
|  | 2 | 22 | 13:31-14:00 | 1 | 1
|  | 2 | 22 | 14:01-14:30 | 1 | 1
|  | 2 | 22 | 14:31-15:00 | 1 | 1
|  | 2 | 22 | 15:01-15:30 | 1 | 1
|  | 2 | 22 | 15:31-16:00 | 1 | 1
|  | 2 | 22 | 16:01-16:30 | 1 | 1
|  | 2 | 22 | 16:31-17:00 | 1 | 1
|  | 2 | 22 | 17:01-17:30 | 1 | 1
|  | 2 | 22 | 17:31-18:00 | 1 | 1
|  | 2 | 22 | 18:01-18:30 | 1 | 1
|  | 2 | 22 | 18:31-19:00 | 1 | 1
|  | 2 | 22 | 19:01-19:30 | 1 | 1
|  | 2 | 22 | 19:31-20:00 | 1 | 1
|  | 2 | 22 | 20:01-20:30 | 1 | 1
|  | 2 | 22 | 20:31-21:00 | 1 | 1
|  | 2 | 22 | 21:01-21:30 | 1 | 1
|  | 2 | 22 | 21:31-22:00 | 1 | 1
|  | 2 | 22 | 22:01-22:30 | 1 | 1
|  | 2 | 22 | 22:31-23:00 | 1 | 1
|  | 2 | 22 | 23:01-23:30 | 1 | 1
|  | 2 | 22 | 23:31-00:00 | 1 | 1
|  | 2 | 23 | 00:01-00:30 | 1 | 1
|  | 2 | 23 | 00:31-01:00 | 1 | 1
|  | 2 | 23 | 01:01-01:30 | 1 | 1
|  | 2 | 23 | 01:31-02:00 | 1 | 1
|  | 2 | 23 | 02:01-02:30 | 1 | 1
|  | 2 | 23 | 02:31-03:00 | 1 | 1
|  | 2 | 23 | 03:01-03:30 | 1 | 1
|  | 2 | 23 | 03:31-04:00 | 1 | 1
|  | 2 | 23 | 04:01-04:30 | 1 | 1
|  | 2 | 23 | 04:31-05:00 | 1 | 1
|  | 2 | 23 | 05:01-05:30 | 1 | 1
|  | 2 | 23 | 05:31-06:00 | 1 | 1
|  | 2 | 23 | 06:01-06:30 | 1 | 1
|  | 2 | 23 | 06:31-07:00 | 1 | 1
|  | 2 | 23 | 07:01-07:30 | 1 | 1
|  | 2 | 23 | 07:31-08:00 | 1 | 1
|  | 2 | 23 | 08:01-08:30 | 1 | 1
|  | 2 | 23 | 08:31-09:00 | 1 | 1
|  | 2 | 23 | 09:01-09:30 | 1 | 1
|  | 2 | 23 | 09:31-10:00 | 1 | 1
|  | 2 | 23 | 10:01-10:30 | 1 | 1
|  | 2 | 23 | 10:31-11:00 | 1 | 1
|  | 2 | 23 | 11:01-11:30 | 1 | 1
|  | 2 | 23 | 11:31-12:00 | 1 | 1
|  | 2 | 23 | 12:01-12:30 | 1 | 1
|  | 2 | 23 | 12:31-13:00 | 1 | 1
|  | 2 | 23 | 13:01-13:30 | 1 | 1
|  | 2 | 23 | 13:31-14:00 | 1 | 1
|  | 2 | 23 | 14:01-14:30 | 1 | 1
|  | 2 | 23 | 14:31-15:00 | 1 | 1
|  | 2 | 23 | 15:01-15:30 | 1 | 1
|  | 2 | 23 | 15:31-16:00 | 1 | 1
|  | 2 | 23 | 16:01-16:30 | 1 | 1
|  | 2 | 23 | 16:31-17:00 | 1 | 1
|  | 2 | 23 | 17:01-17:30 | 1 | 1
|  | 2 | 23 | 17:31-18:00 | 1 | 1
|  | 2 | 23 | 18:01-18:30 | 1 | 1
|  | 2 | 23 | 18:31-19:00 | 1 | 1
|  | 2 | 23 | 19:01-19:30 | 1 | 1
|  | 2 | 23 | 19:31-20:00 | 1 | 1
|  | 2 | 23 | 20:01-20:30 | 1 | 1
|  | 2 | 23 | 20:31-21:00 | 1 | 1
|  | 2 | 23 | 21:01-21:30 | 1 | 1
|  | 2 | 23 | 21:31-22:00 | 1 | 1
|  | 2 | 23 | 22:01-22:30 | 1 | 1
|  | 2 | 23 | 22:31-23:00 | 1 | 1
|  | 2 | 23 | 23:01-23:30 | 1 | 1
|  | 2 | 23 | 23:31-00:00 | 1 | 1
|  | 2 | 24 | 00:01-00:30 | 1 | 1
|  | 2 | 24 | 00:31-01:00 | 1 | 1
|  | 2 | 24 | 01:01-01:30 | 1 | 1
|  | 2 | 24 | 01:31-02:00 | 1 | 1
|  | 2 | 24 | 02:01-02:30 | 1 | 1
|  | 2 | 24 | 02:31-03:00 | 1 | 1
|  | 2 | 24 | 03:01-03:30 | 1 | 1
|  | 2 | 24 | 03:31-04:00 | 1 | 1
|  | 2 | 24 | 04:01-04:30 | 1 | 1
|  | 2 | 24 | 04:31-05:00 | 1 | 1
|  | 2 | 24 | 05:01-05:30 | 1 | 1
|  | 2 | 24 | 05:31-06:00 | 1 | 1
|  | 2 | 24 | 06:01-06:30 | 1 | 1
|  | 2 | 24 | 06:31-07:00 | 1 | 1
|  | 2 | 24 | 07:01-07:30 | 1 | 1
|  | 2 | 24 | 07:31-08:00 | 1 | 1
|  | 2 | 24 | 08:01-08:30 | 1 | 1
|  | 2 | 24 | 08:31-09:00 | 1 | 1
|  | 2 | 24 | 09:01-09:30 | 1 | 1
|  | 2 | 24 | 09:31-10:00 | 1 | 1
|  | 2 | 24 | 10:01-10:30 | 1 | 1
|  | 2 | 24 | 10:31-11:00 | 1 | 1
|  | 2 | 24 | 11:01-11:30 | 1 | 1
|  | 2 | 24 | 11:31-12:00 | 1 | 1
|  | 2 | 24 | 12:01-12:30 | 1 | 1
|  | 2 | 24 | 12:31-13:00 | 1 | 1
|  | 2 | 24 | 13:01-13:30 | 1 | 1
|  | 2 | 24 | 13:31-14:00 | 1 | 1
|  | 2 | 24 | 14:01-14:30 | 1 | 1
|  | 2 | 24 | 14:31-15:00 | 1 | 1
|  | 2 | 24 | 15:01-15:30 | 1 | 1
|  | 2 | 24 | 15:31-16:00 | 1 | 1
|  | 2 | 24 | 16:01-16:30 | 1 | 1
|  | 2 | 24 | 16:31-17:00 | 1 | 1
|  | 2 | 24 | 17:01-17:30 | 1 | 1
|  | 2 | 24 | 17:31-18:00 | 1 | 1
|  | 2 | 24 | 18:01-18:30 | 1 | 1
|  | 2 | 24 | 18:31-19:00 | 1 | 1
|  | 2 | 24 | 19:01-19:30 | 1 | 1
|  | 2 | 24 | 19:31-20:00 | 1 | 1
|  | 2 | 24 | 20:01-20:30 | 1 | 1
|  | 2 | 24 | 20:31-21:00 | 1 | 1
|  | 2 | 24 | 21:01-21:30 | 1 | 1
|  | 2 | 24 | 21:31-22:00 | 1 | 1
|  | 2 | 24 | 22:01-22:30 | 1 | 1
|  | 2 | 24 | 22:31-23:00 | 1 | 1
|  | 2 | 24 | 23:01-23:30 | 1 | 1
|  | 2 | 24 | 23:31-00:00 | 1 | 1
|  | 2 | 25 | 00:01-00:30 | 0 | 1
|  | 2 | 25 | 00:31-01:00 | 0 | 1
|  | 2 | 25 | 01:01-01:30 | 0 | 1
|  | 2 | 25 | 01:31-02:00 | 0 | 1
|  | 2 | 25 | 02:01-02:30 | 0 | 1
|  | 2 | 25 | 02:31-03:00 | 0 | 1
|  | 2 | 25 | 03:01-03:30 | 0 | 1
|  | 2 | 25 | 03:31-04:00 | 0 | 1
|  | 2 | 25 | 04:01-04:30 | 0 | 1
|  | 2 | 25 | 04:31-05:00 | 0 | 1
|  | 2 | 25 | 05:01-05:30 | 0 | 1
|  | 2 | 25 | 05:31-06:00 | 0 | 1
|  | 2 | 25 | 06:01-06:30 | 0 | 1
|  | 2 | 25 | 06:31-07:00 | 0 | 1
|  | 2 | 25 | 07:01-07:30 | 0 | 1
|  | 2 | 25 | 07:31-08:00 | 0 | 1
|  | 2 | 25 | 08:01-08:30 | 0 | 1
|  | 2 | 25 | 08:31-09:00 | 0 | 1
|  | 2 | 25 | 09:01-09:30 | 0 | 1
|  | 2 | 25 | 09:31-10:00 | 0 | 1
|  | 2 | 25 | 10:01-10:30 | 0 | 1
|  | 2 | 25 | 10:31-11:00 | 0 | 1
|  | 2 | 25 | 11:01-11:30 | 0 | 1
|  | 2 | 25 | 11:31-12:00 | 0 | 1
|  | 2 | 25 | 12:01-12:30 | 0 | 1
|  | 2 | 25 | 12:31-13:00 | 0 | 1
|  | 2 | 25 | 13:01-13:30 | 0 | 1
|  | 2 | 25 | 13:31-14:00 | 0 | 1
|  | 2 | 25 | 14:01-14:30 | 0 | 1
|  | 2 | 25 | 14:31-15:00 | 0 | 1
|  | 2 | 25 | 15:01-15:30 | 0 | 1
|  | 2 | 25 | 15:31-16:00 | 0 | 1
|  | 2 | 25 | 16:01-16:30 | 0 | 1
|  | 2 | 25 | 16:31-17:00 | 0 | 1
|  | 2 | 25 | 17:01-17:30 | 0 | 1
|  | 2 | 25 | 17:31-18:00 | 0 | 1
|  | 2 | 25 | 18:01-18:30 | 0 | 1
|  | 2 | 25 | 18:31-19:00 | 0 | 1
|  | 2 | 25 | 19:01-19:30 | 0 | 1
|  | 2 | 25 | 19:31-20:00 | 0 | 1
|  | 2 | 25 | 20:01-20:30 | 0 | 1
|  | 2 | 25 | 20:31-21:00 | 0 | 1
|  | 2 | 25 | 21:01-21:30 | 0 | 1
|  | 2 | 25 | 21:31-22:00 | 0 | 1
|  | 2 | 25 | 22:01-22:30 | 0 | 1
|  | 2 | 25 | 22:31-23:00 | 0 | 1
|  | 2 | 25 | 23:01-23:30 | 0 | 1
|  | 2 | 25 | 23:31-00:00 | 0 | 1
|  | 2 | 26 | 00:01-00:30 | 0 | 1
|  | 2 | 26 | 00:31-01:00 | 0 | 1
|  | 2 | 26 | 01:01-01:30 | 0 | 1
|  | 2 | 26 | 01:31-02:00 | 0 | 1
|  | 2 | 26 | 02:01-02:30 | 0 | 1
|  | 2 | 26 | 02:31-03:00 | 0 | 1
|  | 2 | 26 | 03:01-03:30 | 0 | 1
|  | 2 | 26 | 03:31-04:00 | 0 | 1
|  | 2 | 26 | 04:01-04:30 | 0 | 1
|  | 2 | 26 | 04:31-05:00 | 0 | 1
|  | 2 | 26 | 05:01-05:30 | 0 | 1
|  | 2 | 26 | 05:31-06:00 | 0 | 1
|  | 2 | 26 | 06:01-06:30 | 0 | 1
|  | 2 | 26 | 06:31-07:00 | 0 | 1
|  | 2 | 26 | 07:01-07:30 | 0 | 1
|  | 2 | 26 | 07:31-08:00 | 0 | 1
|  | 2 | 26 | 08:01-08:30 | 0 | 1
|  | 2 | 26 | 08:31-09:00 | 0 | 1
|  | 2 | 26 | 09:01-09:30 | 0 | 1
|  | 2 | 26 | 09:31-10:00 | 0 | 1
|  | 2 | 26 | 10:01-10:30 | 0 | 1
|  | 2 | 26 | 10:31-11:00 | 0 | 1
|  | 2 | 26 | 11:01-11:30 | 0 | 1
|  | 2 | 26 | 11:31-12:00 | 0 | 1
|  | 2 | 26 | 12:01-12:30 | 0 | 1
|  | 2 | 26 | 12:31-13:00 | 0 | 1
|  | 2 | 26 | 13:01-13:30 | 0 | 1
|  | 2 | 26 | 13:31-14:00 | 0 | 1
|  | 2 | 26 | 14:01-14:30 | 0 | 1
|  | 2 | 26 | 14:31-15:00 | 0 | 1
|  | 2 | 26 | 15:01-15:30 | 0 | 1
|  | 2 | 26 | 15:31-16:00 | 0 | 1
|  | 2 | 26 | 16:01-16:30 | 0 | 1
|  | 2 | 26 | 16:31-17:00 | 0 | 1
|  | 2 | 26 | 17:01-17:30 | 0 | 1
|  | 2 | 26 | 17:31-18:00 | 0 | 1
|  | 2 | 26 | 18:01-18:30 | 0 | 1
|  | 2 | 26 | 18:31-19:00 | 0 | 1
|  | 2 | 26 | 19:01-19:30 | 0 | 1
|  | 2 | 26 | 19:31-20:00 | 0 | 1
|  | 2 | 26 | 20:01-20:30 | 0 | 1
|  | 2 | 26 | 20:31-21:00 | 0 | 1
|  | 2 | 26 | 21:01-21:30 | 0 | 1
|  | 2 | 26 | 21:31-22:00 | 0 | 1
|  | 2 | 26 | 22:01-22:30 | 0 | 1
|  | 2 | 26 | 22:31-23:00 | 0 | 1
|  | 2 | 26 | 23:01-23:30 | 0 | 1
|  | 2 | 26 | 23:31-00:00 | 0 | 1
|  | 2 | 27 | 00:01-00:30 | 1 | 1
|  | 2 | 27 | 00:31-01:00 | 1 | 1
|  | 2 | 27 | 01:01-01:30 | 1 | 1
|  | 2 | 27 | 01:31-02:00 | 1 | 1
|  | 2 | 27 | 02:01-02:30 | 1 | 1
|  | 2 | 27 | 02:31-03:00 | 1 | 1
|  | 2 | 27 | 03:01-03:30 | 1 | 1
|  | 2 | 27 | 03:31-04:00 | 1 | 1
|  | 2 | 27 | 04:01-04:30 | 1 | 1
|  | 2 | 27 | 04:31-05:00 | 1 | 1
|  | 2 | 27 | 05:01-05:30 | 1 | 1
|  | 2 | 27 | 05:31-06:00 | 1 | 1
|  | 2 | 27 | 06:01-06:30 | 1 | 1
|  | 2 | 27 | 06:31-07:00 | 1 | 1
|  | 2 | 27 | 07:01-07:30 | 1 | 1
|  | 2 | 27 | 07:31-08:00 | 1 | 1
|  | 2 | 27 | 08:01-08:30 | 1 | 1
|  | 2 | 27 | 08:31-09:00 | 1 | 1
|  | 2 | 27 | 09:01-09:30 | 1 | 1
|  | 2 | 27 | 09:31-10:00 | 1 | 1
|  | 2 | 27 | 10:01-10:30 | 1 | 1
|  | 2 | 27 | 10:31-11:00 | 1 | 1
|  | 2 | 27 | 11:01-11:30 | 1 | 1
|  | 2 | 27 | 11:31-12:00 | 1 | 1
|  | 2 | 27 | 12:01-12:30 | 1 | 1
|  | 2 | 27 | 12:31-13:00 | 1 | 1
|  | 2 | 27 | 13:01-13:30 | 1 | 1
|  | 2 | 27 | 13:31-14:00 | 1 | 1
|  | 2 | 27 | 14:01-14:30 | 1 | 1
|  | 2 | 27 | 14:31-15:00 | 1 | 1
|  | 2 | 27 | 15:01-15:30 | 1 | 1
|  | 2 | 27 | 15:31-16:00 | 1 | 1
|  | 2 | 27 | 16:01-16:30 | 1 | 1
|  | 2 | 27 | 16:31-17:00 | 1 | 1
|  | 2 | 27 | 17:01-17:30 | 1 | 1
|  | 2 | 27 | 17:31-18:00 | 1 | 1
|  | 2 | 27 | 18:01-18:30 | 1 | 1
|  | 2 | 27 | 18:31-19:00 | 1 | 1
|  | 2 | 27 | 19:01-19:30 | 1 | 1
|  | 2 | 27 | 19:31-20:00 | 1 | 1
|  | 2 | 27 | 20:01-20:30 | 1 | 1
|  | 2 | 27 | 20:31-21:00 | 1 | 1
|  | 2 | 27 | 21:01-21:30 | 1 | 1
|  | 2 | 27 | 21:31-22:00 | 1 | 1
|  | 2 | 27 | 22:01-22:30 | 1 | 1
|  | 2 | 27 | 22:31-23:00 | 1 | 1
|  | 2 | 27 | 23:01-23:30 | 1 | 1
|  | 2 | 27 | 23:31-00:00 | 1 | 1
|  | 2 | 28 | 00:01-00:30 | 1 | 1
|  | 2 | 28 | 00:31-01:00 | 1 | 1
|  | 2 | 28 | 01:01-01:30 | 1 | 1
|  | 2 | 28 | 01:31-02:00 | 1 | 1
|  | 2 | 28 | 02:01-02:30 | 1 | 1
|  | 2 | 28 | 02:31-03:00 | 1 | 1
|  | 2 | 28 | 03:01-03:30 | 1 | 1
|  | 2 | 28 | 03:31-04:00 | 1 | 1
|  | 2 | 28 | 04:01-04:30 | 1 | 1
|  | 2 | 28 | 04:31-05:00 | 1 | 1
|  | 2 | 28 | 05:01-05:30 | 1 | 1
|  | 2 | 28 | 05:31-06:00 | 1 | 1
|  | 2 | 28 | 06:01-06:30 | 1 | 1
|  | 2 | 28 | 06:31-07:00 | 1 | 1
|  | 2 | 28 | 07:01-07:30 | 1 | 1
|  | 2 | 28 | 07:31-08:00 | 1 | 1
|  | 2 | 28 | 08:01-08:30 | 1 | 1
|  | 2 | 28 | 08:31-09:00 | 1 | 1
|  | 2 | 28 | 09:01-09:30 | 1 | 1
|  | 2 | 28 | 09:31-10:00 | 1 | 1
|  | 2 | 28 | 10:01-10:30 | 1 | 1
|  | 2 | 28 | 10:31-11:00 | 1 | 1
|  | 2 | 28 | 11:01-11:30 | 1 | 1
|  | 2 | 28 | 11:31-12:00 | 1 | 1
|  | 2 | 28 | 12:01-12:30 | 1 | 1
|  | 2 | 28 | 12:31-13:00 | 1 | 1
|  | 2 | 28 | 13:01-13:30 | 1 | 1
|  | 2 | 28 | 13:31-14:00 | 1 | 1
|  | 2 | 28 | 14:01-14:30 | 1 | 1
|  | 2 | 28 | 14:31-15:00 | 1 | 1
|  | 2 | 28 | 15:01-15:30 | 1 | 1
|  | 2 | 28 | 15:31-16:00 | 1 | 1
|  | 2 | 28 | 16:01-16:30 | 1 | 1
|  | 2 | 28 | 16:31-17:00 | 1 | 1
|  | 2 | 28 | 17:01-17:30 | 1 | 1
|  | 2 | 28 | 17:31-18:00 | 1 | 1
|  | 2 | 28 | 18:01-18:30 | 1 | 1
|  | 2 | 28 | 18:31-19:00 | 1 | 1
|  | 2 | 28 | 19:01-19:30 | 1 | 1
|  | 2 | 28 | 19:31-20:00 | 1 | 1
|  | 2 | 28 | 20:01-20:30 | 1 | 1
|  | 2 | 28 | 20:31-21:00 | 1 | 1
|  | 2 | 28 | 21:01-21:30 | 1 | 1
|  | 2 | 28 | 21:31-22:00 | 1 | 1
|  | 2 | 28 | 22:01-22:30 | 1 | 1
|  | 2 | 28 | 22:31-23:00 | 1 | 1
|  | 2 | 28 | 23:01-23:30 | 1 | 1
|  | 2 | 28 | 23:31-00:00 | 1 | 1
|  | 3 | 1 | 00:01-00:30 | 1 | 1
|  | 3 | 1 | 00:31-01:00 | 1 | 1
|  | 3 | 1 | 01:01-01:30 | 1 | 1
|  | 3 | 1 | 01:31-02:00 | 1 | 1
|  | 3 | 1 | 02:01-02:30 | 1 | 1
|  | 3 | 1 | 02:31-03:00 | 1 | 1
|  | 3 | 1 | 03:01-03:30 | 1 | 1
|  | 3 | 1 | 03:31-04:00 | 1 | 1
|  | 3 | 1 | 04:01-04:30 | 1 | 1
|  | 3 | 1 | 04:31-05:00 | 1 | 1
|  | 3 | 1 | 05:01-05:30 | 1 | 1
|  | 3 | 1 | 05:31-06:00 | 1 | 1
|  | 3 | 1 | 06:01-06:30 | 1 | 1
|  | 3 | 1 | 06:31-07:00 | 1 | 1
|  | 3 | 1 | 07:01-07:30 | 1 | 1
|  | 3 | 1 | 07:31-08:00 | 1 | 1
|  | 3 | 1 | 08:01-08:30 | 1 | 1
|  | 3 | 1 | 08:31-09:00 | 1 | 1
|  | 3 | 1 | 09:01-09:30 | 1 | 1
|  | 3 | 1 | 09:31-10:00 | 1 | 1
|  | 3 | 1 | 10:01-10:30 | 1 | 1
|  | 3 | 1 | 10:31-11:00 | 1 | 1
|  | 3 | 1 | 11:01-11:30 | 1 | 1
|  | 3 | 1 | 11:31-12:00 | 1 | 1
|  | 3 | 1 | 12:01-12:30 | 1 | 1
|  | 3 | 1 | 12:31-13:00 | 1 | 1
|  | 3 | 1 | 13:01-13:30 | 1 | 1
|  | 3 | 1 | 13:31-14:00 | 1 | 1
|  | 3 | 1 | 14:01-14:30 | 1 | 1
|  | 3 | 1 | 14:31-15:00 | 1 | 1
|  | 3 | 1 | 15:01-15:30 | 1 | 1
|  | 3 | 1 | 15:31-16:00 | 1 | 1
|  | 3 | 1 | 16:01-16:30 | 1 | 1
|  | 3 | 1 | 16:31-17:00 | 1 | 1
|  | 3 | 1 | 17:01-17:30 | 1 | 1
|  | 3 | 1 | 17:31-18:00 | 1 | 1
|  | 3 | 1 | 18:01-18:30 | 1 | 1
|  | 3 | 1 | 18:31-19:00 | 1 | 1
|  | 3 | 1 | 19:01-19:30 | 1 | 1
|  | 3 | 1 | 19:31-20:00 | 1 | 1
|  | 3 | 1 | 20:01-20:30 | 1 | 1
|  | 3 | 1 | 20:31-21:00 | 1 | 1
|  | 3 | 1 | 21:01-21:30 | 1 | 1
|  | 3 | 1 | 21:31-22:00 | 1 | 1
|  | 3 | 1 | 22:01-22:30 | 1 | 1
|  | 3 | 1 | 22:31-23:00 | 1 | 1
|  | 3 | 1 | 23:01-23:30 | 1 | 1
|  | 3 | 1 | 23:31-00:00 | 1 | 1
|  | 3 | 2 | 00:01-00:30 | 1 | 1
|  | 3 | 2 | 00:31-01:00 | 1 | 1
|  | 3 | 2 | 01:01-01:30 | 1 | 1
|  | 3 | 2 | 01:31-02:00 | 1 | 1
|  | 3 | 2 | 02:01-02:30 | 1 | 1
|  | 3 | 2 | 02:31-03:00 | 1 | 1
|  | 3 | 2 | 03:01-03:30 | 1 | 1
|  | 3 | 2 | 03:31-04:00 | 1 | 1
|  | 3 | 2 | 04:01-04:30 | 1 | 1
|  | 3 | 2 | 04:31-05:00 | 1 | 1
|  | 3 | 2 | 05:01-05:30 | 1 | 1
|  | 3 | 2 | 05:31-06:00 | 1 | 1
|  | 3 | 2 | 06:01-06:30 | 1 | 1
|  | 3 | 2 | 06:31-07:00 | 1 | 1
|  | 3 | 2 | 07:01-07:30 | 1 | 1
|  | 3 | 2 | 07:31-08:00 | 1 | 1
|  | 3 | 2 | 08:01-08:30 | 1 | 1
|  | 3 | 2 | 08:31-09:00 | 1 | 1
|  | 3 | 2 | 09:01-09:30 | 1 | 1
|  | 3 | 2 | 09:31-10:00 | 1 | 1
|  | 3 | 2 | 10:01-10:30 | 1 | 1
|  | 3 | 2 | 10:31-11:00 | 1 | 1
|  | 3 | 2 | 11:01-11:30 | 1 | 1
|  | 3 | 2 | 11:31-12:00 | 1 | 1
|  | 3 | 2 | 12:01-12:30 | 1 | 1
|  | 3 | 2 | 12:31-13:00 | 1 | 1
|  | 3 | 2 | 13:01-13:30 | 1 | 1
|  | 3 | 2 | 13:31-14:00 | 1 | 1
|  | 3 | 2 | 14:01-14:30 | 1 | 1
|  | 3 | 2 | 14:31-15:00 | 1 | 1
|  | 3 | 2 | 15:01-15:30 | 1 | 1
|  | 3 | 2 | 15:31-16:00 | 1 | 1
|  | 3 | 2 | 16:01-16:30 | 1 | 1
|  | 3 | 2 | 16:31-17:00 | 1 | 1
|  | 3 | 2 | 17:01-17:30 | 1 | 1
|  | 3 | 2 | 17:31-18:00 | 1 | 1
|  | 3 | 2 | 18:01-18:30 | 1 | 1
|  | 3 | 2 | 18:31-19:00 | 1 | 1
|  | 3 | 2 | 19:01-19:30 | 1 | 1
|  | 3 | 2 | 19:31-20:00 | 1 | 1
|  | 3 | 2 | 20:01-20:30 | 1 | 1
|  | 3 | 2 | 20:31-21:00 | 1 | 1
|  | 3 | 2 | 21:01-21:30 | 1 | 1
|  | 3 | 2 | 21:31-22:00 | 1 | 1
|  | 3 | 2 | 22:01-22:30 | 1 | 1
|  | 3 | 2 | 22:31-23:00 | 1 | 1
|  | 3 | 2 | 23:01-23:30 | 1 | 1
|  | 3 | 2 | 23:31-00:00 | 1 | 1
|  | 3 | 3 | 00:01-00:30 | 1 | 1
|  | 3 | 3 | 00:31-01:00 | 1 | 1
|  | 3 | 3 | 01:01-01:30 | 1 | 1
|  | 3 | 3 | 01:31-02:00 | 1 | 1
|  | 3 | 3 | 02:01-02:30 | 1 | 1
|  | 3 | 3 | 02:31-03:00 | 1 | 1
|  | 3 | 3 | 03:01-03:30 | 1 | 1
|  | 3 | 3 | 03:31-04:00 | 1 | 1
|  | 3 | 3 | 04:01-04:30 | 1 | 1
|  | 3 | 3 | 04:31-05:00 | 1 | 1
|  | 3 | 3 | 05:01-05:30 | 1 | 1
|  | 3 | 3 | 05:31-06:00 | 1 | 1
|  | 3 | 3 | 06:01-06:30 | 1 | 1
|  | 3 | 3 | 06:31-07:00 | 1 | 1
|  | 3 | 3 | 07:01-07:30 | 1 | 1
|  | 3 | 3 | 07:31-08:00 | 1 | 1
|  | 3 | 3 | 08:01-08:30 | 1 | 1
|  | 3 | 3 | 08:31-09:00 | 1 | 1
|  | 3 | 3 | 09:01-09:30 | 1 | 1
|  | 3 | 3 | 09:31-10:00 | 1 | 1
|  | 3 | 3 | 10:01-10:30 | 1 | 1
|  | 3 | 3 | 10:31-11:00 | 1 | 1
|  | 3 | 3 | 11:01-11:30 | 1 | 1
|  | 3 | 3 | 11:31-12:00 | 1 | 1
|  | 3 | 3 | 12:01-12:30 | 1 | 1
|  | 3 | 3 | 12:31-13:00 | 1 | 1
|  | 3 | 3 | 13:01-13:30 | 1 | 1
|  | 3 | 3 | 13:31-14:00 | 1 | 1
|  | 3 | 3 | 14:01-14:30 | 1 | 1
|  | 3 | 3 | 14:31-15:00 | 1 | 1
|  | 3 | 3 | 15:01-15:30 | 1 | 1
|  | 3 | 3 | 15:31-16:00 | 1 | 1
|  | 3 | 3 | 16:01-16:30 | 1 | 1
|  | 3 | 3 | 16:31-17:00 | 1 | 1
|  | 3 | 3 | 17:01-17:30 | 1 | 1
|  | 3 | 3 | 17:31-18:00 | 1 | 1
|  | 3 | 3 | 18:01-18:30 | 1 | 1
|  | 3 | 3 | 18:31-19:00 | 1 | 1
|  | 3 | 3 | 19:01-19:30 | 1 | 1
|  | 3 | 3 | 19:31-20:00 | 1 | 1
|  | 3 | 3 | 20:01-20:30 | 1 | 1
|  | 3 | 3 | 20:31-21:00 | 1 | 1
|  | 3 | 3 | 21:01-21:30 | 1 | 1
|  | 3 | 3 | 21:31-22:00 | 1 | 1
|  | 3 | 3 | 22:01-22:30 | 1 | 1
|  | 3 | 3 | 22:31-23:00 | 1 | 1
|  | 3 | 3 | 23:01-23:30 | 1 | 1
|  | 3 | 3 | 23:31-00:00 | 1 | 1
|  | 3 | 4 | 00:01-00:30 | 0 | 1
|  | 3 | 4 | 00:31-01:00 | 0 | 1
|  | 3 | 4 | 01:01-01:30 | 0 | 1
|  | 3 | 4 | 01:31-02:00 | 0 | 1
|  | 3 | 4 | 02:01-02:30 | 0 | 1
|  | 3 | 4 | 02:31-03:00 | 0 | 1
|  | 3 | 4 | 03:01-03:30 | 0 | 1
|  | 3 | 4 | 03:31-04:00 | 0 | 1
|  | 3 | 4 | 04:01-04:30 | 0 | 1
|  | 3 | 4 | 04:31-05:00 | 0 | 1
|  | 3 | 4 | 05:01-05:30 | 0 | 1
|  | 3 | 4 | 05:31-06:00 | 0 | 1
|  | 3 | 4 | 06:01-06:30 | 0 | 1
|  | 3 | 4 | 06:31-07:00 | 0 | 1
|  | 3 | 4 | 07:01-07:30 | 0 | 1
|  | 3 | 4 | 07:31-08:00 | 0 | 1
|  | 3 | 4 | 08:01-08:30 | 0 | 1
|  | 3 | 4 | 08:31-09:00 | 0 | 1
|  | 3 | 4 | 09:01-09:30 | 0 | 1
|  | 3 | 4 | 09:31-10:00 | 0 | 1
|  | 3 | 4 | 10:01-10:30 | 0 | 1
|  | 3 | 4 | 10:31-11:00 | 0 | 1
|  | 3 | 4 | 11:01-11:30 | 0 | 1
|  | 3 | 4 | 11:31-12:00 | 0 | 1
|  | 3 | 4 | 12:01-12:30 | 0 | 1
|  | 3 | 4 | 12:31-13:00 | 0 | 1
|  | 3 | 4 | 13:01-13:30 | 0 | 1
|  | 3 | 4 | 13:31-14:00 | 0 | 1
|  | 3 | 4 | 14:01-14:30 | 0 | 1
|  | 3 | 4 | 14:31-15:00 | 0 | 1
|  | 3 | 4 | 15:01-15:30 | 0 | 1
|  | 3 | 4 | 15:31-16:00 | 0 | 1
|  | 3 | 4 | 16:01-16:30 | 0 | 1
|  | 3 | 4 | 16:31-17:00 | 0 | 1
|  | 3 | 4 | 17:01-17:30 | 0 | 1
|  | 3 | 4 | 17:31-18:00 | 0 | 1
|  | 3 | 4 | 18:01-18:30 | 0 | 1
|  | 3 | 4 | 18:31-19:00 | 0 | 1
|  | 3 | 4 | 19:01-19:30 | 0 | 1
|  | 3 | 4 | 19:31-20:00 | 0 | 1
|  | 3 | 4 | 20:01-20:30 | 0 | 1
|  | 3 | 4 | 20:31-21:00 | 0 | 1
|  | 3 | 4 | 21:01-21:30 | 0 | 1
|  | 3 | 4 | 21:31-22:00 | 0 | 1
|  | 3 | 4 | 22:01-22:30 | 0 | 1
|  | 3 | 4 | 22:31-23:00 | 0 | 1
|  | 3 | 4 | 23:01-23:30 | 0 | 1
|  | 3 | 4 | 23:31-00:00 | 0 | 1
|  | 3 | 5 | 00:01-00:30 | 0 | 1
|  | 3 | 5 | 00:31-01:00 | 0 | 1
|  | 3 | 5 | 01:01-01:30 | 0 | 1
|  | 3 | 5 | 01:31-02:00 | 0 | 1
|  | 3 | 5 | 02:01-02:30 | 0 | 1
|  | 3 | 5 | 02:31-03:00 | 0 | 1
|  | 3 | 5 | 03:01-03:30 | 0 | 1
|  | 3 | 5 | 03:31-04:00 | 0 | 1
|  | 3 | 5 | 04:01-04:30 | 0 | 1
|  | 3 | 5 | 04:31-05:00 | 0 | 1
|  | 3 | 5 | 05:01-05:30 | 0 | 1
|  | 3 | 5 | 05:31-06:00 | 0 | 1
|  | 3 | 5 | 06:01-06:30 | 0 | 1
|  | 3 | 5 | 06:31-07:00 | 0 | 1
|  | 3 | 5 | 07:01-07:30 | 0 | 1
|  | 3 | 5 | 07:31-08:00 | 0 | 1
|  | 3 | 5 | 08:01-08:30 | 0 | 1
|  | 3 | 5 | 08:31-09:00 | 0 | 1
|  | 3 | 5 | 09:01-09:30 | 0 | 1
|  | 3 | 5 | 09:31-10:00 | 0 | 1
|  | 3 | 5 | 10:01-10:30 | 0 | 1
|  | 3 | 5 | 10:31-11:00 | 0 | 1
|  | 3 | 5 | 11:01-11:30 | 0 | 1
|  | 3 | 5 | 11:31-12:00 | 0 | 1
|  | 3 | 5 | 12:01-12:30 | 0 | 1
|  | 3 | 5 | 12:31-13:00 | 0 | 1
|  | 3 | 5 | 13:01-13:30 | 0 | 1
|  | 3 | 5 | 13:31-14:00 | 0 | 1
|  | 3 | 5 | 14:01-14:30 | 0 | 1
|  | 3 | 5 | 14:31-15:00 | 0 | 1
|  | 3 | 5 | 15:01-15:30 | 0 | 1
|  | 3 | 5 | 15:31-16:00 | 0 | 1
|  | 3 | 5 | 16:01-16:30 | 0 | 1
|  | 3 | 5 | 16:31-17:00 | 0 | 1
|  | 3 | 5 | 17:01-17:30 | 0 | 1
|  | 3 | 5 | 17:31-18:00 | 0 | 1
|  | 3 | 5 | 18:01-18:30 | 0 | 1
|  | 3 | 5 | 18:31-19:00 | 0 | 1
|  | 3 | 5 | 19:01-19:30 | 0 | 1
|  | 3 | 5 | 19:31-20:00 | 0 | 1
|  | 3 | 5 | 20:01-20:30 | 0 | 1
|  | 3 | 5 | 20:31-21:00 | 0 | 1
|  | 3 | 5 | 21:01-21:30 | 0 | 1
|  | 3 | 5 | 21:31-22:00 | 0 | 1
|  | 3 | 5 | 22:01-22:30 | 0 | 1
|  | 3 | 5 | 22:31-23:00 | 0 | 1
|  | 3 | 5 | 23:01-23:30 | 0 | 1
|  | 3 | 5 | 23:31-00:00 | 0 | 1
|  | 3 | 6 | 00:01-00:30 | 1 | 1
|  | 3 | 6 | 00:31-01:00 | 1 | 1
|  | 3 | 6 | 01:01-01:30 | 1 | 1
|  | 3 | 6 | 01:31-02:00 | 1 | 1
|  | 3 | 6 | 02:01-02:30 | 1 | 1
|  | 3 | 6 | 02:31-03:00 | 1 | 1
|  | 3 | 6 | 03:01-03:30 | 1 | 1
|  | 3 | 6 | 03:31-04:00 | 1 | 1
|  | 3 | 6 | 04:01-04:30 | 1 | 1
|  | 3 | 6 | 04:31-05:00 | 1 | 1
|  | 3 | 6 | 05:01-05:30 | 1 | 1
|  | 3 | 6 | 05:31-06:00 | 1 | 1
|  | 3 | 6 | 06:01-06:30 | 1 | 1
|  | 3 | 6 | 06:31-07:00 | 1 | 1
|  | 3 | 6 | 07:01-07:30 | 1 | 1
|  | 3 | 6 | 07:31-08:00 | 1 | 1
|  | 3 | 6 | 08:01-08:30 | 1 | 1
|  | 3 | 6 | 08:31-09:00 | 1 | 1
|  | 3 | 6 | 09:01-09:30 | 1 | 1
|  | 3 | 6 | 09:31-10:00 | 1 | 1
|  | 3 | 6 | 10:01-10:30 | 1 | 1
|  | 3 | 6 | 10:31-11:00 | 1 | 1
|  | 3 | 6 | 11:01-11:30 | 1 | 1
|  | 3 | 6 | 11:31-12:00 | 1 | 1
|  | 3 | 6 | 12:01-12:30 | 1 | 1
|  | 3 | 6 | 12:31-13:00 | 1 | 1
|  | 3 | 6 | 13:01-13:30 | 1 | 1
|  | 3 | 6 | 13:31-14:00 | 1 | 1
|  | 3 | 6 | 14:01-14:30 | 1 | 1
|  | 3 | 6 | 14:31-15:00 | 1 | 1
|  | 3 | 6 | 15:01-15:30 | 1 | 1
|  | 3 | 6 | 15:31-16:00 | 1 | 1
|  | 3 | 6 | 16:01-16:30 | 1 | 1
|  | 3 | 6 | 16:31-17:00 | 1 | 1
|  | 3 | 6 | 17:01-17:30 | 1 | 1
|  | 3 | 6 | 17:31-18:00 | 1 | 1
|  | 3 | 6 | 18:01-18:30 | 1 | 1
|  | 3 | 6 | 18:31-19:00 | 1 | 1
|  | 3 | 6 | 19:01-19:30 | 1 | 1
|  | 3 | 6 | 19:31-20:00 | 1 | 1
|  | 3 | 6 | 20:01-20:30 | 1 | 1
|  | 3 | 6 | 20:31-21:00 | 1 | 1
|  | 3 | 6 | 21:01-21:30 | 1 | 1
|  | 3 | 6 | 21:31-22:00 | 1 | 1
|  | 3 | 6 | 22:01-22:30 | 1 | 1
|  | 3 | 6 | 22:31-23:00 | 1 | 1
|  | 3 | 6 | 23:01-23:30 | 1 | 1
|  | 3 | 6 | 23:31-00:00 | 1 | 1
|  | 3 | 7 | 00:01-00:30 | 1 | 1
|  | 3 | 7 | 00:31-01:00 | 1 | 1
|  | 3 | 7 | 01:01-01:30 | 1 | 1
|  | 3 | 7 | 01:31-02:00 | 1 | 1
|  | 3 | 7 | 02:01-02:30 | 1 | 1
|  | 3 | 7 | 02:31-03:00 | 1 | 1
|  | 3 | 7 | 03:01-03:30 | 1 | 1
|  | 3 | 7 | 03:31-04:00 | 1 | 1
|  | 3 | 7 | 04:01-04:30 | 1 | 1
|  | 3 | 7 | 04:31-05:00 | 1 | 1
|  | 3 | 7 | 05:01-05:30 | 1 | 1
|  | 3 | 7 | 05:31-06:00 | 1 | 1
|  | 3 | 7 | 06:01-06:30 | 1 | 1
|  | 3 | 7 | 06:31-07:00 | 1 | 1
|  | 3 | 7 | 07:01-07:30 | 1 | 1
|  | 3 | 7 | 07:31-08:00 | 1 | 1
|  | 3 | 7 | 08:01-08:30 | 1 | 1
|  | 3 | 7 | 08:31-09:00 | 1 | 1
|  | 3 | 7 | 09:01-09:30 | 1 | 1
|  | 3 | 7 | 09:31-10:00 | 1 | 1
|  | 3 | 7 | 10:01-10:30 | 1 | 1
|  | 3 | 7 | 10:31-11:00 | 1 | 1
|  | 3 | 7 | 11:01-11:30 | 1 | 1
|  | 3 | 7 | 11:31-12:00 | 1 | 1
|  | 3 | 7 | 12:01-12:30 | 1 | 1
|  | 3 | 7 | 12:31-13:00 | 1 | 1
|  | 3 | 7 | 13:01-13:30 | 1 | 1
|  | 3 | 7 | 13:31-14:00 | 1 | 1
|  | 3 | 7 | 14:01-14:30 | 1 | 1
|  | 3 | 7 | 14:31-15:00 | 1 | 1
|  | 3 | 7 | 15:01-15:30 | 1 | 1
|  | 3 | 7 | 15:31-16:00 | 1 | 1
|  | 3 | 7 | 16:01-16:30 | 1 | 1
|  | 3 | 7 | 16:31-17:00 | 1 | 1
|  | 3 | 7 | 17:01-17:30 | 1 | 1
|  | 3 | 7 | 17:31-18:00 | 1 | 1
|  | 3 | 7 | 18:01-18:30 | 1 | 1
|  | 3 | 7 | 18:31-19:00 | 1 | 1
|  | 3 | 7 | 19:01-19:30 | 1 | 1
|  | 3 | 7 | 19:31-20:00 | 1 | 1
|  | 3 | 7 | 20:01-20:30 | 1 | 1
|  | 3 | 7 | 20:31-21:00 | 1 | 1
|  | 3 | 7 | 21:01-21:30 | 1 | 1
|  | 3 | 7 | 21:31-22:00 | 1 | 1
|  | 3 | 7 | 22:01-22:30 | 1 | 1
|  | 3 | 7 | 22:31-23:00 | 1 | 1
|  | 3 | 7 | 23:01-23:30 | 1 | 1
|  | 3 | 7 | 23:31-00:00 | 1 | 1
|  | 3 | 8 | 00:01-00:30 | 1 | 1
|  | 3 | 8 | 00:31-01:00 | 1 | 1
|  | 3 | 8 | 01:01-01:30 | 1 | 1
|  | 3 | 8 | 01:31-02:00 | 1 | 1
|  | 3 | 8 | 02:01-02:30 | 1 | 1
|  | 3 | 8 | 02:31-03:00 | 1 | 1
|  | 3 | 8 | 03:01-03:30 | 1 | 1
|  | 3 | 8 | 03:31-04:00 | 1 | 1
|  | 3 | 8 | 04:01-04:30 | 1 | 1
|  | 3 | 8 | 04:31-05:00 | 1 | 1
|  | 3 | 8 | 05:01-05:30 | 1 | 1
|  | 3 | 8 | 05:31-06:00 | 1 | 1
|  | 3 | 8 | 06:01-06:30 | 1 | 1
|  | 3 | 8 | 06:31-07:00 | 1 | 1
|  | 3 | 8 | 07:01-07:30 | 1 | 1
|  | 3 | 8 | 07:31-08:00 | 1 | 1
|  | 3 | 8 | 08:01-08:30 | 1 | 1
|  | 3 | 8 | 08:31-09:00 | 1 | 1
|  | 3 | 8 | 09:01-09:30 | 1 | 1
|  | 3 | 8 | 09:31-10:00 | 1 | 1
|  | 3 | 8 | 10:01-10:30 | 1 | 1
|  | 3 | 8 | 10:31-11:00 | 1 | 1
|  | 3 | 8 | 11:01-11:30 | 1 | 1
|  | 3 | 8 | 11:31-12:00 | 1 | 1
|  | 3 | 8 | 12:01-12:30 | 1 | 1
|  | 3 | 8 | 12:31-13:00 | 1 | 1
|  | 3 | 8 | 13:01-13:30 | 1 | 1
|  | 3 | 8 | 13:31-14:00 | 1 | 1
|  | 3 | 8 | 14:01-14:30 | 1 | 1
|  | 3 | 8 | 14:31-15:00 | 1 | 1
|  | 3 | 8 | 15:01-15:30 | 1 | 1
|  | 3 | 8 | 15:31-16:00 | 1 | 1
|  | 3 | 8 | 16:01-16:30 | 1 | 1
|  | 3 | 8 | 16:31-17:00 | 1 | 1
|  | 3 | 8 | 17:01-17:30 | 1 | 1
|  | 3 | 8 | 17:31-18:00 | 1 | 1
|  | 3 | 8 | 18:01-18:30 | 1 | 1
|  | 3 | 8 | 18:31-19:00 | 1 | 1
|  | 3 | 8 | 19:01-19:30 | 1 | 1
|  | 3 | 8 | 19:31-20:00 | 1 | 1
|  | 3 | 8 | 20:01-20:30 | 1 | 1
|  | 3 | 8 | 20:31-21:00 | 1 | 1
|  | 3 | 8 | 21:01-21:30 | 1 | 1
|  | 3 | 8 | 21:31-22:00 | 1 | 1
|  | 3 | 8 | 22:01-22:30 | 1 | 1
|  | 3 | 8 | 22:31-23:00 | 1 | 1
|  | 3 | 8 | 23:01-23:30 | 1 | 1
|  | 3 | 8 | 23:31-00:00 | 1 | 1
|  | 3 | 9 | 00:01-00:30 | 1 | 1
|  | 3 | 9 | 00:31-01:00 | 1 | 1
|  | 3 | 9 | 01:01-01:30 | 1 | 1
|  | 3 | 9 | 01:31-02:00 | 1 | 1
|  | 3 | 9 | 02:01-02:30 | 1 | 1
|  | 3 | 9 | 02:31-03:00 | 1 | 1
|  | 3 | 9 | 03:01-03:30 | 1 | 1
|  | 3 | 9 | 03:31-04:00 | 1 | 1
|  | 3 | 9 | 04:01-04:30 | 1 | 1
|  | 3 | 9 | 04:31-05:00 | 1 | 1
|  | 3 | 9 | 05:01-05:30 | 1 | 1
|  | 3 | 9 | 05:31-06:00 | 1 | 1
|  | 3 | 9 | 06:01-06:30 | 1 | 1
|  | 3 | 9 | 06:31-07:00 | 1 | 1
|  | 3 | 9 | 07:01-07:30 | 1 | 1
|  | 3 | 9 | 07:31-08:00 | 1 | 1
|  | 3 | 9 | 08:01-08:30 | 1 | 1
|  | 3 | 9 | 08:31-09:00 | 1 | 1
|  | 3 | 9 | 09:01-09:30 | 1 | 1
|  | 3 | 9 | 09:31-10:00 | 1 | 1
|  | 3 | 9 | 10:01-10:30 | 1 | 1
|  | 3 | 9 | 10:31-11:00 | 1 | 1
|  | 3 | 9 | 11:01-11:30 | 1 | 1
|  | 3 | 9 | 11:31-12:00 | 1 | 1
|  | 3 | 9 | 12:01-12:30 | 1 | 1
|  | 3 | 9 | 12:31-13:00 | 1 | 1
|  | 3 | 9 | 13:01-13:30 | 1 | 1
|  | 3 | 9 | 13:31-14:00 | 1 | 1
|  | 3 | 9 | 14:01-14:30 | 1 | 1
|  | 3 | 9 | 14:31-15:00 | 1 | 1
|  | 3 | 9 | 15:01-15:30 | 1 | 1
|  | 3 | 9 | 15:31-16:00 | 1 | 1
|  | 3 | 9 | 16:01-16:30 | 1 | 1
|  | 3 | 9 | 16:31-17:00 | 1 | 1
|  | 3 | 9 | 17:01-17:30 | 1 | 1
|  | 3 | 9 | 17:31-18:00 | 1 | 1
|  | 3 | 9 | 18:01-18:30 | 1 | 1
|  | 3 | 9 | 18:31-19:00 | 1 | 1
|  | 3 | 9 | 19:01-19:30 | 1 | 1
|  | 3 | 9 | 19:31-20:00 | 1 | 1
|  | 3 | 9 | 20:01-20:30 | 1 | 1
|  | 3 | 9 | 20:31-21:00 | 1 | 1
|  | 3 | 9 | 21:01-21:30 | 1 | 1
|  | 3 | 9 | 21:31-22:00 | 1 | 1
|  | 3 | 9 | 22:01-22:30 | 1 | 1
|  | 3 | 9 | 22:31-23:00 | 1 | 1
|  | 3 | 9 | 23:01-23:30 | 1 | 1
|  | 3 | 9 | 23:31-00:00 | 1 | 1
|  | 3 | 10 | 00:01-00:30 | 1 | 1
|  | 3 | 10 | 00:31-01:00 | 1 | 1
|  | 3 | 10 | 01:01-01:30 | 1 | 1
|  | 3 | 10 | 01:31-02:00 | 1 | 1
|  | 3 | 10 | 02:01-02:30 | 1 | 1
|  | 3 | 10 | 02:31-03:00 | 1 | 1
|  | 3 | 10 | 03:01-03:30 | 1 | 1
|  | 3 | 10 | 03:31-04:00 | 1 | 1
|  | 3 | 10 | 04:01-04:30 | 1 | 1
|  | 3 | 10 | 04:31-05:00 | 1 | 1
|  | 3 | 10 | 05:01-05:30 | 1 | 1
|  | 3 | 10 | 05:31-06:00 | 1 | 1
|  | 3 | 10 | 06:01-06:30 | 1 | 1
|  | 3 | 10 | 06:31-07:00 | 1 | 1
|  | 3 | 10 | 07:01-07:30 | 1 | 1
|  | 3 | 10 | 07:31-08:00 | 1 | 1
|  | 3 | 10 | 08:01-08:30 | 1 | 1
|  | 3 | 10 | 08:31-09:00 | 1 | 1
|  | 3 | 10 | 09:01-09:30 | 1 | 1
|  | 3 | 10 | 09:31-10:00 | 1 | 1
|  | 3 | 10 | 10:01-10:30 | 1 | 1
|  | 3 | 10 | 10:31-11:00 | 1 | 1
|  | 3 | 10 | 11:01-11:30 | 1 | 1
|  | 3 | 10 | 11:31-12:00 | 1 | 1
|  | 3 | 10 | 12:01-12:30 | 1 | 1
|  | 3 | 10 | 12:31-13:00 | 1 | 1
|  | 3 | 10 | 13:01-13:30 | 1 | 1
|  | 3 | 10 | 13:31-14:00 | 1 | 1
|  | 3 | 10 | 14:01-14:30 | 1 | 1
|  | 3 | 10 | 14:31-15:00 | 1 | 1
|  | 3 | 10 | 15:01-15:30 | 1 | 1
|  | 3 | 10 | 15:31-16:00 | 1 | 1
|  | 3 | 10 | 16:01-16:30 | 1 | 1
|  | 3 | 10 | 16:31-17:00 | 1 | 1
|  | 3 | 10 | 17:01-17:30 | 1 | 1
|  | 3 | 10 | 17:31-18:00 | 1 | 1
|  | 3 | 10 | 18:01-18:30 | 1 | 1
|  | 3 | 10 | 18:31-19:00 | 1 | 1
|  | 3 | 10 | 19:01-19:30 | 1 | 1
|  | 3 | 10 | 19:31-20:00 | 1 | 1
|  | 3 | 10 | 20:01-20:30 | 1 | 1
|  | 3 | 10 | 20:31-21:00 | 1 | 1
|  | 3 | 10 | 21:01-21:30 | 1 | 1
|  | 3 | 10 | 21:31-22:00 | 1 | 1
|  | 3 | 10 | 22:01-22:30 | 1 | 1
|  | 3 | 10 | 22:31-23:00 | 1 | 1
|  | 3 | 10 | 23:01-23:30 | 1 | 1
|  | 3 | 10 | 23:31-00:00 | 1 | 1
|  | 3 | 11 | 00:01-00:30 | 0 | 1
|  | 3 | 11 | 00:31-01:00 | 0 | 1
|  | 3 | 11 | 01:01-01:30 | 0 | 1
|  | 3 | 11 | 01:31-02:00 | 0 | 1
|  | 3 | 11 | 02:01-02:30 | 0 | 1
|  | 3 | 11 | 02:31-03:00 | 0 | 1
|  | 3 | 11 | 03:01-03:30 | 0 | 1
|  | 3 | 11 | 03:31-04:00 | 0 | 1
|  | 3 | 11 | 04:01-04:30 | 0 | 1
|  | 3 | 11 | 04:31-05:00 | 0 | 1
|  | 3 | 11 | 05:01-05:30 | 0 | 1
|  | 3 | 11 | 05:31-06:00 | 0 | 1
|  | 3 | 11 | 06:01-06:30 | 0 | 1
|  | 3 | 11 | 06:31-07:00 | 0 | 1
|  | 3 | 11 | 07:01-07:30 | 0 | 1
|  | 3 | 11 | 07:31-08:00 | 0 | 1
|  | 3 | 11 | 08:01-08:30 | 0 | 1
|  | 3 | 11 | 08:31-09:00 | 0 | 1
|  | 3 | 11 | 09:01-09:30 | 0 | 1
|  | 3 | 11 | 09:31-10:00 | 0 | 1
|  | 3 | 11 | 10:01-10:30 | 0 | 1
|  | 3 | 11 | 10:31-11:00 | 0 | 1
|  | 3 | 11 | 11:01-11:30 | 0 | 1
|  | 3 | 11 | 11:31-12:00 | 0 | 1
|  | 3 | 11 | 12:01-12:30 | 0 | 1
|  | 3 | 11 | 12:31-13:00 | 0 | 1
|  | 3 | 11 | 13:01-13:30 | 0 | 1
|  | 3 | 11 | 13:31-14:00 | 0 | 1
|  | 3 | 11 | 14:01-14:30 | 0 | 1
|  | 3 | 11 | 14:31-15:00 | 0 | 1
|  | 3 | 11 | 15:01-15:30 | 0 | 1
|  | 3 | 11 | 15:31-16:00 | 0 | 1
|  | 3 | 11 | 16:01-16:30 | 0 | 1
|  | 3 | 11 | 16:31-17:00 | 0 | 1
|  | 3 | 11 | 17:01-17:30 | 0 | 1
|  | 3 | 11 | 17:31-18:00 | 0 | 1
|  | 3 | 11 | 18:01-18:30 | 0 | 1
|  | 3 | 11 | 18:31-19:00 | 0 | 1
|  | 3 | 11 | 19:01-19:30 | 0 | 1
|  | 3 | 11 | 19:31-20:00 | 0 | 1
|  | 3 | 11 | 20:01-20:30 | 0 | 1
|  | 3 | 11 | 20:31-21:00 | 0 | 1
|  | 3 | 11 | 21:01-21:30 | 0 | 1
|  | 3 | 11 | 21:31-22:00 | 0 | 1
|  | 3 | 11 | 22:01-22:30 | 0 | 1
|  | 3 | 11 | 22:31-23:00 | 0 | 1
|  | 3 | 11 | 23:01-23:30 | 0 | 1
|  | 3 | 11 | 23:31-00:00 | 0 | 1
|  | 3 | 12 | 00:01-00:30 | 0 | 1
|  | 3 | 12 | 00:31-01:00 | 0 | 1
|  | 3 | 12 | 01:01-01:30 | 0 | 1
|  | 3 | 12 | 01:31-02:00 | 0 | 1
|  | 3 | 12 | 02:01-02:30 | 0 | 1
|  | 3 | 12 | 02:31-03:00 | 0 | 1
|  | 3 | 12 | 03:01-03:30 | 0 | 1
|  | 3 | 12 | 03:31-04:00 | 0 | 1
|  | 3 | 12 | 04:01-04:30 | 0 | 1
|  | 3 | 12 | 04:31-05:00 | 0 | 1
|  | 3 | 12 | 05:01-05:30 | 0 | 1
|  | 3 | 12 | 05:31-06:00 | 0 | 1
|  | 3 | 12 | 06:01-06:30 | 0 | 1
|  | 3 | 12 | 06:31-07:00 | 0 | 1
|  | 3 | 12 | 07:01-07:30 | 0 | 1
|  | 3 | 12 | 07:31-08:00 | 0 | 1
|  | 3 | 12 | 08:01-08:30 | 0 | 1
|  | 3 | 12 | 08:31-09:00 | 0 | 1
|  | 3 | 12 | 09:01-09:30 | 0 | 1
|  | 3 | 12 | 09:31-10:00 | 0 | 1
|  | 3 | 12 | 10:01-10:30 | 0 | 1
|  | 3 | 12 | 10:31-11:00 | 0 | 1
|  | 3 | 12 | 11:01-11:30 | 0 | 1
|  | 3 | 12 | 11:31-12:00 | 0 | 1
|  | 3 | 12 | 12:01-12:30 | 0 | 1
|  | 3 | 12 | 12:31-13:00 | 0 | 1
|  | 3 | 12 | 13:01-13:30 | 0 | 1
|  | 3 | 12 | 13:31-14:00 | 0 | 1
|  | 3 | 12 | 14:01-14:30 | 0 | 1
|  | 3 | 12 | 14:31-15:00 | 0 | 1
|  | 3 | 12 | 15:01-15:30 | 0 | 1
|  | 3 | 12 | 15:31-16:00 | 0 | 1
|  | 3 | 12 | 16:01-16:30 | 0 | 1
|  | 3 | 12 | 16:31-17:00 | 0 | 1
|  | 3 | 12 | 17:01-17:30 | 0 | 1
|  | 3 | 12 | 17:31-18:00 | 0 | 1
|  | 3 | 12 | 18:01-18:30 | 0 | 1
|  | 3 | 12 | 18:31-19:00 | 0 | 1
|  | 3 | 12 | 19:01-19:30 | 0 | 1
|  | 3 | 12 | 19:31-20:00 | 0 | 1
|  | 3 | 12 | 20:01-20:30 | 0 | 1
|  | 3 | 12 | 20:31-21:00 | 0 | 1
|  | 3 | 12 | 21:01-21:30 | 0 | 1
|  | 3 | 12 | 21:31-22:00 | 0 | 1
|  | 3 | 12 | 22:01-22:30 | 0 | 1
|  | 3 | 12 | 22:31-23:00 | 0 | 1
|  | 3 | 12 | 23:01-23:30 | 0 | 1
|  | 3 | 12 | 23:31-00:00 | 0 | 1
|  | 3 | 13 | 00:01-00:30 | 1 | 1
|  | 3 | 13 | 00:31-01:00 | 1 | 1
|  | 3 | 13 | 01:01-01:30 | 1 | 1
|  | 3 | 13 | 01:31-02:00 | 1 | 1
|  | 3 | 13 | 02:01-02:30 | 1 | 1
|  | 3 | 13 | 02:31-03:00 | 1 | 1
|  | 3 | 13 | 03:01-03:30 | 1 | 1
|  | 3 | 13 | 03:31-04:00 | 1 | 1
|  | 3 | 13 | 04:01-04:30 | 1 | 1
|  | 3 | 13 | 04:31-05:00 | 1 | 1
|  | 3 | 13 | 05:01-05:30 | 1 | 1
|  | 3 | 13 | 05:31-06:00 | 1 | 1
|  | 3 | 13 | 06:01-06:30 | 1 | 1
|  | 3 | 13 | 06:31-07:00 | 1 | 1
|  | 3 | 13 | 07:01-07:30 | 1 | 1
|  | 3 | 13 | 07:31-08:00 | 1 | 1
|  | 3 | 13 | 08:01-08:30 | 1 | 1
|  | 3 | 13 | 08:31-09:00 | 1 | 1
|  | 3 | 13 | 09:01-09:30 | 1 | 1
|  | 3 | 13 | 09:31-10:00 | 1 | 1
|  | 3 | 13 | 10:01-10:30 | 1 | 1
|  | 3 | 13 | 10:31-11:00 | 1 | 1
|  | 3 | 13 | 11:01-11:30 | 1 | 1
|  | 3 | 13 | 11:31-12:00 | 1 | 1
|  | 3 | 13 | 12:01-12:30 | 1 | 1
|  | 3 | 13 | 12:31-13:00 | 1 | 1
|  | 3 | 13 | 13:01-13:30 | 1 | 1
|  | 3 | 13 | 13:31-14:00 | 1 | 1
|  | 3 | 13 | 14:01-14:30 | 1 | 1
|  | 3 | 13 | 14:31-15:00 | 1 | 1
|  | 3 | 13 | 15:01-15:30 | 1 | 1
|  | 3 | 13 | 15:31-16:00 | 1 | 1
|  | 3 | 13 | 16:01-16:30 | 1 | 1
|  | 3 | 13 | 16:31-17:00 | 1 | 1
|  | 3 | 13 | 17:01-17:30 | 1 | 1
|  | 3 | 13 | 17:31-18:00 | 1 | 1
|  | 3 | 13 | 18:01-18:30 | 1 | 1
|  | 3 | 13 | 18:31-19:00 | 1 | 1
|  | 3 | 13 | 19:01-19:30 | 1 | 1
|  | 3 | 13 | 19:31-20:00 | 1 | 1
|  | 3 | 13 | 20:01-20:30 | 1 | 1
|  | 3 | 13 | 20:31-21:00 | 1 | 1
|  | 3 | 13 | 21:01-21:30 | 1 | 1
|  | 3 | 13 | 21:31-22:00 | 1 | 1
|  | 3 | 13 | 22:01-22:30 | 1 | 1
|  | 3 | 13 | 22:31-23:00 | 1 | 1
|  | 3 | 13 | 23:01-23:30 | 1 | 1
|  | 3 | 13 | 23:31-00:00 | 1 | 1
|  | 3 | 14 | 00:01-00:30 | 1 | 1
|  | 3 | 14 | 00:31-01:00 | 1 | 1
|  | 3 | 14 | 01:01-01:30 | 1 | 1
|  | 3 | 14 | 01:31-02:00 | 1 | 1
|  | 3 | 14 | 02:01-02:30 | 1 | 1
|  | 3 | 14 | 02:31-03:00 | 1 | 1
|  | 3 | 14 | 03:01-03:30 | 1 | 1
|  | 3 | 14 | 03:31-04:00 | 1 | 1
|  | 3 | 14 | 04:01-04:30 | 1 | 1
|  | 3 | 14 | 04:31-05:00 | 1 | 1
|  | 3 | 14 | 05:01-05:30 | 1 | 1
|  | 3 | 14 | 05:31-06:00 | 1 | 1
|  | 3 | 14 | 06:01-06:30 | 1 | 1
|  | 3 | 14 | 06:31-07:00 | 1 | 1
|  | 3 | 14 | 07:01-07:30 | 1 | 1
|  | 3 | 14 | 07:31-08:00 | 1 | 1
|  | 3 | 14 | 08:01-08:30 | 1 | 1
|  | 3 | 14 | 08:31-09:00 | 1 | 1
|  | 3 | 14 | 09:01-09:30 | 1 | 1
|  | 3 | 14 | 09:31-10:00 | 1 | 1
|  | 3 | 14 | 10:01-10:30 | 1 | 1
|  | 3 | 14 | 10:31-11:00 | 1 | 1
|  | 3 | 14 | 11:01-11:30 | 1 | 1
|  | 3 | 14 | 11:31-12:00 | 1 | 1
|  | 3 | 14 | 12:01-12:30 | 1 | 1
|  | 3 | 14 | 12:31-13:00 | 1 | 1
|  | 3 | 14 | 13:01-13:30 | 1 | 1
|  | 3 | 14 | 13:31-14:00 | 1 | 1
|  | 3 | 14 | 14:01-14:30 | 1 | 1
|  | 3 | 14 | 14:31-15:00 | 1 | 1
|  | 3 | 14 | 15:01-15:30 | 1 | 1
|  | 3 | 14 | 15:31-16:00 | 1 | 1
|  | 3 | 14 | 16:01-16:30 | 1 | 1
|  | 3 | 14 | 16:31-17:00 | 1 | 1
|  | 3 | 14 | 17:01-17:30 | 1 | 1
|  | 3 | 14 | 17:31-18:00 | 1 | 1
|  | 3 | 14 | 18:01-18:30 | 1 | 1
|  | 3 | 14 | 18:31-19:00 | 1 | 1
|  | 3 | 14 | 19:01-19:30 | 1 | 1
|  | 3 | 14 | 19:31-20:00 | 1 | 1
|  | 3 | 14 | 20:01-20:30 | 1 | 1
|  | 3 | 14 | 20:31-21:00 | 1 | 1
|  | 3 | 14 | 21:01-21:30 | 1 | 1
|  | 3 | 14 | 21:31-22:00 | 1 | 1
|  | 3 | 14 | 22:01-22:30 | 1 | 1
|  | 3 | 14 | 22:31-23:00 | 1 | 1
|  | 3 | 14 | 23:01-23:30 | 1 | 1
|  | 3 | 14 | 23:31-00:00 | 1 | 1
|  | 3 | 15 | 00:01-00:30 | 1 | 1
|  | 3 | 15 | 00:31-01:00 | 1 | 1
|  | 3 | 15 | 01:01-01:30 | 1 | 1
|  | 3 | 15 | 01:31-02:00 | 1 | 1
|  | 3 | 15 | 02:01-02:30 | 1 | 1
|  | 3 | 15 | 02:31-03:00 | 1 | 1
|  | 3 | 15 | 03:01-03:30 | 1 | 1
|  | 3 | 15 | 03:31-04:00 | 1 | 1
|  | 3 | 15 | 04:01-04:30 | 1 | 1
|  | 3 | 15 | 04:31-05:00 | 1 | 1
|  | 3 | 15 | 05:01-05:30 | 1 | 1
|  | 3 | 15 | 05:31-06:00 | 1 | 1
|  | 3 | 15 | 06:01-06:30 | 1 | 1
|  | 3 | 15 | 06:31-07:00 | 1 | 1
|  | 3 | 15 | 07:01-07:30 | 1 | 1
|  | 3 | 15 | 07:31-08:00 | 1 | 1
|  | 3 | 15 | 08:01-08:30 | 1 | 1
|  | 3 | 15 | 08:31-09:00 | 1 | 1
|  | 3 | 15 | 09:01-09:30 | 1 | 1
|  | 3 | 15 | 09:31-10:00 | 1 | 1
|  | 3 | 15 | 10:01-10:30 | 1 | 1
|  | 3 | 15 | 10:31-11:00 | 1 | 1
|  | 3 | 15 | 11:01-11:30 | 1 | 1
|  | 3 | 15 | 11:31-12:00 | 1 | 1
|  | 3 | 15 | 12:01-12:30 | 1 | 1
|  | 3 | 15 | 12:31-13:00 | 1 | 1
|  | 3 | 15 | 13:01-13:30 | 1 | 1
|  | 3 | 15 | 13:31-14:00 | 1 | 1
|  | 3 | 15 | 14:01-14:30 | 1 | 1
|  | 3 | 15 | 14:31-15:00 | 1 | 1
|  | 3 | 15 | 15:01-15:30 | 1 | 1
|  | 3 | 15 | 15:31-16:00 | 1 | 1
|  | 3 | 15 | 16:01-16:30 | 1 | 1
|  | 3 | 15 | 16:31-17:00 | 1 | 1
|  | 3 | 15 | 17:01-17:30 | 1 | 1
|  | 3 | 15 | 17:31-18:00 | 1 | 1
|  | 3 | 15 | 18:01-18:30 | 1 | 1
|  | 3 | 15 | 18:31-19:00 | 1 | 1
|  | 3 | 15 | 19:01-19:30 | 1 | 1
|  | 3 | 15 | 19:31-20:00 | 1 | 1
|  | 3 | 15 | 20:01-20:30 | 1 | 1
|  | 3 | 15 | 20:31-21:00 | 1 | 1
|  | 3 | 15 | 21:01-21:30 | 1 | 1
|  | 3 | 15 | 21:31-22:00 | 1 | 1
|  | 3 | 15 | 22:01-22:30 | 1 | 1
|  | 3 | 15 | 22:31-23:00 | 1 | 1
|  | 3 | 15 | 23:01-23:30 | 1 | 1
|  | 3 | 15 | 23:31-00:00 | 1 | 1
|  | 3 | 16 | 00:01-00:30 | 1 | 1
|  | 3 | 16 | 00:31-01:00 | 1 | 1
|  | 3 | 16 | 01:01-01:30 | 1 | 1
|  | 3 | 16 | 01:31-02:00 | 1 | 1
|  | 3 | 16 | 02:01-02:30 | 1 | 1
|  | 3 | 16 | 02:31-03:00 | 1 | 1
|  | 3 | 16 | 03:01-03:30 | 1 | 1
|  | 3 | 16 | 03:31-04:00 | 1 | 1
|  | 3 | 16 | 04:01-04:30 | 1 | 1
|  | 3 | 16 | 04:31-05:00 | 1 | 1
|  | 3 | 16 | 05:01-05:30 | 1 | 1
|  | 3 | 16 | 05:31-06:00 | 1 | 1
|  | 3 | 16 | 06:01-06:30 | 1 | 1
|  | 3 | 16 | 06:31-07:00 | 1 | 1
|  | 3 | 16 | 07:01-07:30 | 1 | 1
|  | 3 | 16 | 07:31-08:00 | 1 | 1
|  | 3 | 16 | 08:01-08:30 | 1 | 1
|  | 3 | 16 | 08:31-09:00 | 1 | 1
|  | 3 | 16 | 09:01-09:30 | 1 | 1
|  | 3 | 16 | 09:31-10:00 | 1 | 1
|  | 3 | 16 | 10:01-10:30 | 1 | 1
|  | 3 | 16 | 10:31-11:00 | 1 | 1
|  | 3 | 16 | 11:01-11:30 | 1 | 1
|  | 3 | 16 | 11:31-12:00 | 1 | 1
|  | 3 | 16 | 12:01-12:30 | 1 | 1
|  | 3 | 16 | 12:31-13:00 | 1 | 1
|  | 3 | 16 | 13:01-13:30 | 1 | 1
|  | 3 | 16 | 13:31-14:00 | 1 | 1
|  | 3 | 16 | 14:01-14:30 | 1 | 1
|  | 3 | 16 | 14:31-15:00 | 1 | 1
|  | 3 | 16 | 15:01-15:30 | 1 | 1
|  | 3 | 16 | 15:31-16:00 | 1 | 1
|  | 3 | 16 | 16:01-16:30 | 1 | 1
|  | 3 | 16 | 16:31-17:00 | 1 | 1
|  | 3 | 16 | 17:01-17:30 | 1 | 1
|  | 3 | 16 | 17:31-18:00 | 1 | 1
|  | 3 | 16 | 18:01-18:30 | 1 | 1
|  | 3 | 16 | 18:31-19:00 | 1 | 1
|  | 3 | 16 | 19:01-19:30 | 1 | 1
|  | 3 | 16 | 19:31-20:00 | 1 | 1
|  | 3 | 16 | 20:01-20:30 | 1 | 1
|  | 3 | 16 | 20:31-21:00 | 1 | 1
|  | 3 | 16 | 21:01-21:30 | 1 | 1
|  | 3 | 16 | 21:31-22:00 | 1 | 1
|  | 3 | 16 | 22:01-22:30 | 1 | 1
|  | 3 | 16 | 22:31-23:00 | 1 | 1
|  | 3 | 16 | 23:01-23:30 | 1 | 1
|  | 3 | 16 | 23:31-00:00 | 1 | 1
|  | 3 | 17 | 00:01-00:30 | 1 | 1
|  | 3 | 17 | 00:31-01:00 | 1 | 1
|  | 3 | 17 | 01:01-01:30 | 1 | 1
|  | 3 | 17 | 01:31-02:00 | 1 | 1
|  | 3 | 17 | 02:01-02:30 | 1 | 1
|  | 3 | 17 | 02:31-03:00 | 1 | 1
|  | 3 | 17 | 03:01-03:30 | 1 | 1
|  | 3 | 17 | 03:31-04:00 | 1 | 1
|  | 3 | 17 | 04:01-04:30 | 1 | 1
|  | 3 | 17 | 04:31-05:00 | 1 | 1
|  | 3 | 17 | 05:01-05:30 | 1 | 1
|  | 3 | 17 | 05:31-06:00 | 1 | 1
|  | 3 | 17 | 06:01-06:30 | 1 | 1
|  | 3 | 17 | 06:31-07:00 | 1 | 1
|  | 3 | 17 | 07:01-07:30 | 1 | 1
|  | 3 | 17 | 07:31-08:00 | 1 | 1
|  | 3 | 17 | 08:01-08:30 | 1 | 1
|  | 3 | 17 | 08:31-09:00 | 1 | 1
|  | 3 | 17 | 09:01-09:30 | 1 | 1
|  | 3 | 17 | 09:31-10:00 | 1 | 1
|  | 3 | 17 | 10:01-10:30 | 1 | 1
|  | 3 | 17 | 10:31-11:00 | 1 | 1
|  | 3 | 17 | 11:01-11:30 | 1 | 1
|  | 3 | 17 | 11:31-12:00 | 1 | 1
|  | 3 | 17 | 12:01-12:30 | 1 | 1
|  | 3 | 17 | 12:31-13:00 | 1 | 1
|  | 3 | 17 | 13:01-13:30 | 1 | 1
|  | 3 | 17 | 13:31-14:00 | 1 | 1
|  | 3 | 17 | 14:01-14:30 | 1 | 1
|  | 3 | 17 | 14:31-15:00 | 1 | 1
|  | 3 | 17 | 15:01-15:30 | 1 | 1
|  | 3 | 17 | 15:31-16:00 | 1 | 1
|  | 3 | 17 | 16:01-16:30 | 1 | 1
|  | 3 | 17 | 16:31-17:00 | 1 | 1
|  | 3 | 17 | 17:01-17:30 | 1 | 1
|  | 3 | 17 | 17:31-18:00 | 1 | 1
|  | 3 | 17 | 18:01-18:30 | 1 | 1
|  | 3 | 17 | 18:31-19:00 | 1 | 1
|  | 3 | 17 | 19:01-19:30 | 1 | 1
|  | 3 | 17 | 19:31-20:00 | 1 | 1
|  | 3 | 17 | 20:01-20:30 | 1 | 1
|  | 3 | 17 | 20:31-21:00 | 1 | 1
|  | 3 | 17 | 21:01-21:30 | 1 | 1
|  | 3 | 17 | 21:31-22:00 | 1 | 1
|  | 3 | 17 | 22:01-22:30 | 1 | 1
|  | 3 | 17 | 22:31-23:00 | 1 | 1
|  | 3 | 17 | 23:01-23:30 | 1 | 1
|  | 3 | 17 | 23:31-00:00 | 1 | 1
|  | 3 | 18 | 00:01-00:30 | 0 | 1
|  | 3 | 18 | 00:31-01:00 | 0 | 1
|  | 3 | 18 | 01:01-01:30 | 0 | 1
|  | 3 | 18 | 01:31-02:00 | 0 | 1
|  | 3 | 18 | 02:01-02:30 | 0 | 1
|  | 3 | 18 | 02:31-03:00 | 0 | 1
|  | 3 | 18 | 03:01-03:30 | 0 | 1
|  | 3 | 18 | 03:31-04:00 | 0 | 1
|  | 3 | 18 | 04:01-04:30 | 0 | 1
|  | 3 | 18 | 04:31-05:00 | 0 | 1
|  | 3 | 18 | 05:01-05:30 | 0 | 1
|  | 3 | 18 | 05:31-06:00 | 0 | 1
|  | 3 | 18 | 06:01-06:30 | 0 | 1
|  | 3 | 18 | 06:31-07:00 | 0 | 1
|  | 3 | 18 | 07:01-07:30 | 0 | 1
|  | 3 | 18 | 07:31-08:00 | 0 | 1
|  | 3 | 18 | 08:01-08:30 | 0 | 1
|  | 3 | 18 | 08:31-09:00 | 0 | 1
|  | 3 | 18 | 09:01-09:30 | 0 | 1
|  | 3 | 18 | 09:31-10:00 | 0 | 1
|  | 3 | 18 | 10:01-10:30 | 0 | 1
|  | 3 | 18 | 10:31-11:00 | 0 | 1
|  | 3 | 18 | 11:01-11:30 | 0 | 1
|  | 3 | 18 | 11:31-12:00 | 0 | 1
|  | 3 | 18 | 12:01-12:30 | 0 | 1
|  | 3 | 18 | 12:31-13:00 | 0 | 1
|  | 3 | 18 | 13:01-13:30 | 0 | 1
|  | 3 | 18 | 13:31-14:00 | 0 | 1
|  | 3 | 18 | 14:01-14:30 | 0 | 1
|  | 3 | 18 | 14:31-15:00 | 0 | 1
|  | 3 | 18 | 15:01-15:30 | 0 | 1
|  | 3 | 18 | 15:31-16:00 | 0 | 1
|  | 3 | 18 | 16:01-16:30 | 0 | 1
|  | 3 | 18 | 16:31-17:00 | 0 | 1
|  | 3 | 18 | 17:01-17:30 | 0 | 1
|  | 3 | 18 | 17:31-18:00 | 0 | 1
|  | 3 | 18 | 18:01-18:30 | 0 | 1
|  | 3 | 18 | 18:31-19:00 | 0 | 1
|  | 3 | 18 | 19:01-19:30 | 0 | 1
|  | 3 | 18 | 19:31-20:00 | 0 | 1
|  | 3 | 18 | 20:01-20:30 | 0 | 1
|  | 3 | 18 | 20:31-21:00 | 0 | 1
|  | 3 | 18 | 21:01-21:30 | 0 | 1
|  | 3 | 18 | 21:31-22:00 | 0 | 1
|  | 3 | 18 | 22:01-22:30 | 0 | 1
|  | 3 | 18 | 22:31-23:00 | 0 | 1
|  | 3 | 18 | 23:01-23:30 | 0 | 1
|  | 3 | 18 | 23:31-00:00 | 0 | 1
|  | 3 | 19 | 00:01-00:30 | 0 | 1
|  | 3 | 19 | 00:31-01:00 | 0 | 1
|  | 3 | 19 | 01:01-01:30 | 0 | 1
|  | 3 | 19 | 01:31-02:00 | 0 | 1
|  | 3 | 19 | 02:01-02:30 | 0 | 1
|  | 3 | 19 | 02:31-03:00 | 0 | 1
|  | 3 | 19 | 03:01-03:30 | 0 | 1
|  | 3 | 19 | 03:31-04:00 | 0 | 1
|  | 3 | 19 | 04:01-04:30 | 0 | 1
|  | 3 | 19 | 04:31-05:00 | 0 | 1
|  | 3 | 19 | 05:01-05:30 | 0 | 1
|  | 3 | 19 | 05:31-06:00 | 0 | 1
|  | 3 | 19 | 06:01-06:30 | 0 | 1
|  | 3 | 19 | 06:31-07:00 | 0 | 1
|  | 3 | 19 | 07:01-07:30 | 0 | 1
|  | 3 | 19 | 07:31-08:00 | 0 | 1
|  | 3 | 19 | 08:01-08:30 | 0 | 1
|  | 3 | 19 | 08:31-09:00 | 0 | 1
|  | 3 | 19 | 09:01-09:30 | 0 | 1
|  | 3 | 19 | 09:31-10:00 | 0 | 1
|  | 3 | 19 | 10:01-10:30 | 0 | 1
|  | 3 | 19 | 10:31-11:00 | 0 | 1
|  | 3 | 19 | 11:01-11:30 | 0 | 1
|  | 3 | 19 | 11:31-12:00 | 0 | 1
|  | 3 | 19 | 12:01-12:30 | 0 | 1
|  | 3 | 19 | 12:31-13:00 | 0 | 1
|  | 3 | 19 | 13:01-13:30 | 0 | 1
|  | 3 | 19 | 13:31-14:00 | 0 | 1
|  | 3 | 19 | 14:01-14:30 | 0 | 1
|  | 3 | 19 | 14:31-15:00 | 0 | 1
|  | 3 | 19 | 15:01-15:30 | 0 | 1
|  | 3 | 19 | 15:31-16:00 | 0 | 1
|  | 3 | 19 | 16:01-16:30 | 0 | 1
|  | 3 | 19 | 16:31-17:00 | 0 | 1
|  | 3 | 19 | 17:01-17:30 | 0 | 1
|  | 3 | 19 | 17:31-18:00 | 0 | 1
|  | 3 | 19 | 18:01-18:30 | 0 | 1
|  | 3 | 19 | 18:31-19:00 | 0 | 1
|  | 3 | 19 | 19:01-19:30 | 0 | 1
|  | 3 | 19 | 19:31-20:00 | 0 | 1
|  | 3 | 19 | 20:01-20:30 | 0 | 1
|  | 3 | 19 | 20:31-21:00 | 0 | 1
|  | 3 | 19 | 21:01-21:30 | 0 | 1
|  | 3 | 19 | 21:31-22:00 | 0 | 1
|  | 3 | 19 | 22:01-22:30 | 0 | 1
|  | 3 | 19 | 22:31-23:00 | 0 | 1
|  | 3 | 19 | 23:01-23:30 | 0 | 1
|  | 3 | 19 | 23:31-00:00 | 0 | 1
|  | 3 | 20 | 00:01-00:30 | 1 | 1
|  | 3 | 20 | 00:31-01:00 | 1 | 1
|  | 3 | 20 | 01:01-01:30 | 1 | 1
|  | 3 | 20 | 01:31-02:00 | 1 | 1
|  | 3 | 20 | 02:01-02:30 | 1 | 1
|  | 3 | 20 | 02:31-03:00 | 1 | 1
|  | 3 | 20 | 03:01-03:30 | 1 | 1
|  | 3 | 20 | 03:31-04:00 | 1 | 1
|  | 3 | 20 | 04:01-04:30 | 1 | 1
|  | 3 | 20 | 04:31-05:00 | 1 | 1
|  | 3 | 20 | 05:01-05:30 | 1 | 1
|  | 3 | 20 | 05:31-06:00 | 1 | 1
|  | 3 | 20 | 06:01-06:30 | 1 | 1
|  | 3 | 20 | 06:31-07:00 | 1 | 1
|  | 3 | 20 | 07:01-07:30 | 1 | 1
|  | 3 | 20 | 07:31-08:00 | 1 | 1
|  | 3 | 20 | 08:01-08:30 | 1 | 1
|  | 3 | 20 | 08:31-09:00 | 1 | 1
|  | 3 | 20 | 09:01-09:30 | 1 | 1
|  | 3 | 20 | 09:31-10:00 | 1 | 1
|  | 3 | 20 | 10:01-10:30 | 1 | 1
|  | 3 | 20 | 10:31-11:00 | 1 | 1
|  | 3 | 20 | 11:01-11:30 | 1 | 1
|  | 3 | 20 | 11:31-12:00 | 1 | 1
|  | 3 | 20 | 12:01-12:30 | 1 | 1
|  | 3 | 20 | 12:31-13:00 | 1 | 1
|  | 3 | 20 | 13:01-13:30 | 1 | 1
|  | 3 | 20 | 13:31-14:00 | 1 | 1
|  | 3 | 20 | 14:01-14:30 | 1 | 1
|  | 3 | 20 | 14:31-15:00 | 1 | 1
|  | 3 | 20 | 15:01-15:30 | 1 | 1
|  | 3 | 20 | 15:31-16:00 | 1 | 1
|  | 3 | 20 | 16:01-16:30 | 1 | 1
|  | 3 | 20 | 16:31-17:00 | 1 | 1
|  | 3 | 20 | 17:01-17:30 | 1 | 1
|  | 3 | 20 | 17:31-18:00 | 1 | 1
|  | 3 | 20 | 18:01-18:30 | 1 | 1
|  | 3 | 20 | 18:31-19:00 | 1 | 1
|  | 3 | 20 | 19:01-19:30 | 1 | 1
|  | 3 | 20 | 19:31-20:00 | 1 | 1
|  | 3 | 20 | 20:01-20:30 | 1 | 1
|  | 3 | 20 | 20:31-21:00 | 1 | 1
|  | 3 | 20 | 21:01-21:30 | 1 | 1
|  | 3 | 20 | 21:31-22:00 | 1 | 1
|  | 3 | 20 | 22:01-22:30 | 1 | 1
|  | 3 | 20 | 22:31-23:00 | 1 | 1
|  | 3 | 20 | 23:01-23:30 | 1 | 1
|  | 3 | 20 | 23:31-00:00 | 1 | 1
|  | 3 | 21 | 00:01-00:30 | 1 | 1
|  | 3 | 21 | 00:31-01:00 | 1 | 1
|  | 3 | 21 | 01:01-01:30 | 1 | 1
|  | 3 | 21 | 01:31-02:00 | 1 | 1
|  | 3 | 21 | 02:01-02:30 | 1 | 1
|  | 3 | 21 | 02:31-03:00 | 1 | 1
|  | 3 | 21 | 03:01-03:30 | 1 | 1
|  | 3 | 21 | 03:31-04:00 | 1 | 1
|  | 3 | 21 | 04:01-04:30 | 1 | 1
|  | 3 | 21 | 04:31-05:00 | 1 | 1
|  | 3 | 21 | 05:01-05:30 | 1 | 1
|  | 3 | 21 | 05:31-06:00 | 1 | 1
|  | 3 | 21 | 06:01-06:30 | 1 | 1
|  | 3 | 21 | 06:31-07:00 | 1 | 1
|  | 3 | 21 | 07:01-07:30 | 1 | 1
|  | 3 | 21 | 07:31-08:00 | 1 | 1
|  | 3 | 21 | 08:01-08:30 | 1 | 1
|  | 3 | 21 | 08:31-09:00 | 1 | 1
|  | 3 | 21 | 09:01-09:30 | 1 | 1
|  | 3 | 21 | 09:31-10:00 | 1 | 1
|  | 3 | 21 | 10:01-10:30 | 1 | 1
|  | 3 | 21 | 10:31-11:00 | 1 | 1
|  | 3 | 21 | 11:01-11:30 | 1 | 1
|  | 3 | 21 | 11:31-12:00 | 1 | 1
|  | 3 | 21 | 12:01-12:30 | 1 | 1
|  | 3 | 21 | 12:31-13:00 | 1 | 1
|  | 3 | 21 | 13:01-13:30 | 1 | 1
|  | 3 | 21 | 13:31-14:00 | 1 | 1
|  | 3 | 21 | 14:01-14:30 | 1 | 1
|  | 3 | 21 | 14:31-15:00 | 1 | 1
|  | 3 | 21 | 15:01-15:30 | 1 | 1
|  | 3 | 21 | 15:31-16:00 | 1 | 1
|  | 3 | 21 | 16:01-16:30 | 1 | 1
|  | 3 | 21 | 16:31-17:00 | 1 | 1
|  | 3 | 21 | 17:01-17:30 | 1 | 1
|  | 3 | 21 | 17:31-18:00 | 1 | 1
|  | 3 | 21 | 18:01-18:30 | 1 | 1
|  | 3 | 21 | 18:31-19:00 | 1 | 1
|  | 3 | 21 | 19:01-19:30 | 1 | 1
|  | 3 | 21 | 19:31-20:00 | 1 | 1
|  | 3 | 21 | 20:01-20:30 | 1 | 1
|  | 3 | 21 | 20:31-21:00 | 1 | 1
|  | 3 | 21 | 21:01-21:30 | 1 | 1
|  | 3 | 21 | 21:31-22:00 | 1 | 1
|  | 3 | 21 | 22:01-22:30 | 1 | 1
|  | 3 | 21 | 22:31-23:00 | 1 | 1
|  | 3 | 21 | 23:01-23:30 | 1 | 1
|  | 3 | 21 | 23:31-00:00 | 1 | 1
|  | 3 | 22 | 00:01-00:30 | 1 | 1
|  | 3 | 22 | 00:31-01:00 | 1 | 1
|  | 3 | 22 | 01:01-01:30 | 1 | 1
|  | 3 | 22 | 01:31-02:00 | 1 | 1
|  | 3 | 22 | 02:01-02:30 | 1 | 1
|  | 3 | 22 | 02:31-03:00 | 1 | 1
|  | 3 | 22 | 03:01-03:30 | 1 | 1
|  | 3 | 22 | 03:31-04:00 | 1 | 1
|  | 3 | 22 | 04:01-04:30 | 1 | 1
|  | 3 | 22 | 04:31-05:00 | 1 | 1
|  | 3 | 22 | 05:01-05:30 | 1 | 1
|  | 3 | 22 | 05:31-06:00 | 1 | 1
|  | 3 | 22 | 06:01-06:30 | 1 | 1
|  | 3 | 22 | 06:31-07:00 | 1 | 1
|  | 3 | 22 | 07:01-07:30 | 1 | 1
|  | 3 | 22 | 07:31-08:00 | 1 | 1
|  | 3 | 22 | 08:01-08:30 | 1 | 1
|  | 3 | 22 | 08:31-09:00 | 1 | 1
|  | 3 | 22 | 09:01-09:30 | 1 | 1
|  | 3 | 22 | 09:31-10:00 | 1 | 1
|  | 3 | 22 | 10:01-10:30 | 1 | 1
|  | 3 | 22 | 10:31-11:00 | 1 | 1
|  | 3 | 22 | 11:01-11:30 | 1 | 1
|  | 3 | 22 | 11:31-12:00 | 1 | 1
|  | 3 | 22 | 12:01-12:30 | 1 | 1
|  | 3 | 22 | 12:31-13:00 | 1 | 1
|  | 3 | 22 | 13:01-13:30 | 1 | 1
|  | 3 | 22 | 13:31-14:00 | 1 | 1
|  | 3 | 22 | 14:01-14:30 | 1 | 1
|  | 3 | 22 | 14:31-15:00 | 1 | 1
|  | 3 | 22 | 15:01-15:30 | 1 | 1
|  | 3 | 22 | 15:31-16:00 | 1 | 1
|  | 3 | 22 | 16:01-16:30 | 1 | 1
|  | 3 | 22 | 16:31-17:00 | 1 | 1
|  | 3 | 22 | 17:01-17:30 | 1 | 1
|  | 3 | 22 | 17:31-18:00 | 1 | 1
|  | 3 | 22 | 18:01-18:30 | 1 | 1
|  | 3 | 22 | 18:31-19:00 | 1 | 1
|  | 3 | 22 | 19:01-19:30 | 1 | 1
|  | 3 | 22 | 19:31-20:00 | 1 | 1
|  | 3 | 22 | 20:01-20:30 | 1 | 1
|  | 3 | 22 | 20:31-21:00 | 1 | 1
|  | 3 | 22 | 21:01-21:30 | 1 | 1
|  | 3 | 22 | 21:31-22:00 | 1 | 1
|  | 3 | 22 | 22:01-22:30 | 1 | 1
|  | 3 | 22 | 22:31-23:00 | 1 | 1
|  | 3 | 22 | 23:01-23:30 | 1 | 1
|  | 3 | 22 | 23:31-00:00 | 1 | 1
|  | 3 | 23 | 00:01-00:30 | 1 | 1
|  | 3 | 23 | 00:31-01:00 | 1 | 1
|  | 3 | 23 | 01:01-01:30 | 1 | 1
|  | 3 | 23 | 01:31-02:00 | 1 | 1
|  | 3 | 23 | 02:01-02:30 | 1 | 1
|  | 3 | 23 | 02:31-03:00 | 1 | 1
|  | 3 | 23 | 03:01-03:30 | 1 | 1
|  | 3 | 23 | 03:31-04:00 | 1 | 1
|  | 3 | 23 | 04:01-04:30 | 1 | 1
|  | 3 | 23 | 04:31-05:00 | 1 | 1
|  | 3 | 23 | 05:01-05:30 | 1 | 1
|  | 3 | 23 | 05:31-06:00 | 1 | 1
|  | 3 | 23 | 06:01-06:30 | 1 | 1
|  | 3 | 23 | 06:31-07:00 | 1 | 1
|  | 3 | 23 | 07:01-07:30 | 1 | 1
|  | 3 | 23 | 07:31-08:00 | 1 | 1
|  | 3 | 23 | 08:01-08:30 | 1 | 1
|  | 3 | 23 | 08:31-09:00 | 1 | 1
|  | 3 | 23 | 09:01-09:30 | 1 | 1
|  | 3 | 23 | 09:31-10:00 | 1 | 1
|  | 3 | 23 | 10:01-10:30 | 1 | 1
|  | 3 | 23 | 10:31-11:00 | 1 | 1
|  | 3 | 23 | 11:01-11:30 | 1 | 1
|  | 3 | 23 | 11:31-12:00 | 1 | 1
|  | 3 | 23 | 12:01-12:30 | 1 | 1
|  | 3 | 23 | 12:31-13:00 | 1 | 1
|  | 3 | 23 | 13:01-13:30 | 1 | 1
|  | 3 | 23 | 13:31-14:00 | 1 | 1
|  | 3 | 23 | 14:01-14:30 | 1 | 1
|  | 3 | 23 | 14:31-15:00 | 1 | 1
|  | 3 | 23 | 15:01-15:30 | 1 | 1
|  | 3 | 23 | 15:31-16:00 | 1 | 1
|  | 3 | 23 | 16:01-16:30 | 1 | 1
|  | 3 | 23 | 16:31-17:00 | 1 | 1
|  | 3 | 23 | 17:01-17:30 | 1 | 1
|  | 3 | 23 | 17:31-18:00 | 1 | 1
|  | 3 | 23 | 18:01-18:30 | 1 | 1
|  | 3 | 23 | 18:31-19:00 | 1 | 1
|  | 3 | 23 | 19:01-19:30 | 1 | 1
|  | 3 | 23 | 19:31-20:00 | 1 | 1
|  | 3 | 23 | 20:01-20:30 | 1 | 1
|  | 3 | 23 | 20:31-21:00 | 1 | 1
|  | 3 | 23 | 21:01-21:30 | 1 | 1
|  | 3 | 23 | 21:31-22:00 | 1 | 1
|  | 3 | 23 | 22:01-22:30 | 1 | 1
|  | 3 | 23 | 22:31-23:00 | 1 | 1
|  | 3 | 23 | 23:01-23:30 | 1 | 1
|  | 3 | 23 | 23:31-00:00 | 1 | 1
|  | 3 | 24 | 00:01-00:30 | 1 | 1
|  | 3 | 24 | 00:31-01:00 | 1 | 1
|  | 3 | 24 | 01:01-01:30 | 1 | 1
|  | 3 | 24 | 01:31-02:00 | 1 | 1
|  | 3 | 24 | 02:01-02:30 | 1 | 1
|  | 3 | 24 | 02:31-03:00 | 1 | 1
|  | 3 | 24 | 03:01-03:30 | 1 | 1
|  | 3 | 24 | 03:31-04:00 | 1 | 1
|  | 3 | 24 | 04:01-04:30 | 1 | 1
|  | 3 | 24 | 04:31-05:00 | 1 | 1
|  | 3 | 24 | 05:01-05:30 | 1 | 1
|  | 3 | 24 | 05:31-06:00 | 1 | 1
|  | 3 | 24 | 06:01-06:30 | 1 | 1
|  | 3 | 24 | 06:31-07:00 | 1 | 1
|  | 3 | 24 | 07:01-07:30 | 1 | 1
|  | 3 | 24 | 07:31-08:00 | 1 | 1
|  | 3 | 24 | 08:01-08:30 | 1 | 1
|  | 3 | 24 | 08:31-09:00 | 1 | 1
|  | 3 | 24 | 09:01-09:30 | 1 | 1
|  | 3 | 24 | 09:31-10:00 | 1 | 1
|  | 3 | 24 | 10:01-10:30 | 1 | 1
|  | 3 | 24 | 10:31-11:00 | 1 | 1
|  | 3 | 24 | 11:01-11:30 | 1 | 1
|  | 3 | 24 | 11:31-12:00 | 1 | 1
|  | 3 | 24 | 12:01-12:30 | 1 | 1
|  | 3 | 24 | 12:31-13:00 | 1 | 1
|  | 3 | 24 | 13:01-13:30 | 1 | 1
|  | 3 | 24 | 13:31-14:00 | 1 | 1
|  | 3 | 24 | 14:01-14:30 | 1 | 1
|  | 3 | 24 | 14:31-15:00 | 1 | 1
|  | 3 | 24 | 15:01-15:30 | 1 | 1
|  | 3 | 24 | 15:31-16:00 | 1 | 1
|  | 3 | 24 | 16:01-16:30 | 1 | 1
|  | 3 | 24 | 16:31-17:00 | 1 | 1
|  | 3 | 24 | 17:01-17:30 | 1 | 1
|  | 3 | 24 | 17:31-18:00 | 1 | 1
|  | 3 | 24 | 18:01-18:30 | 1 | 1
|  | 3 | 24 | 18:31-19:00 | 1 | 1
|  | 3 | 24 | 19:01-19:30 | 1 | 1
|  | 3 | 24 | 19:31-20:00 | 1 | 1
|  | 3 | 24 | 20:01-20:30 | 1 | 1
|  | 3 | 24 | 20:31-21:00 | 1 | 1
|  | 3 | 24 | 21:01-21:30 | 1 | 1
|  | 3 | 24 | 21:31-22:00 | 1 | 1
|  | 3 | 24 | 22:01-22:30 | 1 | 1
|  | 3 | 24 | 22:31-23:00 | 1 | 1
|  | 3 | 24 | 23:01-23:30 | 1 | 1
|  | 3 | 24 | 23:31-00:00 | 1 | 1
|  | 3 | 25 | 00:01-00:30 | 0 | 1
|  | 3 | 25 | 00:31-01:00 | 0 | 1
|  | 3 | 25 | 01:01-01:30 | 0 | 1
|  | 3 | 25 | 01:31-02:00 | 0 | 1
|  | 3 | 25 | 02:01-02:30 | 0 | 1
|  | 3 | 25 | 02:31-03:00 | 0 | 1
|  | 3 | 25 | 03:01-03:30 | 0 | 1
|  | 3 | 25 | 03:31-04:00 | 0 | 1
|  | 3 | 25 | 04:01-04:30 | 0 | 1
|  | 3 | 25 | 04:31-05:00 | 0 | 1
|  | 3 | 25 | 05:01-05:30 | 0 | 1
|  | 3 | 25 | 05:31-06:00 | 0 | 1
|  | 3 | 25 | 06:01-06:30 | 0 | 1
|  | 3 | 25 | 06:31-07:00 | 0 | 1
|  | 3 | 25 | 07:01-07:30 | 0 | 1
|  | 3 | 25 | 07:31-08:00 | 0 | 1
|  | 3 | 25 | 08:01-08:30 | 0 | 1
|  | 3 | 25 | 08:31-09:00 | 0 | 1
|  | 3 | 25 | 09:01-09:30 | 0 | 1
|  | 3 | 25 | 09:31-10:00 | 0 | 1
|  | 3 | 25 | 10:01-10:30 | 0 | 1
|  | 3 | 25 | 10:31-11:00 | 0 | 1
|  | 3 | 25 | 11:01-11:30 | 0 | 1
|  | 3 | 25 | 11:31-12:00 | 0 | 1
|  | 3 | 25 | 12:01-12:30 | 0 | 1
|  | 3 | 25 | 12:31-13:00 | 0 | 1
|  | 3 | 25 | 13:01-13:30 | 0 | 1
|  | 3 | 25 | 13:31-14:00 | 0 | 1
|  | 3 | 25 | 14:01-14:30 | 0 | 1
|  | 3 | 25 | 14:31-15:00 | 0 | 1
|  | 3 | 25 | 15:01-15:30 | 0 | 1
|  | 3 | 25 | 15:31-16:00 | 0 | 1
|  | 3 | 25 | 16:01-16:30 | 0 | 1
|  | 3 | 25 | 16:31-17:00 | 0 | 1
|  | 3 | 25 | 17:01-17:30 | 0 | 1
|  | 3 | 25 | 17:31-18:00 | 0 | 1
|  | 3 | 25 | 18:01-18:30 | 0 | 1
|  | 3 | 25 | 18:31-19:00 | 0 | 1
|  | 3 | 25 | 19:01-19:30 | 0 | 1
|  | 3 | 25 | 19:31-20:00 | 0 | 1
|  | 3 | 25 | 20:01-20:30 | 0 | 1
|  | 3 | 25 | 20:31-21:00 | 0 | 1
|  | 3 | 25 | 21:01-21:30 | 0 | 1
|  | 3 | 25 | 21:31-22:00 | 0 | 1
|  | 3 | 25 | 22:01-22:30 | 0 | 1
|  | 3 | 25 | 22:31-23:00 | 0 | 1
|  | 3 | 25 | 23:01-23:30 | 0 | 1
|  | 3 | 25 | 23:31-00:00 | 0 | 1
|  | 3 | 26 | 00:01-00:30 | 0 | 1
|  | 3 | 26 | 00:31-01:00 | 0 | 1
|  | 3 | 26 | 01:01-01:30 | 0 | 1
|  | 3 | 26 | 01:31-02:00 | 0 | 1
|  | 3 | 26 | 02:01-02:30 | 0 | 1
|  | 3 | 26 | 02:31-03:00 | 0 | 1
|  | 3 | 26 | 03:01-03:30 | 0 | 1
|  | 3 | 26 | 03:31-04:00 | 0 | 1
|  | 3 | 26 | 04:01-04:30 | 0 | 1
|  | 3 | 26 | 04:31-05:00 | 0 | 1
|  | 3 | 26 | 05:01-05:30 | 0 | 1
|  | 3 | 26 | 05:31-06:00 | 0 | 1
|  | 3 | 26 | 06:01-06:30 | 0 | 1
|  | 3 | 26 | 06:31-07:00 | 0 | 1
|  | 3 | 26 | 07:01-07:30 | 0 | 1
|  | 3 | 26 | 07:31-08:00 | 0 | 1
|  | 3 | 26 | 08:01-08:30 | 0 | 1
|  | 3 | 26 | 08:31-09:00 | 0 | 1
|  | 3 | 26 | 09:01-09:30 | 0 | 1
|  | 3 | 26 | 09:31-10:00 | 0 | 1
|  | 3 | 26 | 10:01-10:30 | 0 | 1
|  | 3 | 26 | 10:31-11:00 | 0 | 1
|  | 3 | 26 | 11:01-11:30 | 0 | 1
|  | 3 | 26 | 11:31-12:00 | 0 | 1
|  | 3 | 26 | 12:01-12:30 | 0 | 1
|  | 3 | 26 | 12:31-13:00 | 0 | 1
|  | 3 | 26 | 13:01-13:30 | 0 | 1
|  | 3 | 26 | 13:31-14:00 | 0 | 1
|  | 3 | 26 | 14:01-14:30 | 0 | 1
|  | 3 | 26 | 14:31-15:00 | 0 | 1
|  | 3 | 26 | 15:01-15:30 | 0 | 1
|  | 3 | 26 | 15:31-16:00 | 0 | 1
|  | 3 | 26 | 16:01-16:30 | 0 | 1
|  | 3 | 26 | 16:31-17:00 | 0 | 1
|  | 3 | 26 | 17:01-17:30 | 0 | 1
|  | 3 | 26 | 17:31-18:00 | 0 | 1
|  | 3 | 26 | 18:01-18:30 | 0 | 1
|  | 3 | 26 | 18:31-19:00 | 0 | 1
|  | 3 | 26 | 19:01-19:30 | 0 | 1
|  | 3 | 26 | 19:31-20:00 | 0 | 1
|  | 3 | 26 | 20:01-20:30 | 0 | 1
|  | 3 | 26 | 20:31-21:00 | 0 | 1
|  | 3 | 26 | 21:01-21:30 | 0 | 1
|  | 3 | 26 | 21:31-22:00 | 0 | 1
|  | 3 | 26 | 22:01-22:30 | 0 | 1
|  | 3 | 26 | 22:31-23:00 | 0 | 1
|  | 3 | 26 | 23:01-23:30 | 0 | 1
|  | 3 | 26 | 23:31-00:00 | 0 | 1
|  | 3 | 27 | 00:01-00:30 | 1 | 1
|  | 3 | 27 | 00:31-01:00 | 1 | 1
|  | 3 | 27 | 01:01-01:30 | 1 | 1
|  | 3 | 27 | 01:31-02:00 | 1 | 1
|  | 3 | 27 | 02:01-02:30 | 1 | 1
|  | 3 | 27 | 02:31-03:00 | 1 | 1
|  | 3 | 27 | 03:01-03:30 | 1 | 1
|  | 3 | 27 | 03:31-04:00 | 1 | 1
|  | 3 | 27 | 04:01-04:30 | 1 | 1
|  | 3 | 27 | 04:31-05:00 | 1 | 1
|  | 3 | 27 | 05:01-05:30 | 1 | 1
|  | 3 | 27 | 05:31-06:00 | 1 | 1
|  | 3 | 27 | 06:01-06:30 | 1 | 1
|  | 3 | 27 | 06:31-07:00 | 1 | 1
|  | 3 | 27 | 07:01-07:30 | 1 | 1
|  | 3 | 27 | 07:31-08:00 | 1 | 1
|  | 3 | 27 | 08:01-08:30 | 1 | 1
|  | 3 | 27 | 08:31-09:00 | 1 | 1
|  | 3 | 27 | 09:01-09:30 | 1 | 1
|  | 3 | 27 | 09:31-10:00 | 1 | 1
|  | 3 | 27 | 10:01-10:30 | 1 | 1
|  | 3 | 27 | 10:31-11:00 | 1 | 1
|  | 3 | 27 | 11:01-11:30 | 1 | 1
|  | 3 | 27 | 11:31-12:00 | 1 | 1
|  | 3 | 27 | 12:01-12:30 | 1 | 1
|  | 3 | 27 | 12:31-13:00 | 1 | 1
|  | 3 | 27 | 13:01-13:30 | 1 | 1
|  | 3 | 27 | 13:31-14:00 | 1 | 1
|  | 3 | 27 | 14:01-14:30 | 1 | 1
|  | 3 | 27 | 14:31-15:00 | 1 | 1
|  | 3 | 27 | 15:01-15:30 | 1 | 1
|  | 3 | 27 | 15:31-16:00 | 1 | 1
|  | 3 | 27 | 16:01-16:30 | 1 | 1
|  | 3 | 27 | 16:31-17:00 | 1 | 1
|  | 3 | 27 | 17:01-17:30 | 1 | 1
|  | 3 | 27 | 17:31-18:00 | 1 | 1
|  | 3 | 27 | 18:01-18:30 | 1 | 1
|  | 3 | 27 | 18:31-19:00 | 1 | 1
|  | 3 | 27 | 19:01-19:30 | 1 | 1
|  | 3 | 27 | 19:31-20:00 | 1 | 1
|  | 3 | 27 | 20:01-20:30 | 1 | 1
|  | 3 | 27 | 20:31-21:00 | 1 | 1
|  | 3 | 27 | 21:01-21:30 | 1 | 1
|  | 3 | 27 | 21:31-22:00 | 1 | 1
|  | 3 | 27 | 22:01-22:30 | 1 | 1
|  | 3 | 27 | 22:31-23:00 | 1 | 1
|  | 3 | 27 | 23:01-23:30 | 1 | 1
|  | 3 | 27 | 23:31-00:00 | 1 | 1
|  | 3 | 28 | 00:01-00:30 | 1 | 1
|  | 3 | 28 | 00:31-01:00 | 1 | 1
|  | 3 | 28 | 01:01-01:30 | 1 | 1
|  | 3 | 28 | 01:31-02:00 | 1 | 1
|  | 3 | 28 | 02:01-02:30 | 1 | 1
|  | 3 | 28 | 02:31-03:00 | 1 | 1
|  | 3 | 28 | 03:01-03:30 | 1 | 1
|  | 3 | 28 | 03:31-04:00 | 1 | 1
|  | 3 | 28 | 04:01-04:30 | 1 | 1
|  | 3 | 28 | 04:31-05:00 | 1 | 1
|  | 3 | 28 | 05:01-05:30 | 1 | 1
|  | 3 | 28 | 05:31-06:00 | 1 | 1
|  | 3 | 28 | 06:01-06:30 | 1 | 1
|  | 3 | 28 | 06:31-07:00 | 1 | 1
|  | 3 | 28 | 07:01-07:30 | 1 | 1
|  | 3 | 28 | 07:31-08:00 | 1 | 1
|  | 3 | 28 | 08:01-08:30 | 1 | 1
|  | 3 | 28 | 08:31-09:00 | 1 | 1
|  | 3 | 28 | 09:01-09:30 | 1 | 1
|  | 3 | 28 | 09:31-10:00 | 1 | 1
|  | 3 | 28 | 10:01-10:30 | 1 | 1
|  | 3 | 28 | 10:31-11:00 | 1 | 1
|  | 3 | 28 | 11:01-11:30 | 1 | 1
|  | 3 | 28 | 11:31-12:00 | 1 | 1
|  | 3 | 28 | 12:01-12:30 | 1 | 1
|  | 3 | 28 | 12:31-13:00 | 1 | 1
|  | 3 | 28 | 13:01-13:30 | 1 | 1
|  | 3 | 28 | 13:31-14:00 | 1 | 1
|  | 3 | 28 | 14:01-14:30 | 1 | 1
|  | 3 | 28 | 14:31-15:00 | 1 | 1
|  | 3 | 28 | 15:01-15:30 | 1 | 1
|  | 3 | 28 | 15:31-16:00 | 1 | 1
|  | 3 | 28 | 16:01-16:30 | 1 | 1
|  | 3 | 28 | 16:31-17:00 | 1 | 1
|  | 3 | 28 | 17:01-17:30 | 1 | 1
|  | 3 | 28 | 17:31-18:00 | 1 | 1
|  | 3 | 28 | 18:01-18:30 | 1 | 1
|  | 3 | 28 | 18:31-19:00 | 1 | 1
|  | 3 | 28 | 19:01-19:30 | 1 | 1
|  | 3 | 28 | 19:31-20:00 | 1 | 1
|  | 3 | 28 | 20:01-20:30 | 1 | 1
|  | 3 | 28 | 20:31-21:00 | 1 | 1
|  | 3 | 28 | 21:01-21:30 | 1 | 1
|  | 3 | 28 | 21:31-22:00 | 1 | 1
|  | 3 | 28 | 22:01-22:30 | 1 | 1
|  | 3 | 28 | 22:31-23:00 | 1 | 1
|  | 3 | 28 | 23:01-23:30 | 1 | 1
|  | 3 | 28 | 23:31-00:00 | 1 | 1
|  | 3 | 29 | 00:01-00:30 | 1 | 1
|  | 3 | 29 | 00:31-01:00 | 1 | 1
|  | 3 | 29 | 01:01-01:30 | 1 | 1
|  | 3 | 29 | 01:31-02:00 | 1 | 1
|  | 3 | 29 | 02:01-02:30 | 1 | 1
|  | 3 | 29 | 02:31-03:00 | 1 | 1
|  | 3 | 29 | 03:01-03:30 | 1 | 1
|  | 3 | 29 | 03:31-04:00 | 1 | 1
|  | 3 | 29 | 04:01-04:30 | 1 | 1
|  | 3 | 29 | 04:31-05:00 | 1 | 1
|  | 3 | 29 | 05:01-05:30 | 1 | 1
|  | 3 | 29 | 05:31-06:00 | 1 | 1
|  | 3 | 29 | 06:01-06:30 | 1 | 1
|  | 3 | 29 | 06:31-07:00 | 1 | 1
|  | 3 | 29 | 07:01-07:30 | 1 | 1
|  | 3 | 29 | 07:31-08:00 | 1 | 1
|  | 3 | 29 | 08:01-08:30 | 1 | 1
|  | 3 | 29 | 08:31-09:00 | 1 | 1
|  | 3 | 29 | 09:01-09:30 | 1 | 1
|  | 3 | 29 | 09:31-10:00 | 1 | 1
|  | 3 | 29 | 10:01-10:30 | 1 | 1
|  | 3 | 29 | 10:31-11:00 | 1 | 1
|  | 3 | 29 | 11:01-11:30 | 1 | 1
|  | 3 | 29 | 11:31-12:00 | 1 | 1
|  | 3 | 29 | 12:01-12:30 | 1 | 1
|  | 3 | 29 | 12:31-13:00 | 1 | 1
|  | 3 | 29 | 13:01-13:30 | 1 | 1
|  | 3 | 29 | 13:31-14:00 | 1 | 1
|  | 3 | 29 | 14:01-14:30 | 1 | 1
|  | 3 | 29 | 14:31-15:00 | 1 | 1
|  | 3 | 29 | 15:01-15:30 | 1 | 1
|  | 3 | 29 | 15:31-16:00 | 1 | 1
|  | 3 | 29 | 16:01-16:30 | 1 | 1
|  | 3 | 29 | 16:31-17:00 | 1 | 1
|  | 3 | 29 | 17:01-17:30 | 1 | 1
|  | 3 | 29 | 17:31-18:00 | 1 | 1
|  | 3 | 29 | 18:01-18:30 | 1 | 1
|  | 3 | 29 | 18:31-19:00 | 1 | 1
|  | 3 | 29 | 19:01-19:30 | 1 | 1
|  | 3 | 29 | 19:31-20:00 | 1 | 1
|  | 3 | 29 | 20:01-20:30 | 1 | 1
|  | 3 | 29 | 20:31-21:00 | 1 | 1
|  | 3 | 29 | 21:01-21:30 | 1 | 1
|  | 3 | 29 | 21:31-22:00 | 1 | 1
|  | 3 | 29 | 22:01-22:30 | 1 | 1
|  | 3 | 29 | 22:31-23:00 | 1 | 1
|  | 3 | 29 | 23:01-23:30 | 1 | 1
|  | 3 | 29 | 23:31-00:00 | 1 | 1
|  | 3 | 30 | 00:01-00:30 | 1 | 1
|  | 3 | 30 | 00:31-01:00 | 1 | 1
|  | 3 | 30 | 01:01-01:30 | 1 | 1
|  | 3 | 30 | 01:31-02:00 | 1 | 1
|  | 3 | 30 | 02:01-02:30 | 1 | 1
|  | 3 | 30 | 02:31-03:00 | 1 | 1
|  | 3 | 30 | 03:01-03:30 | 1 | 1
|  | 3 | 30 | 03:31-04:00 | 1 | 1
|  | 3 | 30 | 04:01-04:30 | 1 | 1
|  | 3 | 30 | 04:31-05:00 | 1 | 1
|  | 3 | 30 | 05:01-05:30 | 1 | 1
|  | 3 | 30 | 05:31-06:00 | 1 | 1
|  | 3 | 30 | 06:01-06:30 | 1 | 1
|  | 3 | 30 | 06:31-07:00 | 1 | 1
|  | 3 | 30 | 07:01-07:30 | 1 | 1
|  | 3 | 30 | 07:31-08:00 | 1 | 1
|  | 3 | 30 | 08:01-08:30 | 1 | 1
|  | 3 | 30 | 08:31-09:00 | 1 | 1
|  | 3 | 30 | 09:01-09:30 | 1 | 1
|  | 3 | 30 | 09:31-10:00 | 1 | 1
|  | 3 | 30 | 10:01-10:30 | 1 | 1
|  | 3 | 30 | 10:31-11:00 | 1 | 1
|  | 3 | 30 | 11:01-11:30 | 1 | 1
|  | 3 | 30 | 11:31-12:00 | 1 | 1
|  | 3 | 30 | 12:01-12:30 | 1 | 1
|  | 3 | 30 | 12:31-13:00 | 1 | 1
|  | 3 | 30 | 13:01-13:30 | 1 | 1
|  | 3 | 30 | 13:31-14:00 | 1 | 1
|  | 3 | 30 | 14:01-14:30 | 1 | 1
|  | 3 | 30 | 14:31-15:00 | 1 | 1
|  | 3 | 30 | 15:01-15:30 | 1 | 1
|  | 3 | 30 | 15:31-16:00 | 1 | 1
|  | 3 | 30 | 16:01-16:30 | 1 | 1
|  | 3 | 30 | 16:31-17:00 | 1 | 1
|  | 3 | 30 | 17:01-17:30 | 1 | 1
|  | 3 | 30 | 17:31-18:00 | 1 | 1
|  | 3 | 30 | 18:01-18:30 | 1 | 1
|  | 3 | 30 | 18:31-19:00 | 1 | 1
|  | 3 | 30 | 19:01-19:30 | 1 | 1
|  | 3 | 30 | 19:31-20:00 | 1 | 1
|  | 3 | 30 | 20:01-20:30 | 1 | 1
|  | 3 | 30 | 20:31-21:00 | 1 | 1
|  | 3 | 30 | 21:01-21:30 | 1 | 1
|  | 3 | 30 | 21:31-22:00 | 1 | 1
|  | 3 | 30 | 22:01-22:30 | 1 | 1
|  | 3 | 30 | 22:31-23:00 | 1 | 1
|  | 3 | 30 | 23:01-23:30 | 1 | 1
|  | 3 | 30 | 23:31-00:00 | 1 | 1
|  | 3 | 31 | 00:01-00:30 | 1 | 1
|  | 3 | 31 | 00:31-01:00 | 1 | 1
|  | 3 | 31 | 01:01-01:30 | 1 | 1
|  | 3 | 31 | 01:31-02:00 | 1 | 1
|  | 3 | 31 | 02:01-02:30 | 1 | 1
|  | 3 | 31 | 02:31-03:00 | 1 | 1
|  | 3 | 31 | 03:01-03:30 | 1 | 1
|  | 3 | 31 | 03:31-04:00 | 1 | 1
|  | 3 | 31 | 04:01-04:30 | 1 | 1
|  | 3 | 31 | 04:31-05:00 | 1 | 1
|  | 3 | 31 | 05:01-05:30 | 1 | 1
|  | 3 | 31 | 05:31-06:00 | 1 | 1
|  | 3 | 31 | 06:01-06:30 | 1 | 1
|  | 3 | 31 | 06:31-07:00 | 1 | 1
|  | 3 | 31 | 07:01-07:30 | 1 | 1
|  | 3 | 31 | 07:31-08:00 | 1 | 1
|  | 3 | 31 | 08:01-08:30 | 1 | 1
|  | 3 | 31 | 08:31-09:00 | 1 | 1
|  | 3 | 31 | 09:01-09:30 | 1 | 1
|  | 3 | 31 | 09:31-10:00 | 1 | 1
|  | 3 | 31 | 10:01-10:30 | 1 | 1
|  | 3 | 31 | 10:31-11:00 | 1 | 1
|  | 3 | 31 | 11:01-11:30 | 1 | 1
|  | 3 | 31 | 11:31-12:00 | 1 | 1
|  | 3 | 31 | 12:01-12:30 | 1 | 1
|  | 3 | 31 | 12:31-13:00 | 1 | 1
|  | 3 | 31 | 13:01-13:30 | 1 | 1
|  | 3 | 31 | 13:31-14:00 | 1 | 1
|  | 3 | 31 | 14:01-14:30 | 1 | 1
|  | 3 | 31 | 14:31-15:00 | 1 | 1
|  | 3 | 31 | 15:01-15:30 | 1 | 1
|  | 3 | 31 | 15:31-16:00 | 1 | 1
|  | 3 | 31 | 16:01-16:30 | 1 | 1
|  | 3 | 31 | 16:31-17:00 | 1 | 1
|  | 3 | 31 | 17:01-17:30 | 1 | 1
|  | 3 | 31 | 17:31-18:00 | 1 | 1
|  | 3 | 31 | 18:01-18:30 | 1 | 1
|  | 3 | 31 | 18:31-19:00 | 1 | 1
|  | 3 | 31 | 19:01-19:30 | 1 | 1
|  | 3 | 31 | 19:31-20:00 | 1 | 1
|  | 3 | 31 | 20:01-20:30 | 1 | 1
|  | 3 | 31 | 20:31-21:00 | 1 | 1
|  | 3 | 31 | 21:01-21:30 | 1 | 1
|  | 3 | 31 | 21:31-22:00 | 1 | 1
|  | 3 | 31 | 22:01-22:30 | 1 | 1
|  | 3 | 31 | 22:31-23:00 | 1 | 1
|  | 3 | 31 | 23:01-23:30 | 1 | 1
|  | 3 | 31 | 23:31-00:00 | 1 | 1
|  | 4 | 1 | 00:01-00:30 | 0 | 1
|  | 4 | 1 | 00:31-01:00 | 0 | 1
|  | 4 | 1 | 01:01-01:30 | 0 | 1
|  | 4 | 1 | 01:31-02:00 | 0 | 1
|  | 4 | 1 | 02:01-02:30 | 0 | 1
|  | 4 | 1 | 02:31-03:00 | 0 | 1
|  | 4 | 1 | 03:01-03:30 | 0 | 1
|  | 4 | 1 | 03:31-04:00 | 0 | 1
|  | 4 | 1 | 04:01-04:30 | 0 | 1
|  | 4 | 1 | 04:31-05:00 | 0 | 1
|  | 4 | 1 | 05:01-05:30 | 0 | 1
|  | 4 | 1 | 05:31-06:00 | 0 | 1
|  | 4 | 1 | 06:01-06:30 | 0 | 1
|  | 4 | 1 | 06:31-07:00 | 0 | 1
|  | 4 | 1 | 07:01-07:30 | 0 | 1
|  | 4 | 1 | 07:31-08:00 | 0 | 1
|  | 4 | 1 | 08:01-08:30 | 0 | 1
|  | 4 | 1 | 08:31-09:00 | 0 | 1
|  | 4 | 1 | 09:01-09:30 | 0 | 1
|  | 4 | 1 | 09:31-10:00 | 0 | 1
|  | 4 | 1 | 10:01-10:30 | 0 | 1
|  | 4 | 1 | 10:31-11:00 | 0 | 1
|  | 4 | 1 | 11:01-11:30 | 0 | 1
|  | 4 | 1 | 11:31-12:00 | 0 | 1
|  | 4 | 1 | 12:01-12:30 | 0 | 1
|  | 4 | 1 | 12:31-13:00 | 0 | 1
|  | 4 | 1 | 13:01-13:30 | 0 | 1
|  | 4 | 1 | 13:31-14:00 | 0 | 1
|  | 4 | 1 | 14:01-14:30 | 0 | 1
|  | 4 | 1 | 14:31-15:00 | 0 | 1
|  | 4 | 1 | 15:01-15:30 | 0 | 1
|  | 4 | 1 | 15:31-16:00 | 0 | 1
|  | 4 | 1 | 16:01-16:30 | 0 | 1
|  | 4 | 1 | 16:31-17:00 | 0 | 1
|  | 4 | 1 | 17:01-17:30 | 0 | 1
|  | 4 | 1 | 17:31-18:00 | 0 | 1
|  | 4 | 1 | 18:01-18:30 | 0 | 1
|  | 4 | 1 | 18:31-19:00 | 0 | 1
|  | 4 | 1 | 19:01-19:30 | 0 | 1
|  | 4 | 1 | 19:31-20:00 | 0 | 1
|  | 4 | 1 | 20:01-20:30 | 0 | 1
|  | 4 | 1 | 20:31-21:00 | 0 | 1
|  | 4 | 1 | 21:01-21:30 | 0 | 1
|  | 4 | 1 | 21:31-22:00 | 0 | 1
|  | 4 | 1 | 22:01-22:30 | 0 | 1
|  | 4 | 1 | 22:31-23:00 | 0 | 1
|  | 4 | 1 | 23:01-23:30 | 0 | 1
|  | 4 | 1 | 23:31-00:00 | 0 | 1
|  | 4 | 2 | 00:01-00:30 | 0 | 1
|  | 4 | 2 | 00:31-01:00 | 0 | 1
|  | 4 | 2 | 01:01-01:30 | 0 | 1
|  | 4 | 2 | 01:31-02:00 | 0 | 1
|  | 4 | 2 | 02:01-02:30 | 0 | 1
|  | 4 | 2 | 02:31-03:00 | 0 | 1
|  | 4 | 2 | 03:01-03:30 | 0 | 1
|  | 4 | 2 | 03:31-04:00 | 0 | 1
|  | 4 | 2 | 04:01-04:30 | 0 | 1
|  | 4 | 2 | 04:31-05:00 | 0 | 1
|  | 4 | 2 | 05:01-05:30 | 0 | 1
|  | 4 | 2 | 05:31-06:00 | 0 | 1
|  | 4 | 2 | 06:01-06:30 | 0 | 1
|  | 4 | 2 | 06:31-07:00 | 0 | 1
|  | 4 | 2 | 07:01-07:30 | 0 | 1
|  | 4 | 2 | 07:31-08:00 | 0 | 1
|  | 4 | 2 | 08:01-08:30 | 0 | 1
|  | 4 | 2 | 08:31-09:00 | 0 | 1
|  | 4 | 2 | 09:01-09:30 | 0 | 1
|  | 4 | 2 | 09:31-10:00 | 0 | 1
|  | 4 | 2 | 10:01-10:30 | 0 | 1
|  | 4 | 2 | 10:31-11:00 | 0 | 1
|  | 4 | 2 | 11:01-11:30 | 0 | 1
|  | 4 | 2 | 11:31-12:00 | 0 | 1
|  | 4 | 2 | 12:01-12:30 | 0 | 1
|  | 4 | 2 | 12:31-13:00 | 0 | 1
|  | 4 | 2 | 13:01-13:30 | 0 | 1
|  | 4 | 2 | 13:31-14:00 | 0 | 1
|  | 4 | 2 | 14:01-14:30 | 0 | 1
|  | 4 | 2 | 14:31-15:00 | 0 | 1
|  | 4 | 2 | 15:01-15:30 | 0 | 1
|  | 4 | 2 | 15:31-16:00 | 0 | 1
|  | 4 | 2 | 16:01-16:30 | 0 | 1
|  | 4 | 2 | 16:31-17:00 | 0 | 1
|  | 4 | 2 | 17:01-17:30 | 0 | 1
|  | 4 | 2 | 17:31-18:00 | 0 | 1
|  | 4 | 2 | 18:01-18:30 | 0 | 1
|  | 4 | 2 | 18:31-19:00 | 0 | 1
|  | 4 | 2 | 19:01-19:30 | 0 | 1
|  | 4 | 2 | 19:31-20:00 | 0 | 1
|  | 4 | 2 | 20:01-20:30 | 0 | 1
|  | 4 | 2 | 20:31-21:00 | 0 | 1
|  | 4 | 2 | 21:01-21:30 | 0 | 1
|  | 4 | 2 | 21:31-22:00 | 0 | 1
|  | 4 | 2 | 22:01-22:30 | 0 | 1
|  | 4 | 2 | 22:31-23:00 | 0 | 1
|  | 4 | 2 | 23:01-23:30 | 0 | 1
|  | 4 | 2 | 23:31-00:00 | 0 | 1
|  | 4 | 3 | 00:01-00:30 | 1 | 1
|  | 4 | 3 | 00:31-01:00 | 1 | 1
|  | 4 | 3 | 01:01-01:30 | 1 | 1
|  | 4 | 3 | 01:31-02:00 | 1 | 1
|  | 4 | 3 | 02:01-02:30 | 1 | 1
|  | 4 | 3 | 02:31-03:00 | 1 | 1
|  | 4 | 3 | 03:01-03:30 | 1 | 1
|  | 4 | 3 | 03:31-04:00 | 1 | 1
|  | 4 | 3 | 04:01-04:30 | 1 | 1
|  | 4 | 3 | 04:31-05:00 | 1 | 1
|  | 4 | 3 | 05:01-05:30 | 1 | 1
|  | 4 | 3 | 05:31-06:00 | 1 | 1
|  | 4 | 3 | 06:01-06:30 | 1 | 1
|  | 4 | 3 | 06:31-07:00 | 1 | 1
|  | 4 | 3 | 07:01-07:30 | 1 | 1
|  | 4 | 3 | 07:31-08:00 | 1 | 1
|  | 4 | 3 | 08:01-08:30 | 1 | 1
|  | 4 | 3 | 08:31-09:00 | 1 | 1
|  | 4 | 3 | 09:01-09:30 | 1 | 1
|  | 4 | 3 | 09:31-10:00 | 1 | 1
|  | 4 | 3 | 10:01-10:30 | 1 | 1
|  | 4 | 3 | 10:31-11:00 | 1 | 1
|  | 4 | 3 | 11:01-11:30 | 1 | 1
|  | 4 | 3 | 11:31-12:00 | 1 | 1
|  | 4 | 3 | 12:01-12:30 | 1 | 1
|  | 4 | 3 | 12:31-13:00 | 1 | 1
|  | 4 | 3 | 13:01-13:30 | 1 | 1
|  | 4 | 3 | 13:31-14:00 | 1 | 1
|  | 4 | 3 | 14:01-14:30 | 1 | 1
|  | 4 | 3 | 14:31-15:00 | 1 | 1
|  | 4 | 3 | 15:01-15:30 | 1 | 1
|  | 4 | 3 | 15:31-16:00 | 1 | 1
|  | 4 | 3 | 16:01-16:30 | 1 | 1
|  | 4 | 3 | 16:31-17:00 | 1 | 1
|  | 4 | 3 | 17:01-17:30 | 1 | 1
|  | 4 | 3 | 17:31-18:00 | 1 | 1
|  | 4 | 3 | 18:01-18:30 | 1 | 1
|  | 4 | 3 | 18:31-19:00 | 1 | 1
|  | 4 | 3 | 19:01-19:30 | 1 | 1
|  | 4 | 3 | 19:31-20:00 | 1 | 1
|  | 4 | 3 | 20:01-20:30 | 1 | 1
|  | 4 | 3 | 20:31-21:00 | 1 | 1
|  | 4 | 3 | 21:01-21:30 | 1 | 1
|  | 4 | 3 | 21:31-22:00 | 1 | 1
|  | 4 | 3 | 22:01-22:30 | 1 | 1
|  | 4 | 3 | 22:31-23:00 | 1 | 1
|  | 4 | 3 | 23:01-23:30 | 1 | 1
|  | 4 | 3 | 23:31-00:00 | 1 | 1
|  | 4 | 4 | 00:01-00:30 | 1 | 1
|  | 4 | 4 | 00:31-01:00 | 1 | 1
|  | 4 | 4 | 01:01-01:30 | 1 | 1
|  | 4 | 4 | 01:31-02:00 | 1 | 1
|  | 4 | 4 | 02:01-02:30 | 1 | 1
|  | 4 | 4 | 02:31-03:00 | 1 | 1
|  | 4 | 4 | 03:01-03:30 | 1 | 1
|  | 4 | 4 | 03:31-04:00 | 1 | 1
|  | 4 | 4 | 04:01-04:30 | 1 | 1
|  | 4 | 4 | 04:31-05:00 | 1 | 1
|  | 4 | 4 | 05:01-05:30 | 1 | 1
|  | 4 | 4 | 05:31-06:00 | 1 | 1
|  | 4 | 4 | 06:01-06:30 | 1 | 1
|  | 4 | 4 | 06:31-07:00 | 1 | 1
|  | 4 | 4 | 07:01-07:30 | 1 | 1
|  | 4 | 4 | 07:31-08:00 | 1 | 1
|  | 4 | 4 | 08:01-08:30 | 1 | 1
|  | 4 | 4 | 08:31-09:00 | 1 | 1
|  | 4 | 4 | 09:01-09:30 | 1 | 1
|  | 4 | 4 | 09:31-10:00 | 1 | 1
|  | 4 | 4 | 10:01-10:30 | 1 | 1
|  | 4 | 4 | 10:31-11:00 | 1 | 1
|  | 4 | 4 | 11:01-11:30 | 1 | 1
|  | 4 | 4 | 11:31-12:00 | 1 | 1
|  | 4 | 4 | 12:01-12:30 | 1 | 1
|  | 4 | 4 | 12:31-13:00 | 1 | 1
|  | 4 | 4 | 13:01-13:30 | 1 | 1
|  | 4 | 4 | 13:31-14:00 | 1 | 1
|  | 4 | 4 | 14:01-14:30 | 1 | 1
|  | 4 | 4 | 14:31-15:00 | 1 | 1
|  | 4 | 4 | 15:01-15:30 | 1 | 1
|  | 4 | 4 | 15:31-16:00 | 1 | 1
|  | 4 | 4 | 16:01-16:30 | 1 | 1
|  | 4 | 4 | 16:31-17:00 | 1 | 1
|  | 4 | 4 | 17:01-17:30 | 1 | 1
|  | 4 | 4 | 17:31-18:00 | 1 | 1
|  | 4 | 4 | 18:01-18:30 | 1 | 1
|  | 4 | 4 | 18:31-19:00 | 1 | 1
|  | 4 | 4 | 19:01-19:30 | 1 | 1
|  | 4 | 4 | 19:31-20:00 | 1 | 1
|  | 4 | 4 | 20:01-20:30 | 1 | 1
|  | 4 | 4 | 20:31-21:00 | 1 | 1
|  | 4 | 4 | 21:01-21:30 | 1 | 1
|  | 4 | 4 | 21:31-22:00 | 1 | 1
|  | 4 | 4 | 22:01-22:30 | 1 | 1
|  | 4 | 4 | 22:31-23:00 | 1 | 1
|  | 4 | 4 | 23:01-23:30 | 1 | 1
|  | 4 | 4 | 23:31-00:00 | 1 | 1
|  | 4 | 5 | 00:01-00:30 | 1 | 1
|  | 4 | 5 | 00:31-01:00 | 1 | 1
|  | 4 | 5 | 01:01-01:30 | 1 | 1
|  | 4 | 5 | 01:31-02:00 | 1 | 1
|  | 4 | 5 | 02:01-02:30 | 1 | 1
|  | 4 | 5 | 02:31-03:00 | 1 | 1
|  | 4 | 5 | 03:01-03:30 | 1 | 1
|  | 4 | 5 | 03:31-04:00 | 1 | 1
|  | 4 | 5 | 04:01-04:30 | 1 | 1
|  | 4 | 5 | 04:31-05:00 | 1 | 1
|  | 4 | 5 | 05:01-05:30 | 1 | 1
|  | 4 | 5 | 05:31-06:00 | 1 | 1
|  | 4 | 5 | 06:01-06:30 | 1 | 1
|  | 4 | 5 | 06:31-07:00 | 1 | 1
|  | 4 | 5 | 07:01-07:30 | 1 | 1
|  | 4 | 5 | 07:31-08:00 | 1 | 1
|  | 4 | 5 | 08:01-08:30 | 1 | 1
|  | 4 | 5 | 08:31-09:00 | 1 | 1
|  | 4 | 5 | 09:01-09:30 | 1 | 1
|  | 4 | 5 | 09:31-10:00 | 1 | 1
|  | 4 | 5 | 10:01-10:30 | 1 | 1
|  | 4 | 5 | 10:31-11:00 | 1 | 1
|  | 4 | 5 | 11:01-11:30 | 1 | 1
|  | 4 | 5 | 11:31-12:00 | 1 | 1
|  | 4 | 5 | 12:01-12:30 | 1 | 1
|  | 4 | 5 | 12:31-13:00 | 1 | 1
|  | 4 | 5 | 13:01-13:30 | 1 | 1
|  | 4 | 5 | 13:31-14:00 | 1 | 1
|  | 4 | 5 | 14:01-14:30 | 1 | 1
|  | 4 | 5 | 14:31-15:00 | 1 | 1
|  | 4 | 5 | 15:01-15:30 | 1 | 1
|  | 4 | 5 | 15:31-16:00 | 1 | 1
|  | 4 | 5 | 16:01-16:30 | 1 | 1
|  | 4 | 5 | 16:31-17:00 | 1 | 1
|  | 4 | 5 | 17:01-17:30 | 1 | 1
|  | 4 | 5 | 17:31-18:00 | 1 | 1
|  | 4 | 5 | 18:01-18:30 | 1 | 1
|  | 4 | 5 | 18:31-19:00 | 1 | 1
|  | 4 | 5 | 19:01-19:30 | 1 | 1
|  | 4 | 5 | 19:31-20:00 | 1 | 1
|  | 4 | 5 | 20:01-20:30 | 1 | 1
|  | 4 | 5 | 20:31-21:00 | 1 | 1
|  | 4 | 5 | 21:01-21:30 | 1 | 1
|  | 4 | 5 | 21:31-22:00 | 1 | 1
|  | 4 | 5 | 22:01-22:30 | 1 | 1
|  | 4 | 5 | 22:31-23:00 | 1 | 1
|  | 4 | 5 | 23:01-23:30 | 1 | 1
|  | 4 | 5 | 23:31-00:00 | 1 | 1
|  | 4 | 6 | 00:01-00:30 | 1 | 1
|  | 4 | 6 | 00:31-01:00 | 1 | 1
|  | 4 | 6 | 01:01-01:30 | 1 | 1
|  | 4 | 6 | 01:31-02:00 | 1 | 1
|  | 4 | 6 | 02:01-02:30 | 1 | 1
|  | 4 | 6 | 02:31-03:00 | 1 | 1
|  | 4 | 6 | 03:01-03:30 | 1 | 1
|  | 4 | 6 | 03:31-04:00 | 1 | 1
|  | 4 | 6 | 04:01-04:30 | 1 | 1
|  | 4 | 6 | 04:31-05:00 | 1 | 1
|  | 4 | 6 | 05:01-05:30 | 1 | 1
|  | 4 | 6 | 05:31-06:00 | 1 | 1
|  | 4 | 6 | 06:01-06:30 | 1 | 1
|  | 4 | 6 | 06:31-07:00 | 1 | 1
|  | 4 | 6 | 07:01-07:30 | 1 | 1
|  | 4 | 6 | 07:31-08:00 | 1 | 1
|  | 4 | 6 | 08:01-08:30 | 1 | 1
|  | 4 | 6 | 08:31-09:00 | 1 | 1
|  | 4 | 6 | 09:01-09:30 | 1 | 1
|  | 4 | 6 | 09:31-10:00 | 1 | 1
|  | 4 | 6 | 10:01-10:30 | 1 | 1
|  | 4 | 6 | 10:31-11:00 | 1 | 1
|  | 4 | 6 | 11:01-11:30 | 1 | 1
|  | 4 | 6 | 11:31-12:00 | 1 | 1
|  | 4 | 6 | 12:01-12:30 | 1 | 1
|  | 4 | 6 | 12:31-13:00 | 1 | 1
|  | 4 | 6 | 13:01-13:30 | 1 | 1
|  | 4 | 6 | 13:31-14:00 | 1 | 1
|  | 4 | 6 | 14:01-14:30 | 1 | 1
|  | 4 | 6 | 14:31-15:00 | 1 | 1
|  | 4 | 6 | 15:01-15:30 | 1 | 1
|  | 4 | 6 | 15:31-16:00 | 1 | 1
|  | 4 | 6 | 16:01-16:30 | 1 | 1
|  | 4 | 6 | 16:31-17:00 | 1 | 1
|  | 4 | 6 | 17:01-17:30 | 1 | 1
|  | 4 | 6 | 17:31-18:00 | 1 | 1
|  | 4 | 6 | 18:01-18:30 | 1 | 1
|  | 4 | 6 | 18:31-19:00 | 1 | 1
|  | 4 | 6 | 19:01-19:30 | 1 | 1
|  | 4 | 6 | 19:31-20:00 | 1 | 1
|  | 4 | 6 | 20:01-20:30 | 1 | 1
|  | 4 | 6 | 20:31-21:00 | 1 | 1
|  | 4 | 6 | 21:01-21:30 | 1 | 1
|  | 4 | 6 | 21:31-22:00 | 1 | 1
|  | 4 | 6 | 22:01-22:30 | 1 | 1
|  | 4 | 6 | 22:31-23:00 | 1 | 1
|  | 4 | 6 | 23:01-23:30 | 1 | 1
|  | 4 | 6 | 23:31-00:00 | 1 | 1
|  | 4 | 7 | 00:01-00:30 | 1 | 1
|  | 4 | 7 | 00:31-01:00 | 1 | 1
|  | 4 | 7 | 01:01-01:30 | 1 | 1
|  | 4 | 7 | 01:31-02:00 | 1 | 1
|  | 4 | 7 | 02:01-02:30 | 1 | 1
|  | 4 | 7 | 02:31-03:00 | 1 | 1
|  | 4 | 7 | 03:01-03:30 | 1 | 1
|  | 4 | 7 | 03:31-04:00 | 1 | 1
|  | 4 | 7 | 04:01-04:30 | 1 | 1
|  | 4 | 7 | 04:31-05:00 | 1 | 1
|  | 4 | 7 | 05:01-05:30 | 1 | 1
|  | 4 | 7 | 05:31-06:00 | 1 | 1
|  | 4 | 7 | 06:01-06:30 | 1 | 1
|  | 4 | 7 | 06:31-07:00 | 1 | 1
|  | 4 | 7 | 07:01-07:30 | 1 | 1
|  | 4 | 7 | 07:31-08:00 | 1 | 1
|  | 4 | 7 | 08:01-08:30 | 1 | 1
|  | 4 | 7 | 08:31-09:00 | 1 | 1
|  | 4 | 7 | 09:01-09:30 | 1 | 1
|  | 4 | 7 | 09:31-10:00 | 1 | 1
|  | 4 | 7 | 10:01-10:30 | 1 | 1
|  | 4 | 7 | 10:31-11:00 | 1 | 1
|  | 4 | 7 | 11:01-11:30 | 1 | 1
|  | 4 | 7 | 11:31-12:00 | 1 | 1
|  | 4 | 7 | 12:01-12:30 | 1 | 1
|  | 4 | 7 | 12:31-13:00 | 1 | 1
|  | 4 | 7 | 13:01-13:30 | 1 | 1
|  | 4 | 7 | 13:31-14:00 | 1 | 1
|  | 4 | 7 | 14:01-14:30 | 1 | 1
|  | 4 | 7 | 14:31-15:00 | 1 | 1
|  | 4 | 7 | 15:01-15:30 | 1 | 1
|  | 4 | 7 | 15:31-16:00 | 1 | 1
|  | 4 | 7 | 16:01-16:30 | 1 | 1
|  | 4 | 7 | 16:31-17:00 | 1 | 1
|  | 4 | 7 | 17:01-17:30 | 1 | 1
|  | 4 | 7 | 17:31-18:00 | 1 | 1
|  | 4 | 7 | 18:01-18:30 | 1 | 1
|  | 4 | 7 | 18:31-19:00 | 1 | 1
|  | 4 | 7 | 19:01-19:30 | 1 | 1
|  | 4 | 7 | 19:31-20:00 | 1 | 1
|  | 4 | 7 | 20:01-20:30 | 1 | 1
|  | 4 | 7 | 20:31-21:00 | 1 | 1
|  | 4 | 7 | 21:01-21:30 | 1 | 1
|  | 4 | 7 | 21:31-22:00 | 1 | 1
|  | 4 | 7 | 22:01-22:30 | 1 | 1
|  | 4 | 7 | 22:31-23:00 | 1 | 1
|  | 4 | 7 | 23:01-23:30 | 1 | 1
|  | 4 | 7 | 23:31-00:00 | 1 | 1
|  | 4 | 8 | 00:01-00:30 | 0 | 1
|  | 4 | 8 | 00:31-01:00 | 0 | 1
|  | 4 | 8 | 01:01-01:30 | 0 | 1
|  | 4 | 8 | 01:31-02:00 | 0 | 1
|  | 4 | 8 | 02:01-02:30 | 0 | 1
|  | 4 | 8 | 02:31-03:00 | 0 | 1
|  | 4 | 8 | 03:01-03:30 | 0 | 1
|  | 4 | 8 | 03:31-04:00 | 0 | 1
|  | 4 | 8 | 04:01-04:30 | 0 | 1
|  | 4 | 8 | 04:31-05:00 | 0 | 1
|  | 4 | 8 | 05:01-05:30 | 0 | 1
|  | 4 | 8 | 05:31-06:00 | 0 | 1
|  | 4 | 8 | 06:01-06:30 | 0 | 1
|  | 4 | 8 | 06:31-07:00 | 0 | 1
|  | 4 | 8 | 07:01-07:30 | 0 | 1
|  | 4 | 8 | 07:31-08:00 | 0 | 1
|  | 4 | 8 | 08:01-08:30 | 0 | 1
|  | 4 | 8 | 08:31-09:00 | 0 | 1
|  | 4 | 8 | 09:01-09:30 | 0 | 1
|  | 4 | 8 | 09:31-10:00 | 0 | 1
|  | 4 | 8 | 10:01-10:30 | 0 | 1
|  | 4 | 8 | 10:31-11:00 | 0 | 1
|  | 4 | 8 | 11:01-11:30 | 0 | 1
|  | 4 | 8 | 11:31-12:00 | 0 | 1
|  | 4 | 8 | 12:01-12:30 | 0 | 1
|  | 4 | 8 | 12:31-13:00 | 0 | 1
|  | 4 | 8 | 13:01-13:30 | 0 | 1
|  | 4 | 8 | 13:31-14:00 | 0 | 1
|  | 4 | 8 | 14:01-14:30 | 0 | 1
|  | 4 | 8 | 14:31-15:00 | 0 | 1
|  | 4 | 8 | 15:01-15:30 | 0 | 1
|  | 4 | 8 | 15:31-16:00 | 0 | 1
|  | 4 | 8 | 16:01-16:30 | 0 | 1
|  | 4 | 8 | 16:31-17:00 | 0 | 1
|  | 4 | 8 | 17:01-17:30 | 0 | 1
|  | 4 | 8 | 17:31-18:00 | 0 | 1
|  | 4 | 8 | 18:01-18:30 | 0 | 1
|  | 4 | 8 | 18:31-19:00 | 0 | 1
|  | 4 | 8 | 19:01-19:30 | 0 | 1
|  | 4 | 8 | 19:31-20:00 | 0 | 1
|  | 4 | 8 | 20:01-20:30 | 0 | 1
|  | 4 | 8 | 20:31-21:00 | 0 | 1
|  | 4 | 8 | 21:01-21:30 | 0 | 1
|  | 4 | 8 | 21:31-22:00 | 0 | 1
|  | 4 | 8 | 22:01-22:30 | 0 | 1
|  | 4 | 8 | 22:31-23:00 | 0 | 1
|  | 4 | 8 | 23:01-23:30 | 0 | 1
|  | 4 | 8 | 23:31-00:00 | 0 | 1
|  | 4 | 9 | 00:01-00:30 | 0 | 1
|  | 4 | 9 | 00:31-01:00 | 0 | 1
|  | 4 | 9 | 01:01-01:30 | 0 | 1
|  | 4 | 9 | 01:31-02:00 | 0 | 1
|  | 4 | 9 | 02:01-02:30 | 0 | 1
|  | 4 | 9 | 02:31-03:00 | 0 | 1
|  | 4 | 9 | 03:01-03:30 | 0 | 1
|  | 4 | 9 | 03:31-04:00 | 0 | 1
|  | 4 | 9 | 04:01-04:30 | 0 | 1
|  | 4 | 9 | 04:31-05:00 | 0 | 1
|  | 4 | 9 | 05:01-05:30 | 0 | 1
|  | 4 | 9 | 05:31-06:00 | 0 | 1
|  | 4 | 9 | 06:01-06:30 | 0 | 1
|  | 4 | 9 | 06:31-07:00 | 0 | 1
|  | 4 | 9 | 07:01-07:30 | 0 | 1
|  | 4 | 9 | 07:31-08:00 | 0 | 1
|  | 4 | 9 | 08:01-08:30 | 0 | 1
|  | 4 | 9 | 08:31-09:00 | 0 | 1
|  | 4 | 9 | 09:01-09:30 | 0 | 1
|  | 4 | 9 | 09:31-10:00 | 0 | 1
|  | 4 | 9 | 10:01-10:30 | 0 | 1
|  | 4 | 9 | 10:31-11:00 | 0 | 1
|  | 4 | 9 | 11:01-11:30 | 0 | 1
|  | 4 | 9 | 11:31-12:00 | 0 | 1
|  | 4 | 9 | 12:01-12:30 | 0 | 1
|  | 4 | 9 | 12:31-13:00 | 0 | 1
|  | 4 | 9 | 13:01-13:30 | 0 | 1
|  | 4 | 9 | 13:31-14:00 | 0 | 1
|  | 4 | 9 | 14:01-14:30 | 0 | 1
|  | 4 | 9 | 14:31-15:00 | 0 | 1
|  | 4 | 9 | 15:01-15:30 | 0 | 1
|  | 4 | 9 | 15:31-16:00 | 0 | 1
|  | 4 | 9 | 16:01-16:30 | 0 | 1
|  | 4 | 9 | 16:31-17:00 | 0 | 1
|  | 4 | 9 | 17:01-17:30 | 0 | 1
|  | 4 | 9 | 17:31-18:00 | 0 | 1
|  | 4 | 9 | 18:01-18:30 | 0 | 1
|  | 4 | 9 | 18:31-19:00 | 0 | 1
|  | 4 | 9 | 19:01-19:30 | 0 | 1
|  | 4 | 9 | 19:31-20:00 | 0 | 1
|  | 4 | 9 | 20:01-20:30 | 0 | 1
|  | 4 | 9 | 20:31-21:00 | 0 | 1
|  | 4 | 9 | 21:01-21:30 | 0 | 1
|  | 4 | 9 | 21:31-22:00 | 0 | 1
|  | 4 | 9 | 22:01-22:30 | 0 | 1
|  | 4 | 9 | 22:31-23:00 | 0 | 1
|  | 4 | 9 | 23:01-23:30 | 0 | 1
|  | 4 | 9 | 23:31-00:00 | 0 | 1
|  | 4 | 10 | 00:01-00:30 | 1 | 1
|  | 4 | 10 | 00:31-01:00 | 1 | 1
|  | 4 | 10 | 01:01-01:30 | 1 | 1
|  | 4 | 10 | 01:31-02:00 | 1 | 1
|  | 4 | 10 | 02:01-02:30 | 1 | 1
|  | 4 | 10 | 02:31-03:00 | 1 | 1
|  | 4 | 10 | 03:01-03:30 | 1 | 1
|  | 4 | 10 | 03:31-04:00 | 1 | 1
|  | 4 | 10 | 04:01-04:30 | 1 | 1
|  | 4 | 10 | 04:31-05:00 | 1 | 1
|  | 4 | 10 | 05:01-05:30 | 1 | 1
|  | 4 | 10 | 05:31-06:00 | 1 | 1
|  | 4 | 10 | 06:01-06:30 | 1 | 1
|  | 4 | 10 | 06:31-07:00 | 1 | 1
|  | 4 | 10 | 07:01-07:30 | 1 | 1
|  | 4 | 10 | 07:31-08:00 | 1 | 1
|  | 4 | 10 | 08:01-08:30 | 1 | 1
|  | 4 | 10 | 08:31-09:00 | 1 | 1
|  | 4 | 10 | 09:01-09:30 | 1 | 1
|  | 4 | 10 | 09:31-10:00 | 1 | 1
|  | 4 | 10 | 10:01-10:30 | 1 | 1
|  | 4 | 10 | 10:31-11:00 | 1 | 1
|  | 4 | 10 | 11:01-11:30 | 1 | 1
|  | 4 | 10 | 11:31-12:00 | 1 | 1
|  | 4 | 10 | 12:01-12:30 | 1 | 1
|  | 4 | 10 | 12:31-13:00 | 1 | 1
|  | 4 | 10 | 13:01-13:30 | 1 | 1
|  | 4 | 10 | 13:31-14:00 | 1 | 1
|  | 4 | 10 | 14:01-14:30 | 1 | 1
|  | 4 | 10 | 14:31-15:00 | 1 | 1
|  | 4 | 10 | 15:01-15:30 | 1 | 1
|  | 4 | 10 | 15:31-16:00 | 1 | 1
|  | 4 | 10 | 16:01-16:30 | 1 | 1
|  | 4 | 10 | 16:31-17:00 | 1 | 1
|  | 4 | 10 | 17:01-17:30 | 1 | 1
|  | 4 | 10 | 17:31-18:00 | 1 | 1
|  | 4 | 10 | 18:01-18:30 | 1 | 1
|  | 4 | 10 | 18:31-19:00 | 1 | 1
|  | 4 | 10 | 19:01-19:30 | 1 | 1
|  | 4 | 10 | 19:31-20:00 | 1 | 1
|  | 4 | 10 | 20:01-20:30 | 1 | 1
|  | 4 | 10 | 20:31-21:00 | 1 | 1
|  | 4 | 10 | 21:01-21:30 | 1 | 1
|  | 4 | 10 | 21:31-22:00 | 1 | 1
|  | 4 | 10 | 22:01-22:30 | 1 | 1
|  | 4 | 10 | 22:31-23:00 | 1 | 1
|  | 4 | 10 | 23:01-23:30 | 1 | 1
|  | 4 | 10 | 23:31-00:00 | 1 | 1
|  | 4 | 11 | 00:01-00:30 | 1 | 1
|  | 4 | 11 | 00:31-01:00 | 1 | 1
|  | 4 | 11 | 01:01-01:30 | 1 | 1
|  | 4 | 11 | 01:31-02:00 | 1 | 1
|  | 4 | 11 | 02:01-02:30 | 1 | 1
|  | 4 | 11 | 02:31-03:00 | 1 | 1
|  | 4 | 11 | 03:01-03:30 | 1 | 1
|  | 4 | 11 | 03:31-04:00 | 1 | 1
|  | 4 | 11 | 04:01-04:30 | 1 | 1
|  | 4 | 11 | 04:31-05:00 | 1 | 1
|  | 4 | 11 | 05:01-05:30 | 1 | 1
|  | 4 | 11 | 05:31-06:00 | 1 | 1
|  | 4 | 11 | 06:01-06:30 | 1 | 1
|  | 4 | 11 | 06:31-07:00 | 1 | 1
|  | 4 | 11 | 07:01-07:30 | 1 | 1
|  | 4 | 11 | 07:31-08:00 | 1 | 1
|  | 4 | 11 | 08:01-08:30 | 1 | 1
|  | 4 | 11 | 08:31-09:00 | 1 | 1
|  | 4 | 11 | 09:01-09:30 | 1 | 1
|  | 4 | 11 | 09:31-10:00 | 1 | 1
|  | 4 | 11 | 10:01-10:30 | 1 | 1
|  | 4 | 11 | 10:31-11:00 | 1 | 1
|  | 4 | 11 | 11:01-11:30 | 1 | 1
|  | 4 | 11 | 11:31-12:00 | 1 | 1
|  | 4 | 11 | 12:01-12:30 | 1 | 1
|  | 4 | 11 | 12:31-13:00 | 1 | 1
|  | 4 | 11 | 13:01-13:30 | 1 | 1
|  | 4 | 11 | 13:31-14:00 | 1 | 1
|  | 4 | 11 | 14:01-14:30 | 1 | 1
|  | 4 | 11 | 14:31-15:00 | 1 | 1
|  | 4 | 11 | 15:01-15:30 | 1 | 1
|  | 4 | 11 | 15:31-16:00 | 1 | 1
|  | 4 | 11 | 16:01-16:30 | 1 | 1
|  | 4 | 11 | 16:31-17:00 | 1 | 1
|  | 4 | 11 | 17:01-17:30 | 1 | 1
|  | 4 | 11 | 17:31-18:00 | 1 | 1
|  | 4 | 11 | 18:01-18:30 | 1 | 1
|  | 4 | 11 | 18:31-19:00 | 1 | 1
|  | 4 | 11 | 19:01-19:30 | 1 | 1
|  | 4 | 11 | 19:31-20:00 | 1 | 1
|  | 4 | 11 | 20:01-20:30 | 1 | 1
|  | 4 | 11 | 20:31-21:00 | 1 | 1
|  | 4 | 11 | 21:01-21:30 | 1 | 1
|  | 4 | 11 | 21:31-22:00 | 1 | 1
|  | 4 | 11 | 22:01-22:30 | 1 | 1
|  | 4 | 11 | 22:31-23:00 | 1 | 1
|  | 4 | 11 | 23:01-23:30 | 1 | 1
|  | 4 | 11 | 23:31-00:00 | 1 | 1
|  | 4 | 12 | 00:01-00:30 | 1 | 1
|  | 4 | 12 | 00:31-01:00 | 1 | 1
|  | 4 | 12 | 01:01-01:30 | 1 | 1
|  | 4 | 12 | 01:31-02:00 | 1 | 1
|  | 4 | 12 | 02:01-02:30 | 1 | 1
|  | 4 | 12 | 02:31-03:00 | 1 | 1
|  | 4 | 12 | 03:01-03:30 | 1 | 1
|  | 4 | 12 | 03:31-04:00 | 1 | 1
|  | 4 | 12 | 04:01-04:30 | 1 | 1
|  | 4 | 12 | 04:31-05:00 | 1 | 1
|  | 4 | 12 | 05:01-05:30 | 1 | 1
|  | 4 | 12 | 05:31-06:00 | 1 | 1
|  | 4 | 12 | 06:01-06:30 | 1 | 1
|  | 4 | 12 | 06:31-07:00 | 1 | 1
|  | 4 | 12 | 07:01-07:30 | 1 | 1
|  | 4 | 12 | 07:31-08:00 | 1 | 1
|  | 4 | 12 | 08:01-08:30 | 1 | 1
|  | 4 | 12 | 08:31-09:00 | 1 | 1
|  | 4 | 12 | 09:01-09:30 | 1 | 1
|  | 4 | 12 | 09:31-10:00 | 1 | 1
|  | 4 | 12 | 10:01-10:30 | 1 | 1
|  | 4 | 12 | 10:31-11:00 | 1 | 1
|  | 4 | 12 | 11:01-11:30 | 1 | 1
|  | 4 | 12 | 11:31-12:00 | 1 | 1
|  | 4 | 12 | 12:01-12:30 | 1 | 1
|  | 4 | 12 | 12:31-13:00 | 1 | 1
|  | 4 | 12 | 13:01-13:30 | 1 | 1
|  | 4 | 12 | 13:31-14:00 | 1 | 1
|  | 4 | 12 | 14:01-14:30 | 1 | 1
|  | 4 | 12 | 14:31-15:00 | 1 | 1
|  | 4 | 12 | 15:01-15:30 | 1 | 1
|  | 4 | 12 | 15:31-16:00 | 1 | 1
|  | 4 | 12 | 16:01-16:30 | 1 | 1
|  | 4 | 12 | 16:31-17:00 | 1 | 1
|  | 4 | 12 | 17:01-17:30 | 1 | 1
|  | 4 | 12 | 17:31-18:00 | 1 | 1
|  | 4 | 12 | 18:01-18:30 | 1 | 1
|  | 4 | 12 | 18:31-19:00 | 1 | 1
|  | 4 | 12 | 19:01-19:30 | 1 | 1
|  | 4 | 12 | 19:31-20:00 | 1 | 1
|  | 4 | 12 | 20:01-20:30 | 1 | 1
|  | 4 | 12 | 20:31-21:00 | 1 | 1
|  | 4 | 12 | 21:01-21:30 | 1 | 1
|  | 4 | 12 | 21:31-22:00 | 1 | 1
|  | 4 | 12 | 22:01-22:30 | 1 | 1
|  | 4 | 12 | 22:31-23:00 | 1 | 1
|  | 4 | 12 | 23:01-23:30 | 1 | 1
|  | 4 | 12 | 23:31-00:00 | 1 | 1
|  | 4 | 13 | 00:01-00:30 | 1 | 1
|  | 4 | 13 | 00:31-01:00 | 1 | 1
|  | 4 | 13 | 01:01-01:30 | 1 | 1
|  | 4 | 13 | 01:31-02:00 | 1 | 1
|  | 4 | 13 | 02:01-02:30 | 1 | 1
|  | 4 | 13 | 02:31-03:00 | 1 | 1
|  | 4 | 13 | 03:01-03:30 | 1 | 1
|  | 4 | 13 | 03:31-04:00 | 1 | 1
|  | 4 | 13 | 04:01-04:30 | 1 | 1
|  | 4 | 13 | 04:31-05:00 | 1 | 1
|  | 4 | 13 | 05:01-05:30 | 1 | 1
|  | 4 | 13 | 05:31-06:00 | 1 | 1
|  | 4 | 13 | 06:01-06:30 | 1 | 1
|  | 4 | 13 | 06:31-07:00 | 1 | 1
|  | 4 | 13 | 07:01-07:30 | 1 | 1
|  | 4 | 13 | 07:31-08:00 | 1 | 1
|  | 4 | 13 | 08:01-08:30 | 1 | 1
|  | 4 | 13 | 08:31-09:00 | 1 | 1
|  | 4 | 13 | 09:01-09:30 | 1 | 1
|  | 4 | 13 | 09:31-10:00 | 1 | 1
|  | 4 | 13 | 10:01-10:30 | 1 | 1
|  | 4 | 13 | 10:31-11:00 | 1 | 1
|  | 4 | 13 | 11:01-11:30 | 1 | 1
|  | 4 | 13 | 11:31-12:00 | 1 | 1
|  | 4 | 13 | 12:01-12:30 | 1 | 1
|  | 4 | 13 | 12:31-13:00 | 1 | 1
|  | 4 | 13 | 13:01-13:30 | 1 | 1
|  | 4 | 13 | 13:31-14:00 | 1 | 1
|  | 4 | 13 | 14:01-14:30 | 1 | 1
|  | 4 | 13 | 14:31-15:00 | 1 | 1
|  | 4 | 13 | 15:01-15:30 | 1 | 1
|  | 4 | 13 | 15:31-16:00 | 1 | 1
|  | 4 | 13 | 16:01-16:30 | 1 | 1
|  | 4 | 13 | 16:31-17:00 | 1 | 1
|  | 4 | 13 | 17:01-17:30 | 1 | 1
|  | 4 | 13 | 17:31-18:00 | 1 | 1
|  | 4 | 13 | 18:01-18:30 | 1 | 1
|  | 4 | 13 | 18:31-19:00 | 1 | 1
|  | 4 | 13 | 19:01-19:30 | 1 | 1
|  | 4 | 13 | 19:31-20:00 | 1 | 1
|  | 4 | 13 | 20:01-20:30 | 1 | 1
|  | 4 | 13 | 20:31-21:00 | 1 | 1
|  | 4 | 13 | 21:01-21:30 | 1 | 1
|  | 4 | 13 | 21:31-22:00 | 1 | 1
|  | 4 | 13 | 22:01-22:30 | 1 | 1
|  | 4 | 13 | 22:31-23:00 | 1 | 1
|  | 4 | 13 | 23:01-23:30 | 1 | 1
|  | 4 | 13 | 23:31-00:00 | 1 | 1
|  | 4 | 14 | 00:01-00:30 | 1 | 1
|  | 4 | 14 | 00:31-01:00 | 1 | 1
|  | 4 | 14 | 01:01-01:30 | 1 | 1
|  | 4 | 14 | 01:31-02:00 | 1 | 1
|  | 4 | 14 | 02:01-02:30 | 1 | 1
|  | 4 | 14 | 02:31-03:00 | 1 | 1
|  | 4 | 14 | 03:01-03:30 | 1 | 1
|  | 4 | 14 | 03:31-04:00 | 1 | 1
|  | 4 | 14 | 04:01-04:30 | 1 | 1
|  | 4 | 14 | 04:31-05:00 | 1 | 1
|  | 4 | 14 | 05:01-05:30 | 1 | 1
|  | 4 | 14 | 05:31-06:00 | 1 | 1
|  | 4 | 14 | 06:01-06:30 | 1 | 1
|  | 4 | 14 | 06:31-07:00 | 1 | 1
|  | 4 | 14 | 07:01-07:30 | 1 | 1
|  | 4 | 14 | 07:31-08:00 | 1 | 1
|  | 4 | 14 | 08:01-08:30 | 1 | 1
|  | 4 | 14 | 08:31-09:00 | 1 | 1
|  | 4 | 14 | 09:01-09:30 | 1 | 1
|  | 4 | 14 | 09:31-10:00 | 1 | 1
|  | 4 | 14 | 10:01-10:30 | 1 | 1
|  | 4 | 14 | 10:31-11:00 | 1 | 1
|  | 4 | 14 | 11:01-11:30 | 1 | 1
|  | 4 | 14 | 11:31-12:00 | 1 | 1
|  | 4 | 14 | 12:01-12:30 | 1 | 1
|  | 4 | 14 | 12:31-13:00 | 1 | 1
|  | 4 | 14 | 13:01-13:30 | 1 | 1
|  | 4 | 14 | 13:31-14:00 | 1 | 1
|  | 4 | 14 | 14:01-14:30 | 1 | 1
|  | 4 | 14 | 14:31-15:00 | 1 | 1
|  | 4 | 14 | 15:01-15:30 | 1 | 1
|  | 4 | 14 | 15:31-16:00 | 1 | 1
|  | 4 | 14 | 16:01-16:30 | 1 | 1
|  | 4 | 14 | 16:31-17:00 | 1 | 1
|  | 4 | 14 | 17:01-17:30 | 1 | 1
|  | 4 | 14 | 17:31-18:00 | 1 | 1
|  | 4 | 14 | 18:01-18:30 | 1 | 1
|  | 4 | 14 | 18:31-19:00 | 1 | 1
|  | 4 | 14 | 19:01-19:30 | 1 | 1
|  | 4 | 14 | 19:31-20:00 | 1 | 1
|  | 4 | 14 | 20:01-20:30 | 1 | 1
|  | 4 | 14 | 20:31-21:00 | 1 | 1
|  | 4 | 14 | 21:01-21:30 | 1 | 1
|  | 4 | 14 | 21:31-22:00 | 1 | 1
|  | 4 | 14 | 22:01-22:30 | 1 | 1
|  | 4 | 14 | 22:31-23:00 | 1 | 1
|  | 4 | 14 | 23:01-23:30 | 1 | 1
|  | 4 | 14 | 23:31-00:00 | 1 | 1
|  | 4 | 15 | 00:01-00:30 | 0 | 1
|  | 4 | 15 | 00:31-01:00 | 0 | 1
|  | 4 | 15 | 01:01-01:30 | 0 | 1
|  | 4 | 15 | 01:31-02:00 | 0 | 1
|  | 4 | 15 | 02:01-02:30 | 0 | 1
|  | 4 | 15 | 02:31-03:00 | 0 | 1
|  | 4 | 15 | 03:01-03:30 | 0 | 1
|  | 4 | 15 | 03:31-04:00 | 0 | 1
|  | 4 | 15 | 04:01-04:30 | 0 | 1
|  | 4 | 15 | 04:31-05:00 | 0 | 1
|  | 4 | 15 | 05:01-05:30 | 0 | 1
|  | 4 | 15 | 05:31-06:00 | 0 | 1
|  | 4 | 15 | 06:01-06:30 | 0 | 1
|  | 4 | 15 | 06:31-07:00 | 0 | 1
|  | 4 | 15 | 07:01-07:30 | 0 | 1
|  | 4 | 15 | 07:31-08:00 | 0 | 1
|  | 4 | 15 | 08:01-08:30 | 0 | 1
|  | 4 | 15 | 08:31-09:00 | 0 | 1
|  | 4 | 15 | 09:01-09:30 | 0 | 1
|  | 4 | 15 | 09:31-10:00 | 0 | 1
|  | 4 | 15 | 10:01-10:30 | 0 | 1
|  | 4 | 15 | 10:31-11:00 | 0 | 1
|  | 4 | 15 | 11:01-11:30 | 0 | 1
|  | 4 | 15 | 11:31-12:00 | 0 | 1
|  | 4 | 15 | 12:01-12:30 | 0 | 1
|  | 4 | 15 | 12:31-13:00 | 0 | 1
|  | 4 | 15 | 13:01-13:30 | 0 | 1
|  | 4 | 15 | 13:31-14:00 | 0 | 1
|  | 4 | 15 | 14:01-14:30 | 0 | 1
|  | 4 | 15 | 14:31-15:00 | 0 | 1
|  | 4 | 15 | 15:01-15:30 | 0 | 1
|  | 4 | 15 | 15:31-16:00 | 0 | 1
|  | 4 | 15 | 16:01-16:30 | 0 | 1
|  | 4 | 15 | 16:31-17:00 | 0 | 1
|  | 4 | 15 | 17:01-17:30 | 0 | 1
|  | 4 | 15 | 17:31-18:00 | 0 | 1
|  | 4 | 15 | 18:01-18:30 | 0 | 1
|  | 4 | 15 | 18:31-19:00 | 0 | 1
|  | 4 | 15 | 19:01-19:30 | 0 | 1
|  | 4 | 15 | 19:31-20:00 | 0 | 1
|  | 4 | 15 | 20:01-20:30 | 0 | 1
|  | 4 | 15 | 20:31-21:00 | 0 | 1
|  | 4 | 15 | 21:01-21:30 | 0 | 1
|  | 4 | 15 | 21:31-22:00 | 0 | 1
|  | 4 | 15 | 22:01-22:30 | 0 | 1
|  | 4 | 15 | 22:31-23:00 | 0 | 1
|  | 4 | 15 | 23:01-23:30 | 0 | 1
|  | 4 | 15 | 23:31-00:00 | 0 | 1
|  | 4 | 16 | 00:01-00:30 | 0 | 1
|  | 4 | 16 | 00:31-01:00 | 0 | 1
|  | 4 | 16 | 01:01-01:30 | 0 | 1
|  | 4 | 16 | 01:31-02:00 | 0 | 1
|  | 4 | 16 | 02:01-02:30 | 0 | 1
|  | 4 | 16 | 02:31-03:00 | 0 | 1
|  | 4 | 16 | 03:01-03:30 | 0 | 1
|  | 4 | 16 | 03:31-04:00 | 0 | 1
|  | 4 | 16 | 04:01-04:30 | 0 | 1
|  | 4 | 16 | 04:31-05:00 | 0 | 1
|  | 4 | 16 | 05:01-05:30 | 0 | 1
|  | 4 | 16 | 05:31-06:00 | 0 | 1
|  | 4 | 16 | 06:01-06:30 | 0 | 1
|  | 4 | 16 | 06:31-07:00 | 0 | 1
|  | 4 | 16 | 07:01-07:30 | 0 | 1
|  | 4 | 16 | 07:31-08:00 | 0 | 1
|  | 4 | 16 | 08:01-08:30 | 0 | 1
|  | 4 | 16 | 08:31-09:00 | 0 | 1
|  | 4 | 16 | 09:01-09:30 | 0 | 1
|  | 4 | 16 | 09:31-10:00 | 0 | 1
|  | 4 | 16 | 10:01-10:30 | 0 | 1
|  | 4 | 16 | 10:31-11:00 | 0 | 1
|  | 4 | 16 | 11:01-11:30 | 0 | 1
|  | 4 | 16 | 11:31-12:00 | 0 | 1
|  | 4 | 16 | 12:01-12:30 | 0 | 1
|  | 4 | 16 | 12:31-13:00 | 0 | 1
|  | 4 | 16 | 13:01-13:30 | 0 | 1
|  | 4 | 16 | 13:31-14:00 | 0 | 1
|  | 4 | 16 | 14:01-14:30 | 0 | 1
|  | 4 | 16 | 14:31-15:00 | 0 | 1
|  | 4 | 16 | 15:01-15:30 | 0 | 1
|  | 4 | 16 | 15:31-16:00 | 0 | 1
|  | 4 | 16 | 16:01-16:30 | 0 | 1
|  | 4 | 16 | 16:31-17:00 | 0 | 1
|  | 4 | 16 | 17:01-17:30 | 0 | 1
|  | 4 | 16 | 17:31-18:00 | 0 | 1
|  | 4 | 16 | 18:01-18:30 | 0 | 1
|  | 4 | 16 | 18:31-19:00 | 0 | 1
|  | 4 | 16 | 19:01-19:30 | 0 | 1
|  | 4 | 16 | 19:31-20:00 | 0 | 1
|  | 4 | 16 | 20:01-20:30 | 0 | 1
|  | 4 | 16 | 20:31-21:00 | 0 | 1
|  | 4 | 16 | 21:01-21:30 | 0 | 1
|  | 4 | 16 | 21:31-22:00 | 0 | 1
|  | 4 | 16 | 22:01-22:30 | 0 | 1
|  | 4 | 16 | 22:31-23:00 | 0 | 1
|  | 4 | 16 | 23:01-23:30 | 0 | 1
|  | 4 | 16 | 23:31-00:00 | 0 | 1
|  | 4 | 17 | 00:01-00:30 | 1 | 1
|  | 4 | 17 | 00:31-01:00 | 1 | 1
|  | 4 | 17 | 01:01-01:30 | 1 | 1
|  | 4 | 17 | 01:31-02:00 | 1 | 1
|  | 4 | 17 | 02:01-02:30 | 1 | 1
|  | 4 | 17 | 02:31-03:00 | 1 | 1
|  | 4 | 17 | 03:01-03:30 | 1 | 1
|  | 4 | 17 | 03:31-04:00 | 1 | 1
|  | 4 | 17 | 04:01-04:30 | 1 | 1
|  | 4 | 17 | 04:31-05:00 | 1 | 1
|  | 4 | 17 | 05:01-05:30 | 1 | 1
|  | 4 | 17 | 05:31-06:00 | 1 | 1
|  | 4 | 17 | 06:01-06:30 | 1 | 1
|  | 4 | 17 | 06:31-07:00 | 1 | 1
|  | 4 | 17 | 07:01-07:30 | 1 | 1
|  | 4 | 17 | 07:31-08:00 | 1 | 1
|  | 4 | 17 | 08:01-08:30 | 1 | 1
|  | 4 | 17 | 08:31-09:00 | 1 | 1
|  | 4 | 17 | 09:01-09:30 | 1 | 1
|  | 4 | 17 | 09:31-10:00 | 1 | 1
|  | 4 | 17 | 10:01-10:30 | 1 | 1
|  | 4 | 17 | 10:31-11:00 | 1 | 1
|  | 4 | 17 | 11:01-11:30 | 1 | 1
|  | 4 | 17 | 11:31-12:00 | 1 | 1
|  | 4 | 17 | 12:01-12:30 | 1 | 1
|  | 4 | 17 | 12:31-13:00 | 1 | 1
|  | 4 | 17 | 13:01-13:30 | 1 | 1
|  | 4 | 17 | 13:31-14:00 | 1 | 1
|  | 4 | 17 | 14:01-14:30 | 1 | 1
|  | 4 | 17 | 14:31-15:00 | 1 | 1
|  | 4 | 17 | 15:01-15:30 | 1 | 1
|  | 4 | 17 | 15:31-16:00 | 1 | 1
|  | 4 | 17 | 16:01-16:30 | 1 | 1
|  | 4 | 17 | 16:31-17:00 | 1 | 1
|  | 4 | 17 | 17:01-17:30 | 1 | 1
|  | 4 | 17 | 17:31-18:00 | 1 | 1
|  | 4 | 17 | 18:01-18:30 | 1 | 1
|  | 4 | 17 | 18:31-19:00 | 1 | 1
|  | 4 | 17 | 19:01-19:30 | 1 | 1
|  | 4 | 17 | 19:31-20:00 | 1 | 1
|  | 4 | 17 | 20:01-20:30 | 1 | 1
|  | 4 | 17 | 20:31-21:00 | 1 | 1
|  | 4 | 17 | 21:01-21:30 | 1 | 1
|  | 4 | 17 | 21:31-22:00 | 1 | 1
|  | 4 | 17 | 22:01-22:30 | 1 | 1
|  | 4 | 17 | 22:31-23:00 | 1 | 1
|  | 4 | 17 | 23:01-23:30 | 1 | 1
|  | 4 | 17 | 23:31-00:00 | 1 | 1
|  | 4 | 18 | 00:01-00:30 | 1 | 1
|  | 4 | 18 | 00:31-01:00 | 1 | 1
|  | 4 | 18 | 01:01-01:30 | 1 | 1
|  | 4 | 18 | 01:31-02:00 | 1 | 1
|  | 4 | 18 | 02:01-02:30 | 1 | 1
|  | 4 | 18 | 02:31-03:00 | 1 | 1
|  | 4 | 18 | 03:01-03:30 | 1 | 1
|  | 4 | 18 | 03:31-04:00 | 1 | 1
|  | 4 | 18 | 04:01-04:30 | 1 | 1
|  | 4 | 18 | 04:31-05:00 | 1 | 1
|  | 4 | 18 | 05:01-05:30 | 1 | 1
|  | 4 | 18 | 05:31-06:00 | 1 | 1
|  | 4 | 18 | 06:01-06:30 | 1 | 1
|  | 4 | 18 | 06:31-07:00 | 1 | 1
|  | 4 | 18 | 07:01-07:30 | 1 | 1
|  | 4 | 18 | 07:31-08:00 | 1 | 1
|  | 4 | 18 | 08:01-08:30 | 1 | 1
|  | 4 | 18 | 08:31-09:00 | 1 | 1
|  | 4 | 18 | 09:01-09:30 | 1 | 1
|  | 4 | 18 | 09:31-10:00 | 1 | 1
|  | 4 | 18 | 10:01-10:30 | 1 | 1
|  | 4 | 18 | 10:31-11:00 | 1 | 1
|  | 4 | 18 | 11:01-11:30 | 1 | 1
|  | 4 | 18 | 11:31-12:00 | 1 | 1
|  | 4 | 18 | 12:01-12:30 | 1 | 1
|  | 4 | 18 | 12:31-13:00 | 1 | 1
|  | 4 | 18 | 13:01-13:30 | 1 | 1
|  | 4 | 18 | 13:31-14:00 | 1 | 1
|  | 4 | 18 | 14:01-14:30 | 1 | 1
|  | 4 | 18 | 14:31-15:00 | 1 | 1
|  | 4 | 18 | 15:01-15:30 | 1 | 1
|  | 4 | 18 | 15:31-16:00 | 1 | 1
|  | 4 | 18 | 16:01-16:30 | 1 | 1
|  | 4 | 18 | 16:31-17:00 | 1 | 1
|  | 4 | 18 | 17:01-17:30 | 1 | 1
|  | 4 | 18 | 17:31-18:00 | 1 | 1
|  | 4 | 18 | 18:01-18:30 | 1 | 1
|  | 4 | 18 | 18:31-19:00 | 1 | 1
|  | 4 | 18 | 19:01-19:30 | 1 | 1
|  | 4 | 18 | 19:31-20:00 | 1 | 1
|  | 4 | 18 | 20:01-20:30 | 1 | 1
|  | 4 | 18 | 20:31-21:00 | 1 | 1
|  | 4 | 18 | 21:01-21:30 | 1 | 1
|  | 4 | 18 | 21:31-22:00 | 1 | 1
|  | 4 | 18 | 22:01-22:30 | 1 | 1
|  | 4 | 18 | 22:31-23:00 | 1 | 1
|  | 4 | 18 | 23:01-23:30 | 1 | 1
|  | 4 | 18 | 23:31-00:00 | 1 | 1
|  | 4 | 19 | 00:01-00:30 | 1 | 1
|  | 4 | 19 | 00:31-01:00 | 1 | 1
|  | 4 | 19 | 01:01-01:30 | 1 | 1
|  | 4 | 19 | 01:31-02:00 | 1 | 1
|  | 4 | 19 | 02:01-02:30 | 1 | 1
|  | 4 | 19 | 02:31-03:00 | 1 | 1
|  | 4 | 19 | 03:01-03:30 | 1 | 1
|  | 4 | 19 | 03:31-04:00 | 1 | 1
|  | 4 | 19 | 04:01-04:30 | 1 | 1
|  | 4 | 19 | 04:31-05:00 | 1 | 1
|  | 4 | 19 | 05:01-05:30 | 1 | 1
|  | 4 | 19 | 05:31-06:00 | 1 | 1
|  | 4 | 19 | 06:01-06:30 | 1 | 1
|  | 4 | 19 | 06:31-07:00 | 1 | 1
|  | 4 | 19 | 07:01-07:30 | 1 | 1
|  | 4 | 19 | 07:31-08:00 | 1 | 1
|  | 4 | 19 | 08:01-08:30 | 1 | 1
|  | 4 | 19 | 08:31-09:00 | 1 | 1
|  | 4 | 19 | 09:01-09:30 | 1 | 1
|  | 4 | 19 | 09:31-10:00 | 1 | 1
|  | 4 | 19 | 10:01-10:30 | 1 | 1
|  | 4 | 19 | 10:31-11:00 | 1 | 1
|  | 4 | 19 | 11:01-11:30 | 1 | 1
|  | 4 | 19 | 11:31-12:00 | 1 | 1
|  | 4 | 19 | 12:01-12:30 | 1 | 1
|  | 4 | 19 | 12:31-13:00 | 1 | 1
|  | 4 | 19 | 13:01-13:30 | 1 | 1
|  | 4 | 19 | 13:31-14:00 | 1 | 1
|  | 4 | 19 | 14:01-14:30 | 1 | 1
|  | 4 | 19 | 14:31-15:00 | 1 | 1
|  | 4 | 19 | 15:01-15:30 | 1 | 1
|  | 4 | 19 | 15:31-16:00 | 1 | 1
|  | 4 | 19 | 16:01-16:30 | 1 | 1
|  | 4 | 19 | 16:31-17:00 | 1 | 1
|  | 4 | 19 | 17:01-17:30 | 1 | 1
|  | 4 | 19 | 17:31-18:00 | 1 | 1
|  | 4 | 19 | 18:01-18:30 | 1 | 1
|  | 4 | 19 | 18:31-19:00 | 1 | 1
|  | 4 | 19 | 19:01-19:30 | 1 | 1
|  | 4 | 19 | 19:31-20:00 | 1 | 1
|  | 4 | 19 | 20:01-20:30 | 1 | 1
|  | 4 | 19 | 20:31-21:00 | 1 | 1
|  | 4 | 19 | 21:01-21:30 | 1 | 1
|  | 4 | 19 | 21:31-22:00 | 1 | 1
|  | 4 | 19 | 22:01-22:30 | 1 | 1
|  | 4 | 19 | 22:31-23:00 | 1 | 1
|  | 4 | 19 | 23:01-23:30 | 1 | 1
|  | 4 | 19 | 23:31-00:00 | 1 | 1
|  | 4 | 20 | 00:01-00:30 | 1 | 1
|  | 4 | 20 | 00:31-01:00 | 1 | 1
|  | 4 | 20 | 01:01-01:30 | 1 | 1
|  | 4 | 20 | 01:31-02:00 | 1 | 1
|  | 4 | 20 | 02:01-02:30 | 1 | 1
|  | 4 | 20 | 02:31-03:00 | 1 | 1
|  | 4 | 20 | 03:01-03:30 | 1 | 1
|  | 4 | 20 | 03:31-04:00 | 1 | 1
|  | 4 | 20 | 04:01-04:30 | 1 | 1
|  | 4 | 20 | 04:31-05:00 | 1 | 1
|  | 4 | 20 | 05:01-05:30 | 1 | 1
|  | 4 | 20 | 05:31-06:00 | 1 | 1
|  | 4 | 20 | 06:01-06:30 | 1 | 1
|  | 4 | 20 | 06:31-07:00 | 1 | 1
|  | 4 | 20 | 07:01-07:30 | 1 | 1
|  | 4 | 20 | 07:31-08:00 | 1 | 1
|  | 4 | 20 | 08:01-08:30 | 1 | 1
|  | 4 | 20 | 08:31-09:00 | 1 | 1
|  | 4 | 20 | 09:01-09:30 | 1 | 1
|  | 4 | 20 | 09:31-10:00 | 1 | 1
|  | 4 | 20 | 10:01-10:30 | 1 | 1
|  | 4 | 20 | 10:31-11:00 | 1 | 1
|  | 4 | 20 | 11:01-11:30 | 1 | 1
|  | 4 | 20 | 11:31-12:00 | 1 | 1
|  | 4 | 20 | 12:01-12:30 | 1 | 1
|  | 4 | 20 | 12:31-13:00 | 1 | 1
|  | 4 | 20 | 13:01-13:30 | 1 | 1
|  | 4 | 20 | 13:31-14:00 | 1 | 1
|  | 4 | 20 | 14:01-14:30 | 1 | 1
|  | 4 | 20 | 14:31-15:00 | 1 | 1
|  | 4 | 20 | 15:01-15:30 | 1 | 1
|  | 4 | 20 | 15:31-16:00 | 1 | 1
|  | 4 | 20 | 16:01-16:30 | 1 | 1
|  | 4 | 20 | 16:31-17:00 | 1 | 1
|  | 4 | 20 | 17:01-17:30 | 1 | 1
|  | 4 | 20 | 17:31-18:00 | 1 | 1
|  | 4 | 20 | 18:01-18:30 | 1 | 1
|  | 4 | 20 | 18:31-19:00 | 1 | 1
|  | 4 | 20 | 19:01-19:30 | 1 | 1
|  | 4 | 20 | 19:31-20:00 | 1 | 1
|  | 4 | 20 | 20:01-20:30 | 1 | 1
|  | 4 | 20 | 20:31-21:00 | 1 | 1
|  | 4 | 20 | 21:01-21:30 | 1 | 1
|  | 4 | 20 | 21:31-22:00 | 1 | 1
|  | 4 | 20 | 22:01-22:30 | 1 | 1
|  | 4 | 20 | 22:31-23:00 | 1 | 1
|  | 4 | 20 | 23:01-23:30 | 1 | 1
|  | 4 | 20 | 23:31-00:00 | 1 | 1
|  | 4 | 21 | 00:01-00:30 | 1 | 1
|  | 4 | 21 | 00:31-01:00 | 1 | 1
|  | 4 | 21 | 01:01-01:30 | 1 | 1
|  | 4 | 21 | 01:31-02:00 | 1 | 1
|  | 4 | 21 | 02:01-02:30 | 1 | 1
|  | 4 | 21 | 02:31-03:00 | 1 | 1
|  | 4 | 21 | 03:01-03:30 | 1 | 1
|  | 4 | 21 | 03:31-04:00 | 1 | 1
|  | 4 | 21 | 04:01-04:30 | 1 | 1
|  | 4 | 21 | 04:31-05:00 | 1 | 1
|  | 4 | 21 | 05:01-05:30 | 1 | 1
|  | 4 | 21 | 05:31-06:00 | 1 | 1
|  | 4 | 21 | 06:01-06:30 | 1 | 1
|  | 4 | 21 | 06:31-07:00 | 1 | 1
|  | 4 | 21 | 07:01-07:30 | 1 | 1
|  | 4 | 21 | 07:31-08:00 | 1 | 1
|  | 4 | 21 | 08:01-08:30 | 1 | 1
|  | 4 | 21 | 08:31-09:00 | 1 | 1
|  | 4 | 21 | 09:01-09:30 | 1 | 1
|  | 4 | 21 | 09:31-10:00 | 1 | 1
|  | 4 | 21 | 10:01-10:30 | 1 | 1
|  | 4 | 21 | 10:31-11:00 | 1 | 1
|  | 4 | 21 | 11:01-11:30 | 1 | 1
|  | 4 | 21 | 11:31-12:00 | 1 | 1
|  | 4 | 21 | 12:01-12:30 | 1 | 1
|  | 4 | 21 | 12:31-13:00 | 1 | 1
|  | 4 | 21 | 13:01-13:30 | 1 | 1
|  | 4 | 21 | 13:31-14:00 | 1 | 1
|  | 4 | 21 | 14:01-14:30 | 1 | 1
|  | 4 | 21 | 14:31-15:00 | 1 | 1
|  | 4 | 21 | 15:01-15:30 | 1 | 1
|  | 4 | 21 | 15:31-16:00 | 1 | 1
|  | 4 | 21 | 16:01-16:30 | 1 | 1
|  | 4 | 21 | 16:31-17:00 | 1 | 1
|  | 4 | 21 | 17:01-17:30 | 1 | 1
|  | 4 | 21 | 17:31-18:00 | 1 | 1
|  | 4 | 21 | 18:01-18:30 | 1 | 1
|  | 4 | 21 | 18:31-19:00 | 1 | 1
|  | 4 | 21 | 19:01-19:30 | 1 | 1
|  | 4 | 21 | 19:31-20:00 | 1 | 1
|  | 4 | 21 | 20:01-20:30 | 1 | 1
|  | 4 | 21 | 20:31-21:00 | 1 | 1
|  | 4 | 21 | 21:01-21:30 | 1 | 1
|  | 4 | 21 | 21:31-22:00 | 1 | 1
|  | 4 | 21 | 22:01-22:30 | 1 | 1
|  | 4 | 21 | 22:31-23:00 | 1 | 1
|  | 4 | 21 | 23:01-23:30 | 1 | 1
|  | 4 | 21 | 23:31-00:00 | 1 | 1
|  | 4 | 22 | 00:01-00:30 | 0 | 1
|  | 4 | 22 | 00:31-01:00 | 0 | 1
|  | 4 | 22 | 01:01-01:30 | 0 | 1
|  | 4 | 22 | 01:31-02:00 | 0 | 1
|  | 4 | 22 | 02:01-02:30 | 0 | 1
|  | 4 | 22 | 02:31-03:00 | 0 | 1
|  | 4 | 22 | 03:01-03:30 | 0 | 1
|  | 4 | 22 | 03:31-04:00 | 0 | 1
|  | 4 | 22 | 04:01-04:30 | 0 | 1
|  | 4 | 22 | 04:31-05:00 | 0 | 1
|  | 4 | 22 | 05:01-05:30 | 0 | 1
|  | 4 | 22 | 05:31-06:00 | 0 | 1
|  | 4 | 22 | 06:01-06:30 | 0 | 1
|  | 4 | 22 | 06:31-07:00 | 0 | 1
|  | 4 | 22 | 07:01-07:30 | 0 | 1
|  | 4 | 22 | 07:31-08:00 | 0 | 1
|  | 4 | 22 | 08:01-08:30 | 0 | 1
|  | 4 | 22 | 08:31-09:00 | 0 | 1
|  | 4 | 22 | 09:01-09:30 | 0 | 1
|  | 4 | 22 | 09:31-10:00 | 0 | 1
|  | 4 | 22 | 10:01-10:30 | 0 | 1
|  | 4 | 22 | 10:31-11:00 | 0 | 1
|  | 4 | 22 | 11:01-11:30 | 0 | 1
|  | 4 | 22 | 11:31-12:00 | 0 | 1
|  | 4 | 22 | 12:01-12:30 | 0 | 1
|  | 4 | 22 | 12:31-13:00 | 0 | 1
|  | 4 | 22 | 13:01-13:30 | 0 | 1
|  | 4 | 22 | 13:31-14:00 | 0 | 1
|  | 4 | 22 | 14:01-14:30 | 0 | 1
|  | 4 | 22 | 14:31-15:00 | 0 | 1
|  | 4 | 22 | 15:01-15:30 | 0 | 1
|  | 4 | 22 | 15:31-16:00 | 0 | 1
|  | 4 | 22 | 16:01-16:30 | 0 | 1
|  | 4 | 22 | 16:31-17:00 | 0 | 1
|  | 4 | 22 | 17:01-17:30 | 0 | 1
|  | 4 | 22 | 17:31-18:00 | 0 | 1
|  | 4 | 22 | 18:01-18:30 | 0 | 1
|  | 4 | 22 | 18:31-19:00 | 0 | 1
|  | 4 | 22 | 19:01-19:30 | 0 | 1
|  | 4 | 22 | 19:31-20:00 | 0 | 1
|  | 4 | 22 | 20:01-20:30 | 0 | 1
|  | 4 | 22 | 20:31-21:00 | 0 | 1
|  | 4 | 22 | 21:01-21:30 | 0 | 1
|  | 4 | 22 | 21:31-22:00 | 0 | 1
|  | 4 | 22 | 22:01-22:30 | 0 | 1
|  | 4 | 22 | 22:31-23:00 | 0 | 1
|  | 4 | 22 | 23:01-23:30 | 0 | 1
|  | 4 | 22 | 23:31-00:00 | 0 | 1
|  | 4 | 23 | 00:01-00:30 | 0 | 1
|  | 4 | 23 | 00:31-01:00 | 0 | 1
|  | 4 | 23 | 01:01-01:30 | 0 | 1
|  | 4 | 23 | 01:31-02:00 | 0 | 1
|  | 4 | 23 | 02:01-02:30 | 0 | 1
|  | 4 | 23 | 02:31-03:00 | 0 | 1
|  | 4 | 23 | 03:01-03:30 | 0 | 1
|  | 4 | 23 | 03:31-04:00 | 0 | 1
|  | 4 | 23 | 04:01-04:30 | 0 | 1
|  | 4 | 23 | 04:31-05:00 | 0 | 1
|  | 4 | 23 | 05:01-05:30 | 0 | 1
|  | 4 | 23 | 05:31-06:00 | 0 | 1
|  | 4 | 23 | 06:01-06:30 | 0 | 1
|  | 4 | 23 | 06:31-07:00 | 0 | 1
|  | 4 | 23 | 07:01-07:30 | 0 | 1
|  | 4 | 23 | 07:31-08:00 | 0 | 1
|  | 4 | 23 | 08:01-08:30 | 0 | 1
|  | 4 | 23 | 08:31-09:00 | 0 | 1
|  | 4 | 23 | 09:01-09:30 | 0 | 1
|  | 4 | 23 | 09:31-10:00 | 0 | 1
|  | 4 | 23 | 10:01-10:30 | 0 | 1
|  | 4 | 23 | 10:31-11:00 | 0 | 1
|  | 4 | 23 | 11:01-11:30 | 0 | 1
|  | 4 | 23 | 11:31-12:00 | 0 | 1
|  | 4 | 23 | 12:01-12:30 | 0 | 1
|  | 4 | 23 | 12:31-13:00 | 0 | 1
|  | 4 | 23 | 13:01-13:30 | 0 | 1
|  | 4 | 23 | 13:31-14:00 | 0 | 1
|  | 4 | 23 | 14:01-14:30 | 0 | 1
|  | 4 | 23 | 14:31-15:00 | 0 | 1
|  | 4 | 23 | 15:01-15:30 | 0 | 1
|  | 4 | 23 | 15:31-16:00 | 0 | 1
|  | 4 | 23 | 16:01-16:30 | 0 | 1
|  | 4 | 23 | 16:31-17:00 | 0 | 1
|  | 4 | 23 | 17:01-17:30 | 0 | 1
|  | 4 | 23 | 17:31-18:00 | 0 | 1
|  | 4 | 23 | 18:01-18:30 | 0 | 1
|  | 4 | 23 | 18:31-19:00 | 0 | 1
|  | 4 | 23 | 19:01-19:30 | 0 | 1
|  | 4 | 23 | 19:31-20:00 | 0 | 1
|  | 4 | 23 | 20:01-20:30 | 0 | 1
|  | 4 | 23 | 20:31-21:00 | 0 | 1
|  | 4 | 23 | 21:01-21:30 | 0 | 1
|  | 4 | 23 | 21:31-22:00 | 0 | 1
|  | 4 | 23 | 22:01-22:30 | 0 | 1
|  | 4 | 23 | 22:31-23:00 | 0 | 1
|  | 4 | 23 | 23:01-23:30 | 0 | 1
|  | 4 | 23 | 23:31-00:00 | 0 | 1
|  | 4 | 24 | 00:01-00:30 | 1 | 1
|  | 4 | 24 | 00:31-01:00 | 1 | 1
|  | 4 | 24 | 01:01-01:30 | 1 | 1
|  | 4 | 24 | 01:31-02:00 | 1 | 1
|  | 4 | 24 | 02:01-02:30 | 1 | 1
|  | 4 | 24 | 02:31-03:00 | 1 | 1
|  | 4 | 24 | 03:01-03:30 | 1 | 1
|  | 4 | 24 | 03:31-04:00 | 1 | 1
|  | 4 | 24 | 04:01-04:30 | 1 | 1
|  | 4 | 24 | 04:31-05:00 | 1 | 1
|  | 4 | 24 | 05:01-05:30 | 1 | 1
|  | 4 | 24 | 05:31-06:00 | 1 | 1
|  | 4 | 24 | 06:01-06:30 | 1 | 1
|  | 4 | 24 | 06:31-07:00 | 1 | 1
|  | 4 | 24 | 07:01-07:30 | 1 | 1
|  | 4 | 24 | 07:31-08:00 | 1 | 1
|  | 4 | 24 | 08:01-08:30 | 1 | 1
|  | 4 | 24 | 08:31-09:00 | 1 | 1
|  | 4 | 24 | 09:01-09:30 | 1 | 1
|  | 4 | 24 | 09:31-10:00 | 1 | 1
|  | 4 | 24 | 10:01-10:30 | 1 | 1
|  | 4 | 24 | 10:31-11:00 | 1 | 1
|  | 4 | 24 | 11:01-11:30 | 1 | 1
|  | 4 | 24 | 11:31-12:00 | 1 | 1
|  | 4 | 24 | 12:01-12:30 | 1 | 1
|  | 4 | 24 | 12:31-13:00 | 1 | 1
|  | 4 | 24 | 13:01-13:30 | 1 | 1
|  | 4 | 24 | 13:31-14:00 | 1 | 1
|  | 4 | 24 | 14:01-14:30 | 1 | 1
|  | 4 | 24 | 14:31-15:00 | 1 | 1
|  | 4 | 24 | 15:01-15:30 | 1 | 1
|  | 4 | 24 | 15:31-16:00 | 1 | 1
|  | 4 | 24 | 16:01-16:30 | 1 | 1
|  | 4 | 24 | 16:31-17:00 | 1 | 1
|  | 4 | 24 | 17:01-17:30 | 1 | 1
|  | 4 | 24 | 17:31-18:00 | 1 | 1
|  | 4 | 24 | 18:01-18:30 | 1 | 1
|  | 4 | 24 | 18:31-19:00 | 1 | 1
|  | 4 | 24 | 19:01-19:30 | 1 | 1
|  | 4 | 24 | 19:31-20:00 | 1 | 1
|  | 4 | 24 | 20:01-20:30 | 1 | 1
|  | 4 | 24 | 20:31-21:00 | 1 | 1
|  | 4 | 24 | 21:01-21:30 | 1 | 1
|  | 4 | 24 | 21:31-22:00 | 1 | 1
|  | 4 | 24 | 22:01-22:30 | 1 | 1
|  | 4 | 24 | 22:31-23:00 | 1 | 1
|  | 4 | 24 | 23:01-23:30 | 1 | 1
|  | 4 | 24 | 23:31-00:00 | 1 | 1
|  | 4 | 25 | 00:01-00:30 | 1 | 1
|  | 4 | 25 | 00:31-01:00 | 1 | 1
|  | 4 | 25 | 01:01-01:30 | 1 | 1
|  | 4 | 25 | 01:31-02:00 | 1 | 1
|  | 4 | 25 | 02:01-02:30 | 1 | 1
|  | 4 | 25 | 02:31-03:00 | 1 | 1
|  | 4 | 25 | 03:01-03:30 | 1 | 1
|  | 4 | 25 | 03:31-04:00 | 1 | 1
|  | 4 | 25 | 04:01-04:30 | 1 | 1
|  | 4 | 25 | 04:31-05:00 | 1 | 1
|  | 4 | 25 | 05:01-05:30 | 1 | 1
|  | 4 | 25 | 05:31-06:00 | 1 | 1
|  | 4 | 25 | 06:01-06:30 | 1 | 1
|  | 4 | 25 | 06:31-07:00 | 1 | 1
|  | 4 | 25 | 07:01-07:30 | 1 | 1
|  | 4 | 25 | 07:31-08:00 | 1 | 1
|  | 4 | 25 | 08:01-08:30 | 1 | 1
|  | 4 | 25 | 08:31-09:00 | 1 | 1
|  | 4 | 25 | 09:01-09:30 | 1 | 1
|  | 4 | 25 | 09:31-10:00 | 1 | 1
|  | 4 | 25 | 10:01-10:30 | 1 | 1
|  | 4 | 25 | 10:31-11:00 | 1 | 1
|  | 4 | 25 | 11:01-11:30 | 1 | 1
|  | 4 | 25 | 11:31-12:00 | 1 | 1
|  | 4 | 25 | 12:01-12:30 | 1 | 1
|  | 4 | 25 | 12:31-13:00 | 1 | 1
|  | 4 | 25 | 13:01-13:30 | 1 | 1
|  | 4 | 25 | 13:31-14:00 | 1 | 1
|  | 4 | 25 | 14:01-14:30 | 1 | 1
|  | 4 | 25 | 14:31-15:00 | 1 | 1
|  | 4 | 25 | 15:01-15:30 | 1 | 1
|  | 4 | 25 | 15:31-16:00 | 1 | 1
|  | 4 | 25 | 16:01-16:30 | 1 | 1
|  | 4 | 25 | 16:31-17:00 | 1 | 1
|  | 4 | 25 | 17:01-17:30 | 1 | 1
|  | 4 | 25 | 17:31-18:00 | 1 | 1
|  | 4 | 25 | 18:01-18:30 | 1 | 1
|  | 4 | 25 | 18:31-19:00 | 1 | 1
|  | 4 | 25 | 19:01-19:30 | 1 | 1
|  | 4 | 25 | 19:31-20:00 | 1 | 1
|  | 4 | 25 | 20:01-20:30 | 1 | 1
|  | 4 | 25 | 20:31-21:00 | 1 | 1
|  | 4 | 25 | 21:01-21:30 | 1 | 1
|  | 4 | 25 | 21:31-22:00 | 1 | 1
|  | 4 | 25 | 22:01-22:30 | 1 | 1
|  | 4 | 25 | 22:31-23:00 | 1 | 1
|  | 4 | 25 | 23:01-23:30 | 1 | 1
|  | 4 | 25 | 23:31-00:00 | 1 | 1
|  | 4 | 26 | 00:01-00:30 | 1 | 1
|  | 4 | 26 | 00:31-01:00 | 1 | 1
|  | 4 | 26 | 01:01-01:30 | 1 | 1
|  | 4 | 26 | 01:31-02:00 | 1 | 1
|  | 4 | 26 | 02:01-02:30 | 1 | 1
|  | 4 | 26 | 02:31-03:00 | 1 | 1
|  | 4 | 26 | 03:01-03:30 | 1 | 1
|  | 4 | 26 | 03:31-04:00 | 1 | 1
|  | 4 | 26 | 04:01-04:30 | 1 | 1
|  | 4 | 26 | 04:31-05:00 | 1 | 1
|  | 4 | 26 | 05:01-05:30 | 1 | 1
|  | 4 | 26 | 05:31-06:00 | 1 | 1
|  | 4 | 26 | 06:01-06:30 | 1 | 1
|  | 4 | 26 | 06:31-07:00 | 1 | 1
|  | 4 | 26 | 07:01-07:30 | 1 | 1
|  | 4 | 26 | 07:31-08:00 | 1 | 1
|  | 4 | 26 | 08:01-08:30 | 1 | 1
|  | 4 | 26 | 08:31-09:00 | 1 | 1
|  | 4 | 26 | 09:01-09:30 | 1 | 1
|  | 4 | 26 | 09:31-10:00 | 1 | 1
|  | 4 | 26 | 10:01-10:30 | 1 | 1
|  | 4 | 26 | 10:31-11:00 | 1 | 1
|  | 4 | 26 | 11:01-11:30 | 1 | 1
|  | 4 | 26 | 11:31-12:00 | 1 | 1
|  | 4 | 26 | 12:01-12:30 | 1 | 1
|  | 4 | 26 | 12:31-13:00 | 1 | 1
|  | 4 | 26 | 13:01-13:30 | 1 | 1
|  | 4 | 26 | 13:31-14:00 | 1 | 1
|  | 4 | 26 | 14:01-14:30 | 1 | 1
|  | 4 | 26 | 14:31-15:00 | 1 | 1
|  | 4 | 26 | 15:01-15:30 | 1 | 1
|  | 4 | 26 | 15:31-16:00 | 1 | 1
|  | 4 | 26 | 16:01-16:30 | 1 | 1
|  | 4 | 26 | 16:31-17:00 | 1 | 1
|  | 4 | 26 | 17:01-17:30 | 1 | 1
|  | 4 | 26 | 17:31-18:00 | 1 | 1
|  | 4 | 26 | 18:01-18:30 | 1 | 1
|  | 4 | 26 | 18:31-19:00 | 1 | 1
|  | 4 | 26 | 19:01-19:30 | 1 | 1
|  | 4 | 26 | 19:31-20:00 | 1 | 1
|  | 4 | 26 | 20:01-20:30 | 1 | 1
|  | 4 | 26 | 20:31-21:00 | 1 | 1
|  | 4 | 26 | 21:01-21:30 | 1 | 1
|  | 4 | 26 | 21:31-22:00 | 1 | 1
|  | 4 | 26 | 22:01-22:30 | 1 | 1
|  | 4 | 26 | 22:31-23:00 | 1 | 1
|  | 4 | 26 | 23:01-23:30 | 1 | 1
|  | 4 | 26 | 23:31-00:00 | 1 | 1
|  | 4 | 27 | 00:01-00:30 | 1 | 1
|  | 4 | 27 | 00:31-01:00 | 1 | 1
|  | 4 | 27 | 01:01-01:30 | 1 | 1
|  | 4 | 27 | 01:31-02:00 | 1 | 1
|  | 4 | 27 | 02:01-02:30 | 1 | 1
|  | 4 | 27 | 02:31-03:00 | 1 | 1
|  | 4 | 27 | 03:01-03:30 | 1 | 1
|  | 4 | 27 | 03:31-04:00 | 1 | 1
|  | 4 | 27 | 04:01-04:30 | 1 | 1
|  | 4 | 27 | 04:31-05:00 | 1 | 1
|  | 4 | 27 | 05:01-05:30 | 1 | 1
|  | 4 | 27 | 05:31-06:00 | 1 | 1
|  | 4 | 27 | 06:01-06:30 | 1 | 1
|  | 4 | 27 | 06:31-07:00 | 1 | 1
|  | 4 | 27 | 07:01-07:30 | 1 | 1
|  | 4 | 27 | 07:31-08:00 | 1 | 1
|  | 4 | 27 | 08:01-08:30 | 1 | 1
|  | 4 | 27 | 08:31-09:00 | 1 | 1
|  | 4 | 27 | 09:01-09:30 | 1 | 1
|  | 4 | 27 | 09:31-10:00 | 1 | 1
|  | 4 | 27 | 10:01-10:30 | 1 | 1
|  | 4 | 27 | 10:31-11:00 | 1 | 1
|  | 4 | 27 | 11:01-11:30 | 1 | 1
|  | 4 | 27 | 11:31-12:00 | 1 | 1
|  | 4 | 27 | 12:01-12:30 | 1 | 1
|  | 4 | 27 | 12:31-13:00 | 1 | 1
|  | 4 | 27 | 13:01-13:30 | 1 | 1
|  | 4 | 27 | 13:31-14:00 | 1 | 1
|  | 4 | 27 | 14:01-14:30 | 1 | 1
|  | 4 | 27 | 14:31-15:00 | 1 | 1
|  | 4 | 27 | 15:01-15:30 | 1 | 1
|  | 4 | 27 | 15:31-16:00 | 1 | 1
|  | 4 | 27 | 16:01-16:30 | 1 | 1
|  | 4 | 27 | 16:31-17:00 | 1 | 1
|  | 4 | 27 | 17:01-17:30 | 1 | 1
|  | 4 | 27 | 17:31-18:00 | 1 | 1
|  | 4 | 27 | 18:01-18:30 | 1 | 1
|  | 4 | 27 | 18:31-19:00 | 1 | 1
|  | 4 | 27 | 19:01-19:30 | 1 | 1
|  | 4 | 27 | 19:31-20:00 | 1 | 1
|  | 4 | 27 | 20:01-20:30 | 1 | 1
|  | 4 | 27 | 20:31-21:00 | 1 | 1
|  | 4 | 27 | 21:01-21:30 | 1 | 1
|  | 4 | 27 | 21:31-22:00 | 1 | 1
|  | 4 | 27 | 22:01-22:30 | 1 | 1
|  | 4 | 27 | 22:31-23:00 | 1 | 1
|  | 4 | 27 | 23:01-23:30 | 1 | 1
|  | 4 | 27 | 23:31-00:00 | 1 | 1
|  | 4 | 28 | 00:01-00:30 | 1 | 1
|  | 4 | 28 | 00:31-01:00 | 1 | 1
|  | 4 | 28 | 01:01-01:30 | 1 | 1
|  | 4 | 28 | 01:31-02:00 | 1 | 1
|  | 4 | 28 | 02:01-02:30 | 1 | 1
|  | 4 | 28 | 02:31-03:00 | 1 | 1
|  | 4 | 28 | 03:01-03:30 | 1 | 1
|  | 4 | 28 | 03:31-04:00 | 1 | 1
|  | 4 | 28 | 04:01-04:30 | 1 | 1
|  | 4 | 28 | 04:31-05:00 | 1 | 1
|  | 4 | 28 | 05:01-05:30 | 1 | 1
|  | 4 | 28 | 05:31-06:00 | 1 | 1
|  | 4 | 28 | 06:01-06:30 | 1 | 1
|  | 4 | 28 | 06:31-07:00 | 1 | 1
|  | 4 | 28 | 07:01-07:30 | 1 | 1
|  | 4 | 28 | 07:31-08:00 | 1 | 1
|  | 4 | 28 | 08:01-08:30 | 1 | 1
|  | 4 | 28 | 08:31-09:00 | 1 | 1
|  | 4 | 28 | 09:01-09:30 | 1 | 1
|  | 4 | 28 | 09:31-10:00 | 1 | 1
|  | 4 | 28 | 10:01-10:30 | 1 | 1
|  | 4 | 28 | 10:31-11:00 | 1 | 1
|  | 4 | 28 | 11:01-11:30 | 1 | 1
|  | 4 | 28 | 11:31-12:00 | 1 | 1
|  | 4 | 28 | 12:01-12:30 | 1 | 1
|  | 4 | 28 | 12:31-13:00 | 1 | 1
|  | 4 | 28 | 13:01-13:30 | 1 | 1
|  | 4 | 28 | 13:31-14:00 | 1 | 1
|  | 4 | 28 | 14:01-14:30 | 1 | 1
|  | 4 | 28 | 14:31-15:00 | 1 | 1
|  | 4 | 28 | 15:01-15:30 | 1 | 1
|  | 4 | 28 | 15:31-16:00 | 1 | 1
|  | 4 | 28 | 16:01-16:30 | 1 | 1
|  | 4 | 28 | 16:31-17:00 | 1 | 1
|  | 4 | 28 | 17:01-17:30 | 1 | 1
|  | 4 | 28 | 17:31-18:00 | 1 | 1
|  | 4 | 28 | 18:01-18:30 | 1 | 1
|  | 4 | 28 | 18:31-19:00 | 1 | 1
|  | 4 | 28 | 19:01-19:30 | 1 | 1
|  | 4 | 28 | 19:31-20:00 | 1 | 1
|  | 4 | 28 | 20:01-20:30 | 1 | 1
|  | 4 | 28 | 20:31-21:00 | 1 | 1
|  | 4 | 28 | 21:01-21:30 | 1 | 1
|  | 4 | 28 | 21:31-22:00 | 1 | 1
|  | 4 | 28 | 22:01-22:30 | 1 | 1
|  | 4 | 28 | 22:31-23:00 | 1 | 1
|  | 4 | 28 | 23:01-23:30 | 1 | 1
|  | 4 | 28 | 23:31-00:00 | 1 | 1
|  | 4 | 29 | 00:01-00:30 | 0 | 1
|  | 4 | 29 | 00:31-01:00 | 0 | 1
|  | 4 | 29 | 01:01-01:30 | 0 | 1
|  | 4 | 29 | 01:31-02:00 | 0 | 1
|  | 4 | 29 | 02:01-02:30 | 0 | 1
|  | 4 | 29 | 02:31-03:00 | 0 | 1
|  | 4 | 29 | 03:01-03:30 | 0 | 1
|  | 4 | 29 | 03:31-04:00 | 0 | 1
|  | 4 | 29 | 04:01-04:30 | 0 | 1
|  | 4 | 29 | 04:31-05:00 | 0 | 1
|  | 4 | 29 | 05:01-05:30 | 0 | 1
|  | 4 | 29 | 05:31-06:00 | 0 | 1
|  | 4 | 29 | 06:01-06:30 | 0 | 1
|  | 4 | 29 | 06:31-07:00 | 0 | 1
|  | 4 | 29 | 07:01-07:30 | 0 | 1
|  | 4 | 29 | 07:31-08:00 | 0 | 1
|  | 4 | 29 | 08:01-08:30 | 0 | 1
|  | 4 | 29 | 08:31-09:00 | 0 | 1
|  | 4 | 29 | 09:01-09:30 | 0 | 1
|  | 4 | 29 | 09:31-10:00 | 0 | 1
|  | 4 | 29 | 10:01-10:30 | 0 | 1
|  | 4 | 29 | 10:31-11:00 | 0 | 1
|  | 4 | 29 | 11:01-11:30 | 0 | 1
|  | 4 | 29 | 11:31-12:00 | 0 | 1
|  | 4 | 29 | 12:01-12:30 | 0 | 1
|  | 4 | 29 | 12:31-13:00 | 0 | 1
|  | 4 | 29 | 13:01-13:30 | 0 | 1
|  | 4 | 29 | 13:31-14:00 | 0 | 1
|  | 4 | 29 | 14:01-14:30 | 0 | 1
|  | 4 | 29 | 14:31-15:00 | 0 | 1
|  | 4 | 29 | 15:01-15:30 | 0 | 1
|  | 4 | 29 | 15:31-16:00 | 0 | 1
|  | 4 | 29 | 16:01-16:30 | 0 | 1
|  | 4 | 29 | 16:31-17:00 | 0 | 1
|  | 4 | 29 | 17:01-17:30 | 0 | 1
|  | 4 | 29 | 17:31-18:00 | 0 | 1
|  | 4 | 29 | 18:01-18:30 | 0 | 1
|  | 4 | 29 | 18:31-19:00 | 0 | 1
|  | 4 | 29 | 19:01-19:30 | 0 | 1
|  | 4 | 29 | 19:31-20:00 | 0 | 1
|  | 4 | 29 | 20:01-20:30 | 0 | 1
|  | 4 | 29 | 20:31-21:00 | 0 | 1
|  | 4 | 29 | 21:01-21:30 | 0 | 1
|  | 4 | 29 | 21:31-22:00 | 0 | 1
|  | 4 | 29 | 22:01-22:30 | 0 | 1
|  | 4 | 29 | 22:31-23:00 | 0 | 1
|  | 4 | 29 | 23:01-23:30 | 0 | 1
|  | 4 | 29 | 23:31-00:00 | 0 | 1
|  | 4 | 30 | 00:01-00:30 | 0 | 1
|  | 4 | 30 | 00:31-01:00 | 0 | 1
|  | 4 | 30 | 01:01-01:30 | 0 | 1
|  | 4 | 30 | 01:31-02:00 | 0 | 1
|  | 4 | 30 | 02:01-02:30 | 0 | 1
|  | 4 | 30 | 02:31-03:00 | 0 | 1
|  | 4 | 30 | 03:01-03:30 | 0 | 1
|  | 4 | 30 | 03:31-04:00 | 0 | 1
|  | 4 | 30 | 04:01-04:30 | 0 | 1
|  | 4 | 30 | 04:31-05:00 | 0 | 1
|  | 4 | 30 | 05:01-05:30 | 0 | 1
|  | 4 | 30 | 05:31-06:00 | 0 | 1
|  | 4 | 30 | 06:01-06:30 | 0 | 1
|  | 4 | 30 | 06:31-07:00 | 0 | 1
|  | 4 | 30 | 07:01-07:30 | 0 | 1
|  | 4 | 30 | 07:31-08:00 | 0 | 1
|  | 4 | 30 | 08:01-08:30 | 0 | 1
|  | 4 | 30 | 08:31-09:00 | 0 | 1
|  | 4 | 30 | 09:01-09:30 | 0 | 1
|  | 4 | 30 | 09:31-10:00 | 0 | 1
|  | 4 | 30 | 10:01-10:30 | 0 | 1
|  | 4 | 30 | 10:31-11:00 | 0 | 1
|  | 4 | 30 | 11:01-11:30 | 0 | 1
|  | 4 | 30 | 11:31-12:00 | 0 | 1
|  | 4 | 30 | 12:01-12:30 | 0 | 1
|  | 4 | 30 | 12:31-13:00 | 0 | 1
|  | 4 | 30 | 13:01-13:30 | 0 | 1
|  | 4 | 30 | 13:31-14:00 | 0 | 1
|  | 4 | 30 | 14:01-14:30 | 0 | 1
|  | 4 | 30 | 14:31-15:00 | 0 | 1
|  | 4 | 30 | 15:01-15:30 | 0 | 1
|  | 4 | 30 | 15:31-16:00 | 0 | 1
|  | 4 | 30 | 16:01-16:30 | 0 | 1
|  | 4 | 30 | 16:31-17:00 | 0 | 1
|  | 4 | 30 | 17:01-17:30 | 0 | 1
|  | 4 | 30 | 17:31-18:00 | 0 | 1
|  | 4 | 30 | 18:01-18:30 | 0 | 1
|  | 4 | 30 | 18:31-19:00 | 0 | 1
|  | 4 | 30 | 19:01-19:30 | 0 | 1
|  | 4 | 30 | 19:31-20:00 | 0 | 1
|  | 4 | 30 | 20:01-20:30 | 0 | 1
|  | 4 | 30 | 20:31-21:00 | 0 | 1
|  | 4 | 30 | 21:01-21:30 | 0 | 1
|  | 4 | 30 | 21:31-22:00 | 0 | 1
|  | 4 | 30 | 22:01-22:30 | 0 | 1
|  | 4 | 30 | 22:31-23:00 | 0 | 1
|  | 4 | 30 | 23:01-23:30 | 0 | 1
|  | 4 | 30 | 23:31-00:00 | 0 | 1
|  | 5 | 1 | 00:01-00:30 | 1 | 1
|  | 5 | 1 | 00:31-01:00 | 1 | 1
|  | 5 | 1 | 01:01-01:30 | 1 | 1
|  | 5 | 1 | 01:31-02:00 | 1 | 1
|  | 5 | 1 | 02:01-02:30 | 1 | 1
|  | 5 | 1 | 02:31-03:00 | 1 | 1
|  | 5 | 1 | 03:01-03:30 | 1 | 1
|  | 5 | 1 | 03:31-04:00 | 1 | 1
|  | 5 | 1 | 04:01-04:30 | 1 | 1
|  | 5 | 1 | 04:31-05:00 | 1 | 1
|  | 5 | 1 | 05:01-05:30 | 1 | 1
|  | 5 | 1 | 05:31-06:00 | 1 | 1
|  | 5 | 1 | 06:01-06:30 | 1 | 1
|  | 5 | 1 | 06:31-07:00 | 1 | 1
|  | 5 | 1 | 07:01-07:30 | 1 | 1
|  | 5 | 1 | 07:31-08:00 | 1 | 1
|  | 5 | 1 | 08:01-08:30 | 1 | 1
|  | 5 | 1 | 08:31-09:00 | 1 | 1
|  | 5 | 1 | 09:01-09:30 | 1 | 1
|  | 5 | 1 | 09:31-10:00 | 1 | 1
|  | 5 | 1 | 10:01-10:30 | 1 | 1
|  | 5 | 1 | 10:31-11:00 | 1 | 1
|  | 5 | 1 | 11:01-11:30 | 1 | 1
|  | 5 | 1 | 11:31-12:00 | 1 | 1
|  | 5 | 1 | 12:01-12:30 | 1 | 1
|  | 5 | 1 | 12:31-13:00 | 1 | 1
|  | 5 | 1 | 13:01-13:30 | 1 | 1
|  | 5 | 1 | 13:31-14:00 | 1 | 1
|  | 5 | 1 | 14:01-14:30 | 1 | 1
|  | 5 | 1 | 14:31-15:00 | 1 | 1
|  | 5 | 1 | 15:01-15:30 | 1 | 1
|  | 5 | 1 | 15:31-16:00 | 1 | 1
|  | 5 | 1 | 16:01-16:30 | 1 | 1
|  | 5 | 1 | 16:31-17:00 | 1 | 1
|  | 5 | 1 | 17:01-17:30 | 1 | 1
|  | 5 | 1 | 17:31-18:00 | 1 | 1
|  | 5 | 1 | 18:01-18:30 | 1 | 1
|  | 5 | 1 | 18:31-19:00 | 1 | 1
|  | 5 | 1 | 19:01-19:30 | 1 | 1
|  | 5 | 1 | 19:31-20:00 | 1 | 1
|  | 5 | 1 | 20:01-20:30 | 1 | 1
|  | 5 | 1 | 20:31-21:00 | 1 | 1
|  | 5 | 1 | 21:01-21:30 | 1 | 1
|  | 5 | 1 | 21:31-22:00 | 1 | 1
|  | 5 | 1 | 22:01-22:30 | 1 | 1
|  | 5 | 1 | 22:31-23:00 | 1 | 1
|  | 5 | 1 | 23:01-23:30 | 1 | 1
|  | 5 | 1 | 23:31-00:00 | 1 | 1
|  | 5 | 2 | 00:01-00:30 | 1 | 1
|  | 5 | 2 | 00:31-01:00 | 1 | 1
|  | 5 | 2 | 01:01-01:30 | 1 | 1
|  | 5 | 2 | 01:31-02:00 | 1 | 1
|  | 5 | 2 | 02:01-02:30 | 1 | 1
|  | 5 | 2 | 02:31-03:00 | 1 | 1
|  | 5 | 2 | 03:01-03:30 | 1 | 1
|  | 5 | 2 | 03:31-04:00 | 1 | 1
|  | 5 | 2 | 04:01-04:30 | 1 | 1
|  | 5 | 2 | 04:31-05:00 | 1 | 1
|  | 5 | 2 | 05:01-05:30 | 1 | 1
|  | 5 | 2 | 05:31-06:00 | 1 | 1
|  | 5 | 2 | 06:01-06:30 | 1 | 1
|  | 5 | 2 | 06:31-07:00 | 1 | 1
|  | 5 | 2 | 07:01-07:30 | 1 | 1
|  | 5 | 2 | 07:31-08:00 | 1 | 1
|  | 5 | 2 | 08:01-08:30 | 1 | 1
|  | 5 | 2 | 08:31-09:00 | 1 | 1
|  | 5 | 2 | 09:01-09:30 | 1 | 1
|  | 5 | 2 | 09:31-10:00 | 1 | 1
|  | 5 | 2 | 10:01-10:30 | 1 | 1
|  | 5 | 2 | 10:31-11:00 | 1 | 1
|  | 5 | 2 | 11:01-11:30 | 1 | 1
|  | 5 | 2 | 11:31-12:00 | 1 | 1
|  | 5 | 2 | 12:01-12:30 | 1 | 1
|  | 5 | 2 | 12:31-13:00 | 1 | 1
|  | 5 | 2 | 13:01-13:30 | 1 | 1
|  | 5 | 2 | 13:31-14:00 | 1 | 1
|  | 5 | 2 | 14:01-14:30 | 1 | 1
|  | 5 | 2 | 14:31-15:00 | 1 | 1
|  | 5 | 2 | 15:01-15:30 | 1 | 1
|  | 5 | 2 | 15:31-16:00 | 1 | 1
|  | 5 | 2 | 16:01-16:30 | 1 | 1
|  | 5 | 2 | 16:31-17:00 | 1 | 1
|  | 5 | 2 | 17:01-17:30 | 1 | 1
|  | 5 | 2 | 17:31-18:00 | 1 | 1
|  | 5 | 2 | 18:01-18:30 | 1 | 1
|  | 5 | 2 | 18:31-19:00 | 1 | 1
|  | 5 | 2 | 19:01-19:30 | 1 | 1
|  | 5 | 2 | 19:31-20:00 | 1 | 1
|  | 5 | 2 | 20:01-20:30 | 1 | 1
|  | 5 | 2 | 20:31-21:00 | 1 | 1
|  | 5 | 2 | 21:01-21:30 | 1 | 1
|  | 5 | 2 | 21:31-22:00 | 1 | 1
|  | 5 | 2 | 22:01-22:30 | 1 | 1
|  | 5 | 2 | 22:31-23:00 | 1 | 1
|  | 5 | 2 | 23:01-23:30 | 1 | 1
|  | 5 | 2 | 23:31-00:00 | 1 | 1
|  | 5 | 3 | 00:01-00:30 | 1 | 1
|  | 5 | 3 | 00:31-01:00 | 1 | 1
|  | 5 | 3 | 01:01-01:30 | 1 | 1
|  | 5 | 3 | 01:31-02:00 | 1 | 1
|  | 5 | 3 | 02:01-02:30 | 1 | 1
|  | 5 | 3 | 02:31-03:00 | 1 | 1
|  | 5 | 3 | 03:01-03:30 | 1 | 1
|  | 5 | 3 | 03:31-04:00 | 1 | 1
|  | 5 | 3 | 04:01-04:30 | 1 | 1
|  | 5 | 3 | 04:31-05:00 | 1 | 1
|  | 5 | 3 | 05:01-05:30 | 1 | 1
|  | 5 | 3 | 05:31-06:00 | 1 | 1
|  | 5 | 3 | 06:01-06:30 | 1 | 1
|  | 5 | 3 | 06:31-07:00 | 1 | 1
|  | 5 | 3 | 07:01-07:30 | 1 | 1
|  | 5 | 3 | 07:31-08:00 | 1 | 1
|  | 5 | 3 | 08:01-08:30 | 1 | 1
|  | 5 | 3 | 08:31-09:00 | 1 | 1
|  | 5 | 3 | 09:01-09:30 | 1 | 1
|  | 5 | 3 | 09:31-10:00 | 1 | 1
|  | 5 | 3 | 10:01-10:30 | 1 | 1
|  | 5 | 3 | 10:31-11:00 | 1 | 1
|  | 5 | 3 | 11:01-11:30 | 1 | 1
|  | 5 | 3 | 11:31-12:00 | 1 | 1
|  | 5 | 3 | 12:01-12:30 | 1 | 1
|  | 5 | 3 | 12:31-13:00 | 1 | 1
|  | 5 | 3 | 13:01-13:30 | 1 | 1
|  | 5 | 3 | 13:31-14:00 | 1 | 1
|  | 5 | 3 | 14:01-14:30 | 1 | 1
|  | 5 | 3 | 14:31-15:00 | 1 | 1
|  | 5 | 3 | 15:01-15:30 | 1 | 1
|  | 5 | 3 | 15:31-16:00 | 1 | 1
|  | 5 | 3 | 16:01-16:30 | 1 | 1
|  | 5 | 3 | 16:31-17:00 | 1 | 1
|  | 5 | 3 | 17:01-17:30 | 1 | 1
|  | 5 | 3 | 17:31-18:00 | 1 | 1
|  | 5 | 3 | 18:01-18:30 | 1 | 1
|  | 5 | 3 | 18:31-19:00 | 1 | 1
|  | 5 | 3 | 19:01-19:30 | 1 | 1
|  | 5 | 3 | 19:31-20:00 | 1 | 1
|  | 5 | 3 | 20:01-20:30 | 1 | 1
|  | 5 | 3 | 20:31-21:00 | 1 | 1
|  | 5 | 3 | 21:01-21:30 | 1 | 1
|  | 5 | 3 | 21:31-22:00 | 1 | 1
|  | 5 | 3 | 22:01-22:30 | 1 | 1
|  | 5 | 3 | 22:31-23:00 | 1 | 1
|  | 5 | 3 | 23:01-23:30 | 1 | 1
|  | 5 | 3 | 23:31-00:00 | 1 | 1
|  | 5 | 4 | 00:01-00:30 | 1 | 1
|  | 5 | 4 | 00:31-01:00 | 1 | 1
|  | 5 | 4 | 01:01-01:30 | 1 | 1
|  | 5 | 4 | 01:31-02:00 | 1 | 1
|  | 5 | 4 | 02:01-02:30 | 1 | 1
|  | 5 | 4 | 02:31-03:00 | 1 | 1
|  | 5 | 4 | 03:01-03:30 | 1 | 1
|  | 5 | 4 | 03:31-04:00 | 1 | 1
|  | 5 | 4 | 04:01-04:30 | 1 | 1
|  | 5 | 4 | 04:31-05:00 | 1 | 1
|  | 5 | 4 | 05:01-05:30 | 1 | 1
|  | 5 | 4 | 05:31-06:00 | 1 | 1
|  | 5 | 4 | 06:01-06:30 | 1 | 1
|  | 5 | 4 | 06:31-07:00 | 1 | 1
|  | 5 | 4 | 07:01-07:30 | 1 | 1
|  | 5 | 4 | 07:31-08:00 | 1 | 1
|  | 5 | 4 | 08:01-08:30 | 1 | 1
|  | 5 | 4 | 08:31-09:00 | 1 | 1
|  | 5 | 4 | 09:01-09:30 | 1 | 1
|  | 5 | 4 | 09:31-10:00 | 1 | 1
|  | 5 | 4 | 10:01-10:30 | 1 | 1
|  | 5 | 4 | 10:31-11:00 | 1 | 1
|  | 5 | 4 | 11:01-11:30 | 1 | 1
|  | 5 | 4 | 11:31-12:00 | 1 | 1
|  | 5 | 4 | 12:01-12:30 | 1 | 1
|  | 5 | 4 | 12:31-13:00 | 1 | 1
|  | 5 | 4 | 13:01-13:30 | 1 | 1
|  | 5 | 4 | 13:31-14:00 | 1 | 1
|  | 5 | 4 | 14:01-14:30 | 1 | 1
|  | 5 | 4 | 14:31-15:00 | 1 | 1
|  | 5 | 4 | 15:01-15:30 | 1 | 1
|  | 5 | 4 | 15:31-16:00 | 1 | 1
|  | 5 | 4 | 16:01-16:30 | 1 | 1
|  | 5 | 4 | 16:31-17:00 | 1 | 1
|  | 5 | 4 | 17:01-17:30 | 1 | 1
|  | 5 | 4 | 17:31-18:00 | 1 | 1
|  | 5 | 4 | 18:01-18:30 | 1 | 1
|  | 5 | 4 | 18:31-19:00 | 1 | 1
|  | 5 | 4 | 19:01-19:30 | 1 | 1
|  | 5 | 4 | 19:31-20:00 | 1 | 1
|  | 5 | 4 | 20:01-20:30 | 1 | 1
|  | 5 | 4 | 20:31-21:00 | 1 | 1
|  | 5 | 4 | 21:01-21:30 | 1 | 1
|  | 5 | 4 | 21:31-22:00 | 1 | 1
|  | 5 | 4 | 22:01-22:30 | 1 | 1
|  | 5 | 4 | 22:31-23:00 | 1 | 1
|  | 5 | 4 | 23:01-23:30 | 1 | 1
|  | 5 | 4 | 23:31-00:00 | 1 | 1
|  | 5 | 5 | 00:01-00:30 | 1 | 1
|  | 5 | 5 | 00:31-01:00 | 1 | 1
|  | 5 | 5 | 01:01-01:30 | 1 | 1
|  | 5 | 5 | 01:31-02:00 | 1 | 1
|  | 5 | 5 | 02:01-02:30 | 1 | 1
|  | 5 | 5 | 02:31-03:00 | 1 | 1
|  | 5 | 5 | 03:01-03:30 | 1 | 1
|  | 5 | 5 | 03:31-04:00 | 1 | 1
|  | 5 | 5 | 04:01-04:30 | 1 | 1
|  | 5 | 5 | 04:31-05:00 | 1 | 1
|  | 5 | 5 | 05:01-05:30 | 1 | 1
|  | 5 | 5 | 05:31-06:00 | 1 | 1
|  | 5 | 5 | 06:01-06:30 | 1 | 1
|  | 5 | 5 | 06:31-07:00 | 1 | 1
|  | 5 | 5 | 07:01-07:30 | 1 | 1
|  | 5 | 5 | 07:31-08:00 | 1 | 1
|  | 5 | 5 | 08:01-08:30 | 1 | 1
|  | 5 | 5 | 08:31-09:00 | 1 | 1
|  | 5 | 5 | 09:01-09:30 | 1 | 1
|  | 5 | 5 | 09:31-10:00 | 1 | 1
|  | 5 | 5 | 10:01-10:30 | 1 | 1
|  | 5 | 5 | 10:31-11:00 | 1 | 1
|  | 5 | 5 | 11:01-11:30 | 1 | 1
|  | 5 | 5 | 11:31-12:00 | 1 | 1
|  | 5 | 5 | 12:01-12:30 | 1 | 1
|  | 5 | 5 | 12:31-13:00 | 1 | 1
|  | 5 | 5 | 13:01-13:30 | 1 | 1
|  | 5 | 5 | 13:31-14:00 | 1 | 1
|  | 5 | 5 | 14:01-14:30 | 1 | 1
|  | 5 | 5 | 14:31-15:00 | 1 | 1
|  | 5 | 5 | 15:01-15:30 | 1 | 1
|  | 5 | 5 | 15:31-16:00 | 1 | 1
|  | 5 | 5 | 16:01-16:30 | 1 | 1
|  | 5 | 5 | 16:31-17:00 | 1 | 1
|  | 5 | 5 | 17:01-17:30 | 1 | 1
|  | 5 | 5 | 17:31-18:00 | 1 | 1
|  | 5 | 5 | 18:01-18:30 | 1 | 1
|  | 5 | 5 | 18:31-19:00 | 1 | 1
|  | 5 | 5 | 19:01-19:30 | 1 | 1
|  | 5 | 5 | 19:31-20:00 | 1 | 1
|  | 5 | 5 | 20:01-20:30 | 1 | 1
|  | 5 | 5 | 20:31-21:00 | 1 | 1
|  | 5 | 5 | 21:01-21:30 | 1 | 1
|  | 5 | 5 | 21:31-22:00 | 1 | 1
|  | 5 | 5 | 22:01-22:30 | 1 | 1
|  | 5 | 5 | 22:31-23:00 | 1 | 1
|  | 5 | 5 | 23:01-23:30 | 1 | 1
|  | 5 | 5 | 23:31-00:00 | 1 | 1
|  | 5 | 6 | 00:01-00:30 | 0 | 1
|  | 5 | 6 | 00:31-01:00 | 0 | 1
|  | 5 | 6 | 01:01-01:30 | 0 | 1
|  | 5 | 6 | 01:31-02:00 | 0 | 1
|  | 5 | 6 | 02:01-02:30 | 0 | 1
|  | 5 | 6 | 02:31-03:00 | 0 | 1
|  | 5 | 6 | 03:01-03:30 | 0 | 1
|  | 5 | 6 | 03:31-04:00 | 0 | 1
|  | 5 | 6 | 04:01-04:30 | 0 | 1
|  | 5 | 6 | 04:31-05:00 | 0 | 1
|  | 5 | 6 | 05:01-05:30 | 0 | 1
|  | 5 | 6 | 05:31-06:00 | 0 | 1
|  | 5 | 6 | 06:01-06:30 | 0 | 1
|  | 5 | 6 | 06:31-07:00 | 0 | 1
|  | 5 | 6 | 07:01-07:30 | 0 | 1
|  | 5 | 6 | 07:31-08:00 | 0 | 1
|  | 5 | 6 | 08:01-08:30 | 0 | 1
|  | 5 | 6 | 08:31-09:00 | 0 | 1
|  | 5 | 6 | 09:01-09:30 | 0 | 1
|  | 5 | 6 | 09:31-10:00 | 0 | 1
|  | 5 | 6 | 10:01-10:30 | 0 | 1
|  | 5 | 6 | 10:31-11:00 | 0 | 1
|  | 5 | 6 | 11:01-11:30 | 0 | 1
|  | 5 | 6 | 11:31-12:00 | 0 | 1
|  | 5 | 6 | 12:01-12:30 | 0 | 1
|  | 5 | 6 | 12:31-13:00 | 0 | 1
|  | 5 | 6 | 13:01-13:30 | 0 | 1
|  | 5 | 6 | 13:31-14:00 | 0 | 1
|  | 5 | 6 | 14:01-14:30 | 0 | 1
|  | 5 | 6 | 14:31-15:00 | 0 | 1
|  | 5 | 6 | 15:01-15:30 | 0 | 1
|  | 5 | 6 | 15:31-16:00 | 0 | 1
|  | 5 | 6 | 16:01-16:30 | 0 | 1
|  | 5 | 6 | 16:31-17:00 | 0 | 1
|  | 5 | 6 | 17:01-17:30 | 0 | 1
|  | 5 | 6 | 17:31-18:00 | 0 | 1
|  | 5 | 6 | 18:01-18:30 | 0 | 1
|  | 5 | 6 | 18:31-19:00 | 0 | 1
|  | 5 | 6 | 19:01-19:30 | 0 | 1
|  | 5 | 6 | 19:31-20:00 | 0 | 1
|  | 5 | 6 | 20:01-20:30 | 0 | 1
|  | 5 | 6 | 20:31-21:00 | 0 | 1
|  | 5 | 6 | 21:01-21:30 | 0 | 1
|  | 5 | 6 | 21:31-22:00 | 0 | 1
|  | 5 | 6 | 22:01-22:30 | 0 | 1
|  | 5 | 6 | 22:31-23:00 | 0 | 1
|  | 5 | 6 | 23:01-23:30 | 0 | 1
|  | 5 | 6 | 23:31-00:00 | 0 | 1
|  | 5 | 7 | 00:01-00:30 | 0 | 1
|  | 5 | 7 | 00:31-01:00 | 0 | 1
|  | 5 | 7 | 01:01-01:30 | 0 | 1
|  | 5 | 7 | 01:31-02:00 | 0 | 1
|  | 5 | 7 | 02:01-02:30 | 0 | 1
|  | 5 | 7 | 02:31-03:00 | 0 | 1
|  | 5 | 7 | 03:01-03:30 | 0 | 1
|  | 5 | 7 | 03:31-04:00 | 0 | 1
|  | 5 | 7 | 04:01-04:30 | 0 | 1
|  | 5 | 7 | 04:31-05:00 | 0 | 1
|  | 5 | 7 | 05:01-05:30 | 0 | 1
|  | 5 | 7 | 05:31-06:00 | 0 | 1
|  | 5 | 7 | 06:01-06:30 | 0 | 1
|  | 5 | 7 | 06:31-07:00 | 0 | 1
|  | 5 | 7 | 07:01-07:30 | 0 | 1
|  | 5 | 7 | 07:31-08:00 | 0 | 1
|  | 5 | 7 | 08:01-08:30 | 0 | 1
|  | 5 | 7 | 08:31-09:00 | 0 | 1
|  | 5 | 7 | 09:01-09:30 | 0 | 1
|  | 5 | 7 | 09:31-10:00 | 0 | 1
|  | 5 | 7 | 10:01-10:30 | 0 | 1
|  | 5 | 7 | 10:31-11:00 | 0 | 1
|  | 5 | 7 | 11:01-11:30 | 0 | 1
|  | 5 | 7 | 11:31-12:00 | 0 | 1
|  | 5 | 7 | 12:01-12:30 | 0 | 1
|  | 5 | 7 | 12:31-13:00 | 0 | 1
|  | 5 | 7 | 13:01-13:30 | 0 | 1
|  | 5 | 7 | 13:31-14:00 | 0 | 1
|  | 5 | 7 | 14:01-14:30 | 0 | 1
|  | 5 | 7 | 14:31-15:00 | 0 | 1
|  | 5 | 7 | 15:01-15:30 | 0 | 1
|  | 5 | 7 | 15:31-16:00 | 0 | 1
|  | 5 | 7 | 16:01-16:30 | 0 | 1
|  | 5 | 7 | 16:31-17:00 | 0 | 1
|  | 5 | 7 | 17:01-17:30 | 0 | 1
|  | 5 | 7 | 17:31-18:00 | 0 | 1
|  | 5 | 7 | 18:01-18:30 | 0 | 1
|  | 5 | 7 | 18:31-19:00 | 0 | 1
|  | 5 | 7 | 19:01-19:30 | 0 | 1
|  | 5 | 7 | 19:31-20:00 | 0 | 1
|  | 5 | 7 | 20:01-20:30 | 0 | 1
|  | 5 | 7 | 20:31-21:00 | 0 | 1
|  | 5 | 7 | 21:01-21:30 | 0 | 1
|  | 5 | 7 | 21:31-22:00 | 0 | 1
|  | 5 | 7 | 22:01-22:30 | 0 | 1
|  | 5 | 7 | 22:31-23:00 | 0 | 1
|  | 5 | 7 | 23:01-23:30 | 0 | 1
|  | 5 | 7 | 23:31-00:00 | 0 | 1
|  | 5 | 8 | 00:01-00:30 | 1 | 1
|  | 5 | 8 | 00:31-01:00 | 1 | 1
|  | 5 | 8 | 01:01-01:30 | 1 | 1
|  | 5 | 8 | 01:31-02:00 | 1 | 1
|  | 5 | 8 | 02:01-02:30 | 1 | 1
|  | 5 | 8 | 02:31-03:00 | 1 | 1
|  | 5 | 8 | 03:01-03:30 | 1 | 1
|  | 5 | 8 | 03:31-04:00 | 1 | 1
|  | 5 | 8 | 04:01-04:30 | 1 | 1
|  | 5 | 8 | 04:31-05:00 | 1 | 1
|  | 5 | 8 | 05:01-05:30 | 1 | 1
|  | 5 | 8 | 05:31-06:00 | 1 | 1
|  | 5 | 8 | 06:01-06:30 | 1 | 1
|  | 5 | 8 | 06:31-07:00 | 1 | 1
|  | 5 | 8 | 07:01-07:30 | 1 | 1
|  | 5 | 8 | 07:31-08:00 | 1 | 1
|  | 5 | 8 | 08:01-08:30 | 1 | 1
|  | 5 | 8 | 08:31-09:00 | 1 | 1
|  | 5 | 8 | 09:01-09:30 | 1 | 1
|  | 5 | 8 | 09:31-10:00 | 1 | 1
|  | 5 | 8 | 10:01-10:30 | 1 | 1
|  | 5 | 8 | 10:31-11:00 | 1 | 1
|  | 5 | 8 | 11:01-11:30 | 1 | 1
|  | 5 | 8 | 11:31-12:00 | 1 | 1
|  | 5 | 8 | 12:01-12:30 | 1 | 1
|  | 5 | 8 | 12:31-13:00 | 1 | 1
|  | 5 | 8 | 13:01-13:30 | 1 | 1
|  | 5 | 8 | 13:31-14:00 | 1 | 1
|  | 5 | 8 | 14:01-14:30 | 1 | 1
|  | 5 | 8 | 14:31-15:00 | 1 | 1
|  | 5 | 8 | 15:01-15:30 | 1 | 1
|  | 5 | 8 | 15:31-16:00 | 1 | 1
|  | 5 | 8 | 16:01-16:30 | 1 | 1
|  | 5 | 8 | 16:31-17:00 | 1 | 1
|  | 5 | 8 | 17:01-17:30 | 1 | 1
|  | 5 | 8 | 17:31-18:00 | 1 | 1
|  | 5 | 8 | 18:01-18:30 | 1 | 1
|  | 5 | 8 | 18:31-19:00 | 1 | 1
|  | 5 | 8 | 19:01-19:30 | 1 | 1
|  | 5 | 8 | 19:31-20:00 | 1 | 1
|  | 5 | 8 | 20:01-20:30 | 1 | 1
|  | 5 | 8 | 20:31-21:00 | 1 | 1
|  | 5 | 8 | 21:01-21:30 | 1 | 1
|  | 5 | 8 | 21:31-22:00 | 1 | 1
|  | 5 | 8 | 22:01-22:30 | 1 | 1
|  | 5 | 8 | 22:31-23:00 | 1 | 1
|  | 5 | 8 | 23:01-23:30 | 1 | 1
|  | 5 | 8 | 23:31-00:00 | 1 | 1
|  | 5 | 9 | 00:01-00:30 | 1 | 1
|  | 5 | 9 | 00:31-01:00 | 1 | 1
|  | 5 | 9 | 01:01-01:30 | 1 | 1
|  | 5 | 9 | 01:31-02:00 | 1 | 1
|  | 5 | 9 | 02:01-02:30 | 1 | 1
|  | 5 | 9 | 02:31-03:00 | 1 | 1
|  | 5 | 9 | 03:01-03:30 | 1 | 1
|  | 5 | 9 | 03:31-04:00 | 1 | 1
|  | 5 | 9 | 04:01-04:30 | 1 | 1
|  | 5 | 9 | 04:31-05:00 | 1 | 1
|  | 5 | 9 | 05:01-05:30 | 1 | 1
|  | 5 | 9 | 05:31-06:00 | 1 | 1
|  | 5 | 9 | 06:01-06:30 | 1 | 1
|  | 5 | 9 | 06:31-07:00 | 1 | 1
|  | 5 | 9 | 07:01-07:30 | 1 | 1
|  | 5 | 9 | 07:31-08:00 | 1 | 1
|  | 5 | 9 | 08:01-08:30 | 1 | 1
|  | 5 | 9 | 08:31-09:00 | 1 | 1
|  | 5 | 9 | 09:01-09:30 | 1 | 1
|  | 5 | 9 | 09:31-10:00 | 1 | 1
|  | 5 | 9 | 10:01-10:30 | 1 | 1
|  | 5 | 9 | 10:31-11:00 | 1 | 1
|  | 5 | 9 | 11:01-11:30 | 1 | 1
|  | 5 | 9 | 11:31-12:00 | 1 | 1
|  | 5 | 9 | 12:01-12:30 | 1 | 1
|  | 5 | 9 | 12:31-13:00 | 1 | 1
|  | 5 | 9 | 13:01-13:30 | 1 | 1
|  | 5 | 9 | 13:31-14:00 | 1 | 1
|  | 5 | 9 | 14:01-14:30 | 1 | 1
|  | 5 | 9 | 14:31-15:00 | 1 | 1
|  | 5 | 9 | 15:01-15:30 | 1 | 1
|  | 5 | 9 | 15:31-16:00 | 1 | 1
|  | 5 | 9 | 16:01-16:30 | 1 | 1
|  | 5 | 9 | 16:31-17:00 | 1 | 1
|  | 5 | 9 | 17:01-17:30 | 1 | 1
|  | 5 | 9 | 17:31-18:00 | 1 | 1
|  | 5 | 9 | 18:01-18:30 | 1 | 1
|  | 5 | 9 | 18:31-19:00 | 1 | 1
|  | 5 | 9 | 19:01-19:30 | 1 | 1
|  | 5 | 9 | 19:31-20:00 | 1 | 1
|  | 5 | 9 | 20:01-20:30 | 1 | 1
|  | 5 | 9 | 20:31-21:00 | 1 | 1
|  | 5 | 9 | 21:01-21:30 | 1 | 1
|  | 5 | 9 | 21:31-22:00 | 1 | 1
|  | 5 | 9 | 22:01-22:30 | 1 | 1
|  | 5 | 9 | 22:31-23:00 | 1 | 1
|  | 5 | 9 | 23:01-23:30 | 1 | 1
|  | 5 | 9 | 23:31-00:00 | 1 | 1
|  | 5 | 10 | 00:01-00:30 | 1 | 1
|  | 5 | 10 | 00:31-01:00 | 1 | 1
|  | 5 | 10 | 01:01-01:30 | 1 | 1
|  | 5 | 10 | 01:31-02:00 | 1 | 1
|  | 5 | 10 | 02:01-02:30 | 1 | 1
|  | 5 | 10 | 02:31-03:00 | 1 | 1
|  | 5 | 10 | 03:01-03:30 | 1 | 1
|  | 5 | 10 | 03:31-04:00 | 1 | 1
|  | 5 | 10 | 04:01-04:30 | 1 | 1
|  | 5 | 10 | 04:31-05:00 | 1 | 1
|  | 5 | 10 | 05:01-05:30 | 1 | 1
|  | 5 | 10 | 05:31-06:00 | 1 | 1
|  | 5 | 10 | 06:01-06:30 | 1 | 1
|  | 5 | 10 | 06:31-07:00 | 1 | 1
|  | 5 | 10 | 07:01-07:30 | 1 | 1
|  | 5 | 10 | 07:31-08:00 | 1 | 1
|  | 5 | 10 | 08:01-08:30 | 1 | 1
|  | 5 | 10 | 08:31-09:00 | 1 | 1
|  | 5 | 10 | 09:01-09:30 | 1 | 1
|  | 5 | 10 | 09:31-10:00 | 1 | 1
|  | 5 | 10 | 10:01-10:30 | 1 | 1
|  | 5 | 10 | 10:31-11:00 | 1 | 1
|  | 5 | 10 | 11:01-11:30 | 1 | 1
|  | 5 | 10 | 11:31-12:00 | 1 | 1
|  | 5 | 10 | 12:01-12:30 | 1 | 1
|  | 5 | 10 | 12:31-13:00 | 1 | 1
|  | 5 | 10 | 13:01-13:30 | 1 | 1
|  | 5 | 10 | 13:31-14:00 | 1 | 1
|  | 5 | 10 | 14:01-14:30 | 1 | 1
|  | 5 | 10 | 14:31-15:00 | 1 | 1
|  | 5 | 10 | 15:01-15:30 | 1 | 1
|  | 5 | 10 | 15:31-16:00 | 1 | 1
|  | 5 | 10 | 16:01-16:30 | 1 | 1
|  | 5 | 10 | 16:31-17:00 | 1 | 1
|  | 5 | 10 | 17:01-17:30 | 1 | 1
|  | 5 | 10 | 17:31-18:00 | 1 | 1
|  | 5 | 10 | 18:01-18:30 | 1 | 1
|  | 5 | 10 | 18:31-19:00 | 1 | 1
|  | 5 | 10 | 19:01-19:30 | 1 | 1
|  | 5 | 10 | 19:31-20:00 | 1 | 1
|  | 5 | 10 | 20:01-20:30 | 1 | 1
|  | 5 | 10 | 20:31-21:00 | 1 | 1
|  | 5 | 10 | 21:01-21:30 | 1 | 1
|  | 5 | 10 | 21:31-22:00 | 1 | 1
|  | 5 | 10 | 22:01-22:30 | 1 | 1
|  | 5 | 10 | 22:31-23:00 | 1 | 1
|  | 5 | 10 | 23:01-23:30 | 1 | 1
|  | 5 | 10 | 23:31-00:00 | 1 | 1
|  | 5 | 11 | 00:01-00:30 | 1 | 1
|  | 5 | 11 | 00:31-01:00 | 1 | 1
|  | 5 | 11 | 01:01-01:30 | 1 | 1
|  | 5 | 11 | 01:31-02:00 | 1 | 1
|  | 5 | 11 | 02:01-02:30 | 1 | 1
|  | 5 | 11 | 02:31-03:00 | 1 | 1
|  | 5 | 11 | 03:01-03:30 | 1 | 1
|  | 5 | 11 | 03:31-04:00 | 1 | 1
|  | 5 | 11 | 04:01-04:30 | 1 | 1
|  | 5 | 11 | 04:31-05:00 | 1 | 1
|  | 5 | 11 | 05:01-05:30 | 1 | 1
|  | 5 | 11 | 05:31-06:00 | 1 | 1
|  | 5 | 11 | 06:01-06:30 | 1 | 1
|  | 5 | 11 | 06:31-07:00 | 1 | 1
|  | 5 | 11 | 07:01-07:30 | 1 | 1
|  | 5 | 11 | 07:31-08:00 | 1 | 1
|  | 5 | 11 | 08:01-08:30 | 1 | 1
|  | 5 | 11 | 08:31-09:00 | 1 | 1
|  | 5 | 11 | 09:01-09:30 | 1 | 1
|  | 5 | 11 | 09:31-10:00 | 1 | 1
|  | 5 | 11 | 10:01-10:30 | 1 | 1
|  | 5 | 11 | 10:31-11:00 | 1 | 1
|  | 5 | 11 | 11:01-11:30 | 1 | 1
|  | 5 | 11 | 11:31-12:00 | 1 | 1
|  | 5 | 11 | 12:01-12:30 | 1 | 1
|  | 5 | 11 | 12:31-13:00 | 1 | 1
|  | 5 | 11 | 13:01-13:30 | 1 | 1
|  | 5 | 11 | 13:31-14:00 | 1 | 1
|  | 5 | 11 | 14:01-14:30 | 1 | 1
|  | 5 | 11 | 14:31-15:00 | 1 | 1
|  | 5 | 11 | 15:01-15:30 | 1 | 1
|  | 5 | 11 | 15:31-16:00 | 1 | 1
|  | 5 | 11 | 16:01-16:30 | 1 | 1
|  | 5 | 11 | 16:31-17:00 | 1 | 1
|  | 5 | 11 | 17:01-17:30 | 1 | 1
|  | 5 | 11 | 17:31-18:00 | 1 | 1
|  | 5 | 11 | 18:01-18:30 | 1 | 1
|  | 5 | 11 | 18:31-19:00 | 1 | 1
|  | 5 | 11 | 19:01-19:30 | 1 | 1
|  | 5 | 11 | 19:31-20:00 | 1 | 1
|  | 5 | 11 | 20:01-20:30 | 1 | 1
|  | 5 | 11 | 20:31-21:00 | 1 | 1
|  | 5 | 11 | 21:01-21:30 | 1 | 1
|  | 5 | 11 | 21:31-22:00 | 1 | 1
|  | 5 | 11 | 22:01-22:30 | 1 | 1
|  | 5 | 11 | 22:31-23:00 | 1 | 1
|  | 5 | 11 | 23:01-23:30 | 1 | 1
|  | 5 | 11 | 23:31-00:00 | 1 | 1
|  | 5 | 12 | 00:01-00:30 | 1 | 1
|  | 5 | 12 | 00:31-01:00 | 1 | 1
|  | 5 | 12 | 01:01-01:30 | 1 | 1
|  | 5 | 12 | 01:31-02:00 | 1 | 1
|  | 5 | 12 | 02:01-02:30 | 1 | 1
|  | 5 | 12 | 02:31-03:00 | 1 | 1
|  | 5 | 12 | 03:01-03:30 | 1 | 1
|  | 5 | 12 | 03:31-04:00 | 1 | 1
|  | 5 | 12 | 04:01-04:30 | 1 | 1
|  | 5 | 12 | 04:31-05:00 | 1 | 1
|  | 5 | 12 | 05:01-05:30 | 1 | 1
|  | 5 | 12 | 05:31-06:00 | 1 | 1
|  | 5 | 12 | 06:01-06:30 | 1 | 1
|  | 5 | 12 | 06:31-07:00 | 1 | 1
|  | 5 | 12 | 07:01-07:30 | 1 | 1
|  | 5 | 12 | 07:31-08:00 | 1 | 1
|  | 5 | 12 | 08:01-08:30 | 1 | 1
|  | 5 | 12 | 08:31-09:00 | 1 | 1
|  | 5 | 12 | 09:01-09:30 | 1 | 1
|  | 5 | 12 | 09:31-10:00 | 1 | 1
|  | 5 | 12 | 10:01-10:30 | 1 | 1
|  | 5 | 12 | 10:31-11:00 | 1 | 1
|  | 5 | 12 | 11:01-11:30 | 1 | 1
|  | 5 | 12 | 11:31-12:00 | 1 | 1
|  | 5 | 12 | 12:01-12:30 | 1 | 1
|  | 5 | 12 | 12:31-13:00 | 1 | 1
|  | 5 | 12 | 13:01-13:30 | 1 | 1
|  | 5 | 12 | 13:31-14:00 | 1 | 1
|  | 5 | 12 | 14:01-14:30 | 1 | 1
|  | 5 | 12 | 14:31-15:00 | 1 | 1
|  | 5 | 12 | 15:01-15:30 | 1 | 1
|  | 5 | 12 | 15:31-16:00 | 1 | 1
|  | 5 | 12 | 16:01-16:30 | 1 | 1
|  | 5 | 12 | 16:31-17:00 | 1 | 1
|  | 5 | 12 | 17:01-17:30 | 1 | 1
|  | 5 | 12 | 17:31-18:00 | 1 | 1
|  | 5 | 12 | 18:01-18:30 | 1 | 1
|  | 5 | 12 | 18:31-19:00 | 1 | 1
|  | 5 | 12 | 19:01-19:30 | 1 | 1
|  | 5 | 12 | 19:31-20:00 | 1 | 1
|  | 5 | 12 | 20:01-20:30 | 1 | 1
|  | 5 | 12 | 20:31-21:00 | 1 | 1
|  | 5 | 12 | 21:01-21:30 | 1 | 1
|  | 5 | 12 | 21:31-22:00 | 1 | 1
|  | 5 | 12 | 22:01-22:30 | 1 | 1
|  | 5 | 12 | 22:31-23:00 | 1 | 1
|  | 5 | 12 | 23:01-23:30 | 1 | 1
|  | 5 | 12 | 23:31-00:00 | 1 | 1
|  | 5 | 13 | 00:01-00:30 | 0 | 1
|  | 5 | 13 | 00:31-01:00 | 0 | 1
|  | 5 | 13 | 01:01-01:30 | 0 | 1
|  | 5 | 13 | 01:31-02:00 | 0 | 1
|  | 5 | 13 | 02:01-02:30 | 0 | 1
|  | 5 | 13 | 02:31-03:00 | 0 | 1
|  | 5 | 13 | 03:01-03:30 | 0 | 1
|  | 5 | 13 | 03:31-04:00 | 0 | 1
|  | 5 | 13 | 04:01-04:30 | 0 | 1
|  | 5 | 13 | 04:31-05:00 | 0 | 1
|  | 5 | 13 | 05:01-05:30 | 0 | 1
|  | 5 | 13 | 05:31-06:00 | 0 | 1
|  | 5 | 13 | 06:01-06:30 | 0 | 1
|  | 5 | 13 | 06:31-07:00 | 0 | 1
|  | 5 | 13 | 07:01-07:30 | 0 | 1
|  | 5 | 13 | 07:31-08:00 | 0 | 1
|  | 5 | 13 | 08:01-08:30 | 0 | 1
|  | 5 | 13 | 08:31-09:00 | 0 | 1
|  | 5 | 13 | 09:01-09:30 | 0 | 1
|  | 5 | 13 | 09:31-10:00 | 0 | 1
|  | 5 | 13 | 10:01-10:30 | 0 | 1
|  | 5 | 13 | 10:31-11:00 | 0 | 1
|  | 5 | 13 | 11:01-11:30 | 0 | 1
|  | 5 | 13 | 11:31-12:00 | 0 | 1
|  | 5 | 13 | 12:01-12:30 | 0 | 1
|  | 5 | 13 | 12:31-13:00 | 0 | 1
|  | 5 | 13 | 13:01-13:30 | 0 | 1
|  | 5 | 13 | 13:31-14:00 | 0 | 1
|  | 5 | 13 | 14:01-14:30 | 0 | 1
|  | 5 | 13 | 14:31-15:00 | 0 | 1
|  | 5 | 13 | 15:01-15:30 | 0 | 1
|  | 5 | 13 | 15:31-16:00 | 0 | 1
|  | 5 | 13 | 16:01-16:30 | 0 | 1
|  | 5 | 13 | 16:31-17:00 | 0 | 1
|  | 5 | 13 | 17:01-17:30 | 0 | 1
|  | 5 | 13 | 17:31-18:00 | 0 | 1
|  | 5 | 13 | 18:01-18:30 | 0 | 1
|  | 5 | 13 | 18:31-19:00 | 0 | 1
|  | 5 | 13 | 19:01-19:30 | 0 | 1
|  | 5 | 13 | 19:31-20:00 | 0 | 1
|  | 5 | 13 | 20:01-20:30 | 0 | 1
|  | 5 | 13 | 20:31-21:00 | 0 | 1
|  | 5 | 13 | 21:01-21:30 | 0 | 1
|  | 5 | 13 | 21:31-22:00 | 0 | 1
|  | 5 | 13 | 22:01-22:30 | 0 | 1
|  | 5 | 13 | 22:31-23:00 | 0 | 1
|  | 5 | 13 | 23:01-23:30 | 0 | 1
|  | 5 | 13 | 23:31-00:00 | 0 | 1
|  | 5 | 14 | 00:01-00:30 | 0 | 1
|  | 5 | 14 | 00:31-01:00 | 0 | 1
|  | 5 | 14 | 01:01-01:30 | 0 | 1
|  | 5 | 14 | 01:31-02:00 | 0 | 1
|  | 5 | 14 | 02:01-02:30 | 0 | 1
|  | 5 | 14 | 02:31-03:00 | 0 | 1
|  | 5 | 14 | 03:01-03:30 | 0 | 1
|  | 5 | 14 | 03:31-04:00 | 0 | 1
|  | 5 | 14 | 04:01-04:30 | 0 | 1
|  | 5 | 14 | 04:31-05:00 | 0 | 1
|  | 5 | 14 | 05:01-05:30 | 0 | 1
|  | 5 | 14 | 05:31-06:00 | 0 | 1
|  | 5 | 14 | 06:01-06:30 | 0 | 1
|  | 5 | 14 | 06:31-07:00 | 0 | 1
|  | 5 | 14 | 07:01-07:30 | 0 | 1
|  | 5 | 14 | 07:31-08:00 | 0 | 1
|  | 5 | 14 | 08:01-08:30 | 0 | 1
|  | 5 | 14 | 08:31-09:00 | 0 | 1
|  | 5 | 14 | 09:01-09:30 | 0 | 1
|  | 5 | 14 | 09:31-10:00 | 0 | 1
|  | 5 | 14 | 10:01-10:30 | 0 | 1
|  | 5 | 14 | 10:31-11:00 | 0 | 1
|  | 5 | 14 | 11:01-11:30 | 0 | 1
|  | 5 | 14 | 11:31-12:00 | 0 | 1
|  | 5 | 14 | 12:01-12:30 | 0 | 1
|  | 5 | 14 | 12:31-13:00 | 0 | 1
|  | 5 | 14 | 13:01-13:30 | 0 | 1
|  | 5 | 14 | 13:31-14:00 | 0 | 1
|  | 5 | 14 | 14:01-14:30 | 0 | 1
|  | 5 | 14 | 14:31-15:00 | 0 | 1
|  | 5 | 14 | 15:01-15:30 | 0 | 1
|  | 5 | 14 | 15:31-16:00 | 0 | 1
|  | 5 | 14 | 16:01-16:30 | 0 | 1
|  | 5 | 14 | 16:31-17:00 | 0 | 1
|  | 5 | 14 | 17:01-17:30 | 0 | 1
|  | 5 | 14 | 17:31-18:00 | 0 | 1
|  | 5 | 14 | 18:01-18:30 | 0 | 1
|  | 5 | 14 | 18:31-19:00 | 0 | 1
|  | 5 | 14 | 19:01-19:30 | 0 | 1
|  | 5 | 14 | 19:31-20:00 | 0 | 1
|  | 5 | 14 | 20:01-20:30 | 0 | 1
|  | 5 | 14 | 20:31-21:00 | 0 | 1
|  | 5 | 14 | 21:01-21:30 | 0 | 1
|  | 5 | 14 | 21:31-22:00 | 0 | 1
|  | 5 | 14 | 22:01-22:30 | 0 | 1
|  | 5 | 14 | 22:31-23:00 | 0 | 1
|  | 5 | 14 | 23:01-23:30 | 0 | 1
|  | 5 | 14 | 23:31-00:00 | 0 | 1
|  | 5 | 15 | 00:01-00:30 | 1 | 1
|  | 5 | 15 | 00:31-01:00 | 1 | 1
|  | 5 | 15 | 01:01-01:30 | 1 | 1
|  | 5 | 15 | 01:31-02:00 | 1 | 1
|  | 5 | 15 | 02:01-02:30 | 1 | 1
|  | 5 | 15 | 02:31-03:00 | 1 | 1
|  | 5 | 15 | 03:01-03:30 | 1 | 1
|  | 5 | 15 | 03:31-04:00 | 1 | 1
|  | 5 | 15 | 04:01-04:30 | 1 | 1
|  | 5 | 15 | 04:31-05:00 | 1 | 1
|  | 5 | 15 | 05:01-05:30 | 1 | 1
|  | 5 | 15 | 05:31-06:00 | 1 | 1
|  | 5 | 15 | 06:01-06:30 | 1 | 1
|  | 5 | 15 | 06:31-07:00 | 1 | 1
|  | 5 | 15 | 07:01-07:30 | 1 | 1
|  | 5 | 15 | 07:31-08:00 | 1 | 1
|  | 5 | 15 | 08:01-08:30 | 1 | 1
|  | 5 | 15 | 08:31-09:00 | 1 | 1
|  | 5 | 15 | 09:01-09:30 | 1 | 1
|  | 5 | 15 | 09:31-10:00 | 1 | 1
|  | 5 | 15 | 10:01-10:30 | 1 | 1
|  | 5 | 15 | 10:31-11:00 | 1 | 1
|  | 5 | 15 | 11:01-11:30 | 1 | 1
|  | 5 | 15 | 11:31-12:00 | 1 | 1
|  | 5 | 15 | 12:01-12:30 | 1 | 1
|  | 5 | 15 | 12:31-13:00 | 1 | 1
|  | 5 | 15 | 13:01-13:30 | 1 | 1
|  | 5 | 15 | 13:31-14:00 | 1 | 1
|  | 5 | 15 | 14:01-14:30 | 1 | 1
|  | 5 | 15 | 14:31-15:00 | 1 | 1
|  | 5 | 15 | 15:01-15:30 | 1 | 1
|  | 5 | 15 | 15:31-16:00 | 1 | 1
|  | 5 | 15 | 16:01-16:30 | 1 | 1
|  | 5 | 15 | 16:31-17:00 | 1 | 1
|  | 5 | 15 | 17:01-17:30 | 1 | 1
|  | 5 | 15 | 17:31-18:00 | 1 | 1
|  | 5 | 15 | 18:01-18:30 | 1 | 1
|  | 5 | 15 | 18:31-19:00 | 1 | 1
|  | 5 | 15 | 19:01-19:30 | 1 | 1
|  | 5 | 15 | 19:31-20:00 | 1 | 1
|  | 5 | 15 | 20:01-20:30 | 1 | 1
|  | 5 | 15 | 20:31-21:00 | 1 | 1
|  | 5 | 15 | 21:01-21:30 | 1 | 1
|  | 5 | 15 | 21:31-22:00 | 1 | 1
|  | 5 | 15 | 22:01-22:30 | 1 | 1
|  | 5 | 15 | 22:31-23:00 | 1 | 1
|  | 5 | 15 | 23:01-23:30 | 1 | 1
|  | 5 | 15 | 23:31-00:00 | 1 | 1
|  | 5 | 16 | 00:01-00:30 | 1 | 1
|  | 5 | 16 | 00:31-01:00 | 1 | 1
|  | 5 | 16 | 01:01-01:30 | 1 | 1
|  | 5 | 16 | 01:31-02:00 | 1 | 1
|  | 5 | 16 | 02:01-02:30 | 1 | 1
|  | 5 | 16 | 02:31-03:00 | 1 | 1
|  | 5 | 16 | 03:01-03:30 | 1 | 1
|  | 5 | 16 | 03:31-04:00 | 1 | 1
|  | 5 | 16 | 04:01-04:30 | 1 | 1
|  | 5 | 16 | 04:31-05:00 | 1 | 1
|  | 5 | 16 | 05:01-05:30 | 1 | 1
|  | 5 | 16 | 05:31-06:00 | 1 | 1
|  | 5 | 16 | 06:01-06:30 | 1 | 1
|  | 5 | 16 | 06:31-07:00 | 1 | 1
|  | 5 | 16 | 07:01-07:30 | 1 | 1
|  | 5 | 16 | 07:31-08:00 | 1 | 1
|  | 5 | 16 | 08:01-08:30 | 1 | 1
|  | 5 | 16 | 08:31-09:00 | 1 | 1
|  | 5 | 16 | 09:01-09:30 | 1 | 1
|  | 5 | 16 | 09:31-10:00 | 1 | 1
|  | 5 | 16 | 10:01-10:30 | 1 | 1
|  | 5 | 16 | 10:31-11:00 | 1 | 1
|  | 5 | 16 | 11:01-11:30 | 1 | 1
|  | 5 | 16 | 11:31-12:00 | 1 | 1
|  | 5 | 16 | 12:01-12:30 | 1 | 1
|  | 5 | 16 | 12:31-13:00 | 1 | 1
|  | 5 | 16 | 13:01-13:30 | 1 | 1
|  | 5 | 16 | 13:31-14:00 | 1 | 1
|  | 5 | 16 | 14:01-14:30 | 1 | 1
|  | 5 | 16 | 14:31-15:00 | 1 | 1
|  | 5 | 16 | 15:01-15:30 | 1 | 1
|  | 5 | 16 | 15:31-16:00 | 1 | 1
|  | 5 | 16 | 16:01-16:30 | 1 | 1
|  | 5 | 16 | 16:31-17:00 | 1 | 1
|  | 5 | 16 | 17:01-17:30 | 1 | 1
|  | 5 | 16 | 17:31-18:00 | 1 | 1
|  | 5 | 16 | 18:01-18:30 | 1 | 1
|  | 5 | 16 | 18:31-19:00 | 1 | 1
|  | 5 | 16 | 19:01-19:30 | 1 | 1
|  | 5 | 16 | 19:31-20:00 | 1 | 1
|  | 5 | 16 | 20:01-20:30 | 1 | 1
|  | 5 | 16 | 20:31-21:00 | 1 | 1
|  | 5 | 16 | 21:01-21:30 | 1 | 1
|  | 5 | 16 | 21:31-22:00 | 1 | 1
|  | 5 | 16 | 22:01-22:30 | 1 | 1
|  | 5 | 16 | 22:31-23:00 | 1 | 1
|  | 5 | 16 | 23:01-23:30 | 1 | 1
|  | 5 | 16 | 23:31-00:00 | 1 | 1
|  | 5 | 17 | 00:01-00:30 | 1 | 1
|  | 5 | 17 | 00:31-01:00 | 1 | 1
|  | 5 | 17 | 01:01-01:30 | 1 | 1
|  | 5 | 17 | 01:31-02:00 | 1 | 1
|  | 5 | 17 | 02:01-02:30 | 1 | 1
|  | 5 | 17 | 02:31-03:00 | 1 | 1
|  | 5 | 17 | 03:01-03:30 | 1 | 1
|  | 5 | 17 | 03:31-04:00 | 1 | 1
|  | 5 | 17 | 04:01-04:30 | 1 | 1
|  | 5 | 17 | 04:31-05:00 | 1 | 1
|  | 5 | 17 | 05:01-05:30 | 1 | 1
|  | 5 | 17 | 05:31-06:00 | 1 | 1
|  | 5 | 17 | 06:01-06:30 | 1 | 1
|  | 5 | 17 | 06:31-07:00 | 1 | 1
|  | 5 | 17 | 07:01-07:30 | 1 | 1
|  | 5 | 17 | 07:31-08:00 | 1 | 1
|  | 5 | 17 | 08:01-08:30 | 1 | 1
|  | 5 | 17 | 08:31-09:00 | 1 | 1
|  | 5 | 17 | 09:01-09:30 | 1 | 1
|  | 5 | 17 | 09:31-10:00 | 1 | 1
|  | 5 | 17 | 10:01-10:30 | 1 | 1
|  | 5 | 17 | 10:31-11:00 | 1 | 1
|  | 5 | 17 | 11:01-11:30 | 1 | 1
|  | 5 | 17 | 11:31-12:00 | 1 | 1
|  | 5 | 17 | 12:01-12:30 | 1 | 1
|  | 5 | 17 | 12:31-13:00 | 1 | 1
|  | 5 | 17 | 13:01-13:30 | 1 | 1
|  | 5 | 17 | 13:31-14:00 | 1 | 1
|  | 5 | 17 | 14:01-14:30 | 1 | 1
|  | 5 | 17 | 14:31-15:00 | 1 | 1
|  | 5 | 17 | 15:01-15:30 | 1 | 1
|  | 5 | 17 | 15:31-16:00 | 1 | 1
|  | 5 | 17 | 16:01-16:30 | 1 | 1
|  | 5 | 17 | 16:31-17:00 | 1 | 1
|  | 5 | 17 | 17:01-17:30 | 1 | 1
|  | 5 | 17 | 17:31-18:00 | 1 | 1
|  | 5 | 17 | 18:01-18:30 | 1 | 1
|  | 5 | 17 | 18:31-19:00 | 1 | 1
|  | 5 | 17 | 19:01-19:30 | 1 | 1
|  | 5 | 17 | 19:31-20:00 | 1 | 1
|  | 5 | 17 | 20:01-20:30 | 1 | 1
|  | 5 | 17 | 20:31-21:00 | 1 | 1
|  | 5 | 17 | 21:01-21:30 | 1 | 1
|  | 5 | 17 | 21:31-22:00 | 1 | 1
|  | 5 | 17 | 22:01-22:30 | 1 | 1
|  | 5 | 17 | 22:31-23:00 | 1 | 1
|  | 5 | 17 | 23:01-23:30 | 1 | 1
|  | 5 | 17 | 23:31-00:00 | 1 | 1
|  | 5 | 18 | 00:01-00:30 | 1 | 1
|  | 5 | 18 | 00:31-01:00 | 1 | 1
|  | 5 | 18 | 01:01-01:30 | 1 | 1
|  | 5 | 18 | 01:31-02:00 | 1 | 1
|  | 5 | 18 | 02:01-02:30 | 1 | 1
|  | 5 | 18 | 02:31-03:00 | 1 | 1
|  | 5 | 18 | 03:01-03:30 | 1 | 1
|  | 5 | 18 | 03:31-04:00 | 1 | 1
|  | 5 | 18 | 04:01-04:30 | 1 | 1
|  | 5 | 18 | 04:31-05:00 | 1 | 1
|  | 5 | 18 | 05:01-05:30 | 1 | 1
|  | 5 | 18 | 05:31-06:00 | 1 | 1
|  | 5 | 18 | 06:01-06:30 | 1 | 1
|  | 5 | 18 | 06:31-07:00 | 1 | 1
|  | 5 | 18 | 07:01-07:30 | 1 | 1
|  | 5 | 18 | 07:31-08:00 | 1 | 1
|  | 5 | 18 | 08:01-08:30 | 1 | 1
|  | 5 | 18 | 08:31-09:00 | 1 | 1
|  | 5 | 18 | 09:01-09:30 | 1 | 1
|  | 5 | 18 | 09:31-10:00 | 1 | 1
|  | 5 | 18 | 10:01-10:30 | 1 | 1
|  | 5 | 18 | 10:31-11:00 | 1 | 1
|  | 5 | 18 | 11:01-11:30 | 1 | 1
|  | 5 | 18 | 11:31-12:00 | 1 | 1
|  | 5 | 18 | 12:01-12:30 | 1 | 1
|  | 5 | 18 | 12:31-13:00 | 1 | 1
|  | 5 | 18 | 13:01-13:30 | 1 | 1
|  | 5 | 18 | 13:31-14:00 | 1 | 1
|  | 5 | 18 | 14:01-14:30 | 1 | 1
|  | 5 | 18 | 14:31-15:00 | 1 | 1
|  | 5 | 18 | 15:01-15:30 | 1 | 1
|  | 5 | 18 | 15:31-16:00 | 1 | 1
|  | 5 | 18 | 16:01-16:30 | 1 | 1
|  | 5 | 18 | 16:31-17:00 | 1 | 1
|  | 5 | 18 | 17:01-17:30 | 1 | 1
|  | 5 | 18 | 17:31-18:00 | 1 | 1
|  | 5 | 18 | 18:01-18:30 | 1 | 1
|  | 5 | 18 | 18:31-19:00 | 1 | 1
|  | 5 | 18 | 19:01-19:30 | 1 | 1
|  | 5 | 18 | 19:31-20:00 | 1 | 1
|  | 5 | 18 | 20:01-20:30 | 1 | 1
|  | 5 | 18 | 20:31-21:00 | 1 | 1
|  | 5 | 18 | 21:01-21:30 | 1 | 1
|  | 5 | 18 | 21:31-22:00 | 1 | 1
|  | 5 | 18 | 22:01-22:30 | 1 | 1
|  | 5 | 18 | 22:31-23:00 | 1 | 1
|  | 5 | 18 | 23:01-23:30 | 1 | 1
|  | 5 | 18 | 23:31-00:00 | 1 | 1
|  | 5 | 19 | 00:01-00:30 | 1 | 1
|  | 5 | 19 | 00:31-01:00 | 1 | 1
|  | 5 | 19 | 01:01-01:30 | 1 | 1
|  | 5 | 19 | 01:31-02:00 | 1 | 1
|  | 5 | 19 | 02:01-02:30 | 1 | 1
|  | 5 | 19 | 02:31-03:00 | 1 | 1
|  | 5 | 19 | 03:01-03:30 | 1 | 1
|  | 5 | 19 | 03:31-04:00 | 1 | 1
|  | 5 | 19 | 04:01-04:30 | 1 | 1
|  | 5 | 19 | 04:31-05:00 | 1 | 1
|  | 5 | 19 | 05:01-05:30 | 1 | 1
|  | 5 | 19 | 05:31-06:00 | 1 | 1
|  | 5 | 19 | 06:01-06:30 | 1 | 1
|  | 5 | 19 | 06:31-07:00 | 1 | 1
|  | 5 | 19 | 07:01-07:30 | 1 | 1
|  | 5 | 19 | 07:31-08:00 | 1 | 1
|  | 5 | 19 | 08:01-08:30 | 1 | 1
|  | 5 | 19 | 08:31-09:00 | 1 | 1
|  | 5 | 19 | 09:01-09:30 | 1 | 1
|  | 5 | 19 | 09:31-10:00 | 1 | 1
|  | 5 | 19 | 10:01-10:30 | 1 | 1
|  | 5 | 19 | 10:31-11:00 | 1 | 1
|  | 5 | 19 | 11:01-11:30 | 1 | 1
|  | 5 | 19 | 11:31-12:00 | 1 | 1
|  | 5 | 19 | 12:01-12:30 | 1 | 1
|  | 5 | 19 | 12:31-13:00 | 1 | 1
|  | 5 | 19 | 13:01-13:30 | 1 | 1
|  | 5 | 19 | 13:31-14:00 | 1 | 1
|  | 5 | 19 | 14:01-14:30 | 1 | 1
|  | 5 | 19 | 14:31-15:00 | 1 | 1
|  | 5 | 19 | 15:01-15:30 | 1 | 1
|  | 5 | 19 | 15:31-16:00 | 1 | 1
|  | 5 | 19 | 16:01-16:30 | 1 | 1
|  | 5 | 19 | 16:31-17:00 | 1 | 1
|  | 5 | 19 | 17:01-17:30 | 1 | 1
|  | 5 | 19 | 17:31-18:00 | 1 | 1
|  | 5 | 19 | 18:01-18:30 | 1 | 1
|  | 5 | 19 | 18:31-19:00 | 1 | 1
|  | 5 | 19 | 19:01-19:30 | 1 | 1
|  | 5 | 19 | 19:31-20:00 | 1 | 1
|  | 5 | 19 | 20:01-20:30 | 1 | 1
|  | 5 | 19 | 20:31-21:00 | 1 | 1
|  | 5 | 19 | 21:01-21:30 | 1 | 1
|  | 5 | 19 | 21:31-22:00 | 1 | 1
|  | 5 | 19 | 22:01-22:30 | 1 | 1
|  | 5 | 19 | 22:31-23:00 | 1 | 1
|  | 5 | 19 | 23:01-23:30 | 1 | 1
|  | 5 | 19 | 23:31-00:00 | 1 | 1
|  | 5 | 20 | 00:01-00:30 | 0 | 1
|  | 5 | 20 | 00:31-01:00 | 0 | 1
|  | 5 | 20 | 01:01-01:30 | 0 | 1
|  | 5 | 20 | 01:31-02:00 | 0 | 1
|  | 5 | 20 | 02:01-02:30 | 0 | 1
|  | 5 | 20 | 02:31-03:00 | 0 | 1
|  | 5 | 20 | 03:01-03:30 | 0 | 1
|  | 5 | 20 | 03:31-04:00 | 0 | 1
|  | 5 | 20 | 04:01-04:30 | 0 | 1
|  | 5 | 20 | 04:31-05:00 | 0 | 1
|  | 5 | 20 | 05:01-05:30 | 0 | 1
|  | 5 | 20 | 05:31-06:00 | 0 | 1
|  | 5 | 20 | 06:01-06:30 | 0 | 1
|  | 5 | 20 | 06:31-07:00 | 0 | 1
|  | 5 | 20 | 07:01-07:30 | 0 | 1
|  | 5 | 20 | 07:31-08:00 | 0 | 1
|  | 5 | 20 | 08:01-08:30 | 0 | 1
|  | 5 | 20 | 08:31-09:00 | 0 | 1
|  | 5 | 20 | 09:01-09:30 | 0 | 1
|  | 5 | 20 | 09:31-10:00 | 0 | 1
|  | 5 | 20 | 10:01-10:30 | 0 | 1
|  | 5 | 20 | 10:31-11:00 | 0 | 1
|  | 5 | 20 | 11:01-11:30 | 0 | 1
|  | 5 | 20 | 11:31-12:00 | 0 | 1
|  | 5 | 20 | 12:01-12:30 | 0 | 1
|  | 5 | 20 | 12:31-13:00 | 0 | 1
|  | 5 | 20 | 13:01-13:30 | 0 | 1
|  | 5 | 20 | 13:31-14:00 | 0 | 1
|  | 5 | 20 | 14:01-14:30 | 0 | 1
|  | 5 | 20 | 14:31-15:00 | 0 | 1
|  | 5 | 20 | 15:01-15:30 | 0 | 1
|  | 5 | 20 | 15:31-16:00 | 0 | 1
|  | 5 | 20 | 16:01-16:30 | 0 | 1
|  | 5 | 20 | 16:31-17:00 | 0 | 1
|  | 5 | 20 | 17:01-17:30 | 0 | 1
|  | 5 | 20 | 17:31-18:00 | 0 | 1
|  | 5 | 20 | 18:01-18:30 | 0 | 1
|  | 5 | 20 | 18:31-19:00 | 0 | 1
|  | 5 | 20 | 19:01-19:30 | 0 | 1
|  | 5 | 20 | 19:31-20:00 | 0 | 1
|  | 5 | 20 | 20:01-20:30 | 0 | 1
|  | 5 | 20 | 20:31-21:00 | 0 | 1
|  | 5 | 20 | 21:01-21:30 | 0 | 1
|  | 5 | 20 | 21:31-22:00 | 0 | 1
|  | 5 | 20 | 22:01-22:30 | 0 | 1
|  | 5 | 20 | 22:31-23:00 | 0 | 1
|  | 5 | 20 | 23:01-23:30 | 0 | 1
|  | 5 | 20 | 23:31-00:00 | 0 | 1
|  | 5 | 21 | 00:01-00:30 | 0 | 1
|  | 5 | 21 | 00:31-01:00 | 0 | 1
|  | 5 | 21 | 01:01-01:30 | 0 | 1
|  | 5 | 21 | 01:31-02:00 | 0 | 1
|  | 5 | 21 | 02:01-02:30 | 0 | 1
|  | 5 | 21 | 02:31-03:00 | 0 | 1
|  | 5 | 21 | 03:01-03:30 | 0 | 1
|  | 5 | 21 | 03:31-04:00 | 0 | 1
|  | 5 | 21 | 04:01-04:30 | 0 | 1
|  | 5 | 21 | 04:31-05:00 | 0 | 1
|  | 5 | 21 | 05:01-05:30 | 0 | 1
|  | 5 | 21 | 05:31-06:00 | 0 | 1
|  | 5 | 21 | 06:01-06:30 | 0 | 1
|  | 5 | 21 | 06:31-07:00 | 0 | 1
|  | 5 | 21 | 07:01-07:30 | 0 | 1
|  | 5 | 21 | 07:31-08:00 | 0 | 1
|  | 5 | 21 | 08:01-08:30 | 0 | 1
|  | 5 | 21 | 08:31-09:00 | 0 | 1
|  | 5 | 21 | 09:01-09:30 | 0 | 1
|  | 5 | 21 | 09:31-10:00 | 0 | 1
|  | 5 | 21 | 10:01-10:30 | 0 | 1
|  | 5 | 21 | 10:31-11:00 | 0 | 1
|  | 5 | 21 | 11:01-11:30 | 0 | 1
|  | 5 | 21 | 11:31-12:00 | 0 | 1
|  | 5 | 21 | 12:01-12:30 | 0 | 1
|  | 5 | 21 | 12:31-13:00 | 0 | 1
|  | 5 | 21 | 13:01-13:30 | 0 | 1
|  | 5 | 21 | 13:31-14:00 | 0 | 1
|  | 5 | 21 | 14:01-14:30 | 0 | 1
|  | 5 | 21 | 14:31-15:00 | 0 | 1
|  | 5 | 21 | 15:01-15:30 | 0 | 1
|  | 5 | 21 | 15:31-16:00 | 0 | 1
|  | 5 | 21 | 16:01-16:30 | 0 | 1
|  | 5 | 21 | 16:31-17:00 | 0 | 1
|  | 5 | 21 | 17:01-17:30 | 0 | 1
|  | 5 | 21 | 17:31-18:00 | 0 | 1
|  | 5 | 21 | 18:01-18:30 | 0 | 1
|  | 5 | 21 | 18:31-19:00 | 0 | 1
|  | 5 | 21 | 19:01-19:30 | 0 | 1
|  | 5 | 21 | 19:31-20:00 | 0 | 1
|  | 5 | 21 | 20:01-20:30 | 0 | 1
|  | 5 | 21 | 20:31-21:00 | 0 | 1
|  | 5 | 21 | 21:01-21:30 | 0 | 1
|  | 5 | 21 | 21:31-22:00 | 0 | 1
|  | 5 | 21 | 22:01-22:30 | 0 | 1
|  | 5 | 21 | 22:31-23:00 | 0 | 1
|  | 5 | 21 | 23:01-23:30 | 0 | 1
|  | 5 | 21 | 23:31-00:00 | 0 | 1
|  | 5 | 22 | 00:01-00:30 | 1 | 1
|  | 5 | 22 | 00:31-01:00 | 1 | 1
|  | 5 | 22 | 01:01-01:30 | 1 | 1
|  | 5 | 22 | 01:31-02:00 | 1 | 1
|  | 5 | 22 | 02:01-02:30 | 1 | 1
|  | 5 | 22 | 02:31-03:00 | 1 | 1
|  | 5 | 22 | 03:01-03:30 | 1 | 1
|  | 5 | 22 | 03:31-04:00 | 1 | 1
|  | 5 | 22 | 04:01-04:30 | 1 | 1
|  | 5 | 22 | 04:31-05:00 | 1 | 1
|  | 5 | 22 | 05:01-05:30 | 1 | 1
|  | 5 | 22 | 05:31-06:00 | 1 | 1
|  | 5 | 22 | 06:01-06:30 | 1 | 1
|  | 5 | 22 | 06:31-07:00 | 1 | 1
|  | 5 | 22 | 07:01-07:30 | 1 | 1
|  | 5 | 22 | 07:31-08:00 | 1 | 1
|  | 5 | 22 | 08:01-08:30 | 1 | 1
|  | 5 | 22 | 08:31-09:00 | 1 | 1
|  | 5 | 22 | 09:01-09:30 | 1 | 1
|  | 5 | 22 | 09:31-10:00 | 1 | 1
|  | 5 | 22 | 10:01-10:30 | 1 | 1
|  | 5 | 22 | 10:31-11:00 | 1 | 1
|  | 5 | 22 | 11:01-11:30 | 1 | 1
|  | 5 | 22 | 11:31-12:00 | 1 | 1
|  | 5 | 22 | 12:01-12:30 | 1 | 1
|  | 5 | 22 | 12:31-13:00 | 1 | 1
|  | 5 | 22 | 13:01-13:30 | 1 | 1
|  | 5 | 22 | 13:31-14:00 | 1 | 1
|  | 5 | 22 | 14:01-14:30 | 1 | 1
|  | 5 | 22 | 14:31-15:00 | 1 | 1
|  | 5 | 22 | 15:01-15:30 | 1 | 1
|  | 5 | 22 | 15:31-16:00 | 1 | 1
|  | 5 | 22 | 16:01-16:30 | 1 | 1
|  | 5 | 22 | 16:31-17:00 | 1 | 1
|  | 5 | 22 | 17:01-17:30 | 1 | 1
|  | 5 | 22 | 17:31-18:00 | 1 | 1
|  | 5 | 22 | 18:01-18:30 | 1 | 1
|  | 5 | 22 | 18:31-19:00 | 1 | 1
|  | 5 | 22 | 19:01-19:30 | 1 | 1
|  | 5 | 22 | 19:31-20:00 | 1 | 1
|  | 5 | 22 | 20:01-20:30 | 1 | 1
|  | 5 | 22 | 20:31-21:00 | 1 | 1
|  | 5 | 22 | 21:01-21:30 | 1 | 1
|  | 5 | 22 | 21:31-22:00 | 1 | 1
|  | 5 | 22 | 22:01-22:30 | 1 | 1
|  | 5 | 22 | 22:31-23:00 | 1 | 1
|  | 5 | 22 | 23:01-23:30 | 1 | 1
|  | 5 | 22 | 23:31-00:00 | 1 | 1
|  | 5 | 23 | 00:01-00:30 | 1 | 1
|  | 5 | 23 | 00:31-01:00 | 1 | 1
|  | 5 | 23 | 01:01-01:30 | 1 | 1
|  | 5 | 23 | 01:31-02:00 | 1 | 1
|  | 5 | 23 | 02:01-02:30 | 1 | 1
|  | 5 | 23 | 02:31-03:00 | 1 | 1
|  | 5 | 23 | 03:01-03:30 | 1 | 1
|  | 5 | 23 | 03:31-04:00 | 1 | 1
|  | 5 | 23 | 04:01-04:30 | 1 | 1
|  | 5 | 23 | 04:31-05:00 | 1 | 1
|  | 5 | 23 | 05:01-05:30 | 1 | 1
|  | 5 | 23 | 05:31-06:00 | 1 | 1
|  | 5 | 23 | 06:01-06:30 | 1 | 1
|  | 5 | 23 | 06:31-07:00 | 1 | 1
|  | 5 | 23 | 07:01-07:30 | 1 | 1
|  | 5 | 23 | 07:31-08:00 | 1 | 1
|  | 5 | 23 | 08:01-08:30 | 1 | 1
|  | 5 | 23 | 08:31-09:00 | 1 | 1
|  | 5 | 23 | 09:01-09:30 | 1 | 1
|  | 5 | 23 | 09:31-10:00 | 1 | 1
|  | 5 | 23 | 10:01-10:30 | 1 | 1
|  | 5 | 23 | 10:31-11:00 | 1 | 1
|  | 5 | 23 | 11:01-11:30 | 1 | 1
|  | 5 | 23 | 11:31-12:00 | 1 | 1
|  | 5 | 23 | 12:01-12:30 | 1 | 1
|  | 5 | 23 | 12:31-13:00 | 1 | 1
|  | 5 | 23 | 13:01-13:30 | 1 | 1
|  | 5 | 23 | 13:31-14:00 | 1 | 1
|  | 5 | 23 | 14:01-14:30 | 1 | 1
|  | 5 | 23 | 14:31-15:00 | 1 | 1
|  | 5 | 23 | 15:01-15:30 | 1 | 1
|  | 5 | 23 | 15:31-16:00 | 1 | 1
|  | 5 | 23 | 16:01-16:30 | 1 | 1
|  | 5 | 23 | 16:31-17:00 | 1 | 1
|  | 5 | 23 | 17:01-17:30 | 1 | 1
|  | 5 | 23 | 17:31-18:00 | 1 | 1
|  | 5 | 23 | 18:01-18:30 | 1 | 1
|  | 5 | 23 | 18:31-19:00 | 1 | 1
|  | 5 | 23 | 19:01-19:30 | 1 | 1
|  | 5 | 23 | 19:31-20:00 | 1 | 1
|  | 5 | 23 | 20:01-20:30 | 1 | 1
|  | 5 | 23 | 20:31-21:00 | 1 | 1
|  | 5 | 23 | 21:01-21:30 | 1 | 1
|  | 5 | 23 | 21:31-22:00 | 1 | 1
|  | 5 | 23 | 22:01-22:30 | 1 | 1
|  | 5 | 23 | 22:31-23:00 | 1 | 1
|  | 5 | 23 | 23:01-23:30 | 1 | 1
|  | 5 | 23 | 23:31-00:00 | 1 | 1
|  | 5 | 24 | 00:01-00:30 | 1 | 1
|  | 5 | 24 | 00:31-01:00 | 1 | 1
|  | 5 | 24 | 01:01-01:30 | 1 | 1
|  | 5 | 24 | 01:31-02:00 | 1 | 1
|  | 5 | 24 | 02:01-02:30 | 1 | 1
|  | 5 | 24 | 02:31-03:00 | 1 | 1
|  | 5 | 24 | 03:01-03:30 | 1 | 1
|  | 5 | 24 | 03:31-04:00 | 1 | 1
|  | 5 | 24 | 04:01-04:30 | 1 | 1
|  | 5 | 24 | 04:31-05:00 | 1 | 1
|  | 5 | 24 | 05:01-05:30 | 1 | 1
|  | 5 | 24 | 05:31-06:00 | 1 | 1
|  | 5 | 24 | 06:01-06:30 | 1 | 1
|  | 5 | 24 | 06:31-07:00 | 1 | 1
|  | 5 | 24 | 07:01-07:30 | 1 | 1
|  | 5 | 24 | 07:31-08:00 | 1 | 1
|  | 5 | 24 | 08:01-08:30 | 1 | 1
|  | 5 | 24 | 08:31-09:00 | 1 | 1
|  | 5 | 24 | 09:01-09:30 | 1 | 1
|  | 5 | 24 | 09:31-10:00 | 1 | 1
|  | 5 | 24 | 10:01-10:30 | 1 | 1
|  | 5 | 24 | 10:31-11:00 | 1 | 1
|  | 5 | 24 | 11:01-11:30 | 1 | 1
|  | 5 | 24 | 11:31-12:00 | 1 | 1
|  | 5 | 24 | 12:01-12:30 | 1 | 1
|  | 5 | 24 | 12:31-13:00 | 1 | 1
|  | 5 | 24 | 13:01-13:30 | 1 | 1
|  | 5 | 24 | 13:31-14:00 | 1 | 1
|  | 5 | 24 | 14:01-14:30 | 1 | 1
|  | 5 | 24 | 14:31-15:00 | 1 | 1
|  | 5 | 24 | 15:01-15:30 | 1 | 1
|  | 5 | 24 | 15:31-16:00 | 1 | 1
|  | 5 | 24 | 16:01-16:30 | 1 | 1
|  | 5 | 24 | 16:31-17:00 | 1 | 1
|  | 5 | 24 | 17:01-17:30 | 1 | 1
|  | 5 | 24 | 17:31-18:00 | 1 | 1
|  | 5 | 24 | 18:01-18:30 | 1 | 1
|  | 5 | 24 | 18:31-19:00 | 1 | 1
|  | 5 | 24 | 19:01-19:30 | 1 | 1
|  | 5 | 24 | 19:31-20:00 | 1 | 1
|  | 5 | 24 | 20:01-20:30 | 1 | 1
|  | 5 | 24 | 20:31-21:00 | 1 | 1
|  | 5 | 24 | 21:01-21:30 | 1 | 1
|  | 5 | 24 | 21:31-22:00 | 1 | 1
|  | 5 | 24 | 22:01-22:30 | 1 | 1
|  | 5 | 24 | 22:31-23:00 | 1 | 1
|  | 5 | 24 | 23:01-23:30 | 1 | 1
|  | 5 | 24 | 23:31-00:00 | 1 | 1
|  | 5 | 25 | 00:01-00:30 | 1 | 1
|  | 5 | 25 | 00:31-01:00 | 1 | 1
|  | 5 | 25 | 01:01-01:30 | 1 | 1
|  | 5 | 25 | 01:31-02:00 | 1 | 1
|  | 5 | 25 | 02:01-02:30 | 1 | 1
|  | 5 | 25 | 02:31-03:00 | 1 | 1
|  | 5 | 25 | 03:01-03:30 | 1 | 1
|  | 5 | 25 | 03:31-04:00 | 1 | 1
|  | 5 | 25 | 04:01-04:30 | 1 | 1
|  | 5 | 25 | 04:31-05:00 | 1 | 1
|  | 5 | 25 | 05:01-05:30 | 1 | 1
|  | 5 | 25 | 05:31-06:00 | 1 | 1
|  | 5 | 25 | 06:01-06:30 | 1 | 1
|  | 5 | 25 | 06:31-07:00 | 1 | 1
|  | 5 | 25 | 07:01-07:30 | 1 | 1
|  | 5 | 25 | 07:31-08:00 | 1 | 1
|  | 5 | 25 | 08:01-08:30 | 1 | 1
|  | 5 | 25 | 08:31-09:00 | 1 | 1
|  | 5 | 25 | 09:01-09:30 | 1 | 1
|  | 5 | 25 | 09:31-10:00 | 1 | 1
|  | 5 | 25 | 10:01-10:30 | 1 | 1
|  | 5 | 25 | 10:31-11:00 | 1 | 1
|  | 5 | 25 | 11:01-11:30 | 1 | 1
|  | 5 | 25 | 11:31-12:00 | 1 | 1
|  | 5 | 25 | 12:01-12:30 | 1 | 1
|  | 5 | 25 | 12:31-13:00 | 1 | 1
|  | 5 | 25 | 13:01-13:30 | 1 | 1
|  | 5 | 25 | 13:31-14:00 | 1 | 1
|  | 5 | 25 | 14:01-14:30 | 1 | 1
|  | 5 | 25 | 14:31-15:00 | 1 | 1
|  | 5 | 25 | 15:01-15:30 | 1 | 1
|  | 5 | 25 | 15:31-16:00 | 1 | 1
|  | 5 | 25 | 16:01-16:30 | 1 | 1
|  | 5 | 25 | 16:31-17:00 | 1 | 1
|  | 5 | 25 | 17:01-17:30 | 1 | 1
|  | 5 | 25 | 17:31-18:00 | 1 | 1
|  | 5 | 25 | 18:01-18:30 | 1 | 1
|  | 5 | 25 | 18:31-19:00 | 1 | 1
|  | 5 | 25 | 19:01-19:30 | 1 | 1
|  | 5 | 25 | 19:31-20:00 | 1 | 1
|  | 5 | 25 | 20:01-20:30 | 1 | 1
|  | 5 | 25 | 20:31-21:00 | 1 | 1
|  | 5 | 25 | 21:01-21:30 | 1 | 1
|  | 5 | 25 | 21:31-22:00 | 1 | 1
|  | 5 | 25 | 22:01-22:30 | 1 | 1
|  | 5 | 25 | 22:31-23:00 | 1 | 1
|  | 5 | 25 | 23:01-23:30 | 1 | 1
|  | 5 | 25 | 23:31-00:00 | 1 | 1
|  | 5 | 26 | 00:01-00:30 | 1 | 1
|  | 5 | 26 | 00:31-01:00 | 1 | 1
|  | 5 | 26 | 01:01-01:30 | 1 | 1
|  | 5 | 26 | 01:31-02:00 | 1 | 1
|  | 5 | 26 | 02:01-02:30 | 1 | 1
|  | 5 | 26 | 02:31-03:00 | 1 | 1
|  | 5 | 26 | 03:01-03:30 | 1 | 1
|  | 5 | 26 | 03:31-04:00 | 1 | 1
|  | 5 | 26 | 04:01-04:30 | 1 | 1
|  | 5 | 26 | 04:31-05:00 | 1 | 1
|  | 5 | 26 | 05:01-05:30 | 1 | 1
|  | 5 | 26 | 05:31-06:00 | 1 | 1
|  | 5 | 26 | 06:01-06:30 | 1 | 1
|  | 5 | 26 | 06:31-07:00 | 1 | 1
|  | 5 | 26 | 07:01-07:30 | 1 | 1
|  | 5 | 26 | 07:31-08:00 | 1 | 1
|  | 5 | 26 | 08:01-08:30 | 1 | 1
|  | 5 | 26 | 08:31-09:00 | 1 | 1
|  | 5 | 26 | 09:01-09:30 | 1 | 1
|  | 5 | 26 | 09:31-10:00 | 1 | 1
|  | 5 | 26 | 10:01-10:30 | 1 | 1
|  | 5 | 26 | 10:31-11:00 | 1 | 1
|  | 5 | 26 | 11:01-11:30 | 1 | 1
|  | 5 | 26 | 11:31-12:00 | 1 | 1
|  | 5 | 26 | 12:01-12:30 | 1 | 1
|  | 5 | 26 | 12:31-13:00 | 1 | 1
|  | 5 | 26 | 13:01-13:30 | 1 | 1
|  | 5 | 26 | 13:31-14:00 | 1 | 1
|  | 5 | 26 | 14:01-14:30 | 1 | 1
|  | 5 | 26 | 14:31-15:00 | 1 | 1
|  | 5 | 26 | 15:01-15:30 | 1 | 1
|  | 5 | 26 | 15:31-16:00 | 1 | 1
|  | 5 | 26 | 16:01-16:30 | 1 | 1
|  | 5 | 26 | 16:31-17:00 | 1 | 1
|  | 5 | 26 | 17:01-17:30 | 1 | 1
|  | 5 | 26 | 17:31-18:00 | 1 | 1
|  | 5 | 26 | 18:01-18:30 | 1 | 1
|  | 5 | 26 | 18:31-19:00 | 1 | 1
|  | 5 | 26 | 19:01-19:30 | 1 | 1
|  | 5 | 26 | 19:31-20:00 | 1 | 1
|  | 5 | 26 | 20:01-20:30 | 1 | 1
|  | 5 | 26 | 20:31-21:00 | 1 | 1
|  | 5 | 26 | 21:01-21:30 | 1 | 1
|  | 5 | 26 | 21:31-22:00 | 1 | 1
|  | 5 | 26 | 22:01-22:30 | 1 | 1
|  | 5 | 26 | 22:31-23:00 | 1 | 1
|  | 5 | 26 | 23:01-23:30 | 1 | 1
|  | 5 | 26 | 23:31-00:00 | 1 | 1
|  | 5 | 27 | 00:01-00:30 | 0 | 1
|  | 5 | 27 | 00:31-01:00 | 0 | 1
|  | 5 | 27 | 01:01-01:30 | 0 | 1
|  | 5 | 27 | 01:31-02:00 | 0 | 1
|  | 5 | 27 | 02:01-02:30 | 0 | 1
|  | 5 | 27 | 02:31-03:00 | 0 | 1
|  | 5 | 27 | 03:01-03:30 | 0 | 1
|  | 5 | 27 | 03:31-04:00 | 0 | 1
|  | 5 | 27 | 04:01-04:30 | 0 | 1
|  | 5 | 27 | 04:31-05:00 | 0 | 1
|  | 5 | 27 | 05:01-05:30 | 0 | 1
|  | 5 | 27 | 05:31-06:00 | 0 | 1
|  | 5 | 27 | 06:01-06:30 | 0 | 1
|  | 5 | 27 | 06:31-07:00 | 0 | 1
|  | 5 | 27 | 07:01-07:30 | 0 | 1
|  | 5 | 27 | 07:31-08:00 | 0 | 1
|  | 5 | 27 | 08:01-08:30 | 0 | 1
|  | 5 | 27 | 08:31-09:00 | 0 | 1
|  | 5 | 27 | 09:01-09:30 | 0 | 1
|  | 5 | 27 | 09:31-10:00 | 0 | 1
|  | 5 | 27 | 10:01-10:30 | 0 | 1
|  | 5 | 27 | 10:31-11:00 | 0 | 1
|  | 5 | 27 | 11:01-11:30 | 0 | 1
|  | 5 | 27 | 11:31-12:00 | 0 | 1
|  | 5 | 27 | 12:01-12:30 | 0 | 1
|  | 5 | 27 | 12:31-13:00 | 0 | 1
|  | 5 | 27 | 13:01-13:30 | 0 | 1
|  | 5 | 27 | 13:31-14:00 | 0 | 1
|  | 5 | 27 | 14:01-14:30 | 0 | 1
|  | 5 | 27 | 14:31-15:00 | 0 | 1
|  | 5 | 27 | 15:01-15:30 | 0 | 1
|  | 5 | 27 | 15:31-16:00 | 0 | 1
|  | 5 | 27 | 16:01-16:30 | 0 | 1
|  | 5 | 27 | 16:31-17:00 | 0 | 1
|  | 5 | 27 | 17:01-17:30 | 0 | 1
|  | 5 | 27 | 17:31-18:00 | 0 | 1
|  | 5 | 27 | 18:01-18:30 | 0 | 1
|  | 5 | 27 | 18:31-19:00 | 0 | 1
|  | 5 | 27 | 19:01-19:30 | 0 | 1
|  | 5 | 27 | 19:31-20:00 | 0 | 1
|  | 5 | 27 | 20:01-20:30 | 0 | 1
|  | 5 | 27 | 20:31-21:00 | 0 | 1
|  | 5 | 27 | 21:01-21:30 | 0 | 1
|  | 5 | 27 | 21:31-22:00 | 0 | 1
|  | 5 | 27 | 22:01-22:30 | 0 | 1
|  | 5 | 27 | 22:31-23:00 | 0 | 1
|  | 5 | 27 | 23:01-23:30 | 0 | 1
|  | 5 | 27 | 23:31-00:00 | 0 | 1
|  | 5 | 28 | 00:01-00:30 | 0 | 1
|  | 5 | 28 | 00:31-01:00 | 0 | 1
|  | 5 | 28 | 01:01-01:30 | 0 | 1
|  | 5 | 28 | 01:31-02:00 | 0 | 1
|  | 5 | 28 | 02:01-02:30 | 0 | 1
|  | 5 | 28 | 02:31-03:00 | 0 | 1
|  | 5 | 28 | 03:01-03:30 | 0 | 1
|  | 5 | 28 | 03:31-04:00 | 0 | 1
|  | 5 | 28 | 04:01-04:30 | 0 | 1
|  | 5 | 28 | 04:31-05:00 | 0 | 1
|  | 5 | 28 | 05:01-05:30 | 0 | 1
|  | 5 | 28 | 05:31-06:00 | 0 | 1
|  | 5 | 28 | 06:01-06:30 | 0 | 1
|  | 5 | 28 | 06:31-07:00 | 0 | 1
|  | 5 | 28 | 07:01-07:30 | 0 | 1
|  | 5 | 28 | 07:31-08:00 | 0 | 1
|  | 5 | 28 | 08:01-08:30 | 0 | 1
|  | 5 | 28 | 08:31-09:00 | 0 | 1
|  | 5 | 28 | 09:01-09:30 | 0 | 1
|  | 5 | 28 | 09:31-10:00 | 0 | 1
|  | 5 | 28 | 10:01-10:30 | 0 | 1
|  | 5 | 28 | 10:31-11:00 | 0 | 1
|  | 5 | 28 | 11:01-11:30 | 0 | 1
|  | 5 | 28 | 11:31-12:00 | 0 | 1
|  | 5 | 28 | 12:01-12:30 | 0 | 1
|  | 5 | 28 | 12:31-13:00 | 0 | 1
|  | 5 | 28 | 13:01-13:30 | 0 | 1
|  | 5 | 28 | 13:31-14:00 | 0 | 1
|  | 5 | 28 | 14:01-14:30 | 0 | 1
|  | 5 | 28 | 14:31-15:00 | 0 | 1
|  | 5 | 28 | 15:01-15:30 | 0 | 1
|  | 5 | 28 | 15:31-16:00 | 0 | 1
|  | 5 | 28 | 16:01-16:30 | 0 | 1
|  | 5 | 28 | 16:31-17:00 | 0 | 1
|  | 5 | 28 | 17:01-17:30 | 0 | 1
|  | 5 | 28 | 17:31-18:00 | 0 | 1
|  | 5 | 28 | 18:01-18:30 | 0 | 1
|  | 5 | 28 | 18:31-19:00 | 0 | 1
|  | 5 | 28 | 19:01-19:30 | 0 | 1
|  | 5 | 28 | 19:31-20:00 | 0 | 1
|  | 5 | 28 | 20:01-20:30 | 0 | 1
|  | 5 | 28 | 20:31-21:00 | 0 | 1
|  | 5 | 28 | 21:01-21:30 | 0 | 1
|  | 5 | 28 | 21:31-22:00 | 0 | 1
|  | 5 | 28 | 22:01-22:30 | 0 | 1
|  | 5 | 28 | 22:31-23:00 | 0 | 1
|  | 5 | 28 | 23:01-23:30 | 0 | 1
|  | 5 | 28 | 23:31-00:00 | 0 | 1
|  | 5 | 29 | 00:01-00:30 | 1 | 1
|  | 5 | 29 | 00:31-01:00 | 1 | 1
|  | 5 | 29 | 01:01-01:30 | 1 | 1
|  | 5 | 29 | 01:31-02:00 | 1 | 1
|  | 5 | 29 | 02:01-02:30 | 1 | 1
|  | 5 | 29 | 02:31-03:00 | 1 | 1
|  | 5 | 29 | 03:01-03:30 | 1 | 1
|  | 5 | 29 | 03:31-04:00 | 1 | 1
|  | 5 | 29 | 04:01-04:30 | 1 | 1
|  | 5 | 29 | 04:31-05:00 | 1 | 1
|  | 5 | 29 | 05:01-05:30 | 1 | 1
|  | 5 | 29 | 05:31-06:00 | 1 | 1
|  | 5 | 29 | 06:01-06:30 | 1 | 1
|  | 5 | 29 | 06:31-07:00 | 1 | 1
|  | 5 | 29 | 07:01-07:30 | 1 | 1
|  | 5 | 29 | 07:31-08:00 | 1 | 1
|  | 5 | 29 | 08:01-08:30 | 1 | 1
|  | 5 | 29 | 08:31-09:00 | 1 | 1
|  | 5 | 29 | 09:01-09:30 | 1 | 1
|  | 5 | 29 | 09:31-10:00 | 1 | 1
|  | 5 | 29 | 10:01-10:30 | 1 | 1
|  | 5 | 29 | 10:31-11:00 | 1 | 1
|  | 5 | 29 | 11:01-11:30 | 1 | 1
|  | 5 | 29 | 11:31-12:00 | 1 | 1
|  | 5 | 29 | 12:01-12:30 | 1 | 1
|  | 5 | 29 | 12:31-13:00 | 1 | 1
|  | 5 | 29 | 13:01-13:30 | 1 | 1
|  | 5 | 29 | 13:31-14:00 | 1 | 1
|  | 5 | 29 | 14:01-14:30 | 1 | 1
|  | 5 | 29 | 14:31-15:00 | 1 | 1
|  | 5 | 29 | 15:01-15:30 | 1 | 1
|  | 5 | 29 | 15:31-16:00 | 1 | 1
|  | 5 | 29 | 16:01-16:30 | 1 | 1
|  | 5 | 29 | 16:31-17:00 | 1 | 1
|  | 5 | 29 | 17:01-17:30 | 1 | 1
|  | 5 | 29 | 17:31-18:00 | 1 | 1
|  | 5 | 29 | 18:01-18:30 | 1 | 1
|  | 5 | 29 | 18:31-19:00 | 1 | 1
|  | 5 | 29 | 19:01-19:30 | 1 | 1
|  | 5 | 29 | 19:31-20:00 | 1 | 1
|  | 5 | 29 | 20:01-20:30 | 1 | 1
|  | 5 | 29 | 20:31-21:00 | 1 | 1
|  | 5 | 29 | 21:01-21:30 | 1 | 1
|  | 5 | 29 | 21:31-22:00 | 1 | 1
|  | 5 | 29 | 22:01-22:30 | 1 | 1
|  | 5 | 29 | 22:31-23:00 | 1 | 1
|  | 5 | 29 | 23:01-23:30 | 1 | 1
|  | 5 | 29 | 23:31-00:00 | 1 | 1
|  | 5 | 30 | 00:01-00:30 | 1 | 1
|  | 5 | 30 | 00:31-01:00 | 1 | 1
|  | 5 | 30 | 01:01-01:30 | 1 | 1
|  | 5 | 30 | 01:31-02:00 | 1 | 1
|  | 5 | 30 | 02:01-02:30 | 1 | 1
|  | 5 | 30 | 02:31-03:00 | 1 | 1
|  | 5 | 30 | 03:01-03:30 | 1 | 1
|  | 5 | 30 | 03:31-04:00 | 1 | 1
|  | 5 | 30 | 04:01-04:30 | 1 | 1
|  | 5 | 30 | 04:31-05:00 | 1 | 1
|  | 5 | 30 | 05:01-05:30 | 1 | 1
|  | 5 | 30 | 05:31-06:00 | 1 | 1
|  | 5 | 30 | 06:01-06:30 | 1 | 1
|  | 5 | 30 | 06:31-07:00 | 1 | 1
|  | 5 | 30 | 07:01-07:30 | 1 | 1
|  | 5 | 30 | 07:31-08:00 | 1 | 1
|  | 5 | 30 | 08:01-08:30 | 1 | 1
|  | 5 | 30 | 08:31-09:00 | 1 | 1
|  | 5 | 30 | 09:01-09:30 | 1 | 1
|  | 5 | 30 | 09:31-10:00 | 1 | 1
|  | 5 | 30 | 10:01-10:30 | 1 | 1
|  | 5 | 30 | 10:31-11:00 | 1 | 1
|  | 5 | 30 | 11:01-11:30 | 1 | 1
|  | 5 | 30 | 11:31-12:00 | 1 | 1
|  | 5 | 30 | 12:01-12:30 | 1 | 1
|  | 5 | 30 | 12:31-13:00 | 1 | 1
|  | 5 | 30 | 13:01-13:30 | 1 | 1
|  | 5 | 30 | 13:31-14:00 | 1 | 1
|  | 5 | 30 | 14:01-14:30 | 1 | 1
|  | 5 | 30 | 14:31-15:00 | 1 | 1
|  | 5 | 30 | 15:01-15:30 | 1 | 1
|  | 5 | 30 | 15:31-16:00 | 1 | 1
|  | 5 | 30 | 16:01-16:30 | 1 | 1
|  | 5 | 30 | 16:31-17:00 | 1 | 1
|  | 5 | 30 | 17:01-17:30 | 1 | 1
|  | 5 | 30 | 17:31-18:00 | 1 | 1
|  | 5 | 30 | 18:01-18:30 | 1 | 1
|  | 5 | 30 | 18:31-19:00 | 1 | 1
|  | 5 | 30 | 19:01-19:30 | 1 | 1
|  | 5 | 30 | 19:31-20:00 | 1 | 1
|  | 5 | 30 | 20:01-20:30 | 1 | 1
|  | 5 | 30 | 20:31-21:00 | 1 | 1
|  | 5 | 30 | 21:01-21:30 | 1 | 1
|  | 5 | 30 | 21:31-22:00 | 1 | 1
|  | 5 | 30 | 22:01-22:30 | 1 | 1
|  | 5 | 30 | 22:31-23:00 | 1 | 1
|  | 5 | 30 | 23:01-23:30 | 1 | 1
|  | 5 | 30 | 23:31-00:00 | 1 | 1
|  | 5 | 31 | 00:01-00:30 | 1 | 1
|  | 5 | 31 | 00:31-01:00 | 1 | 1
|  | 5 | 31 | 01:01-01:30 | 1 | 1
|  | 5 | 31 | 01:31-02:00 | 1 | 1
|  | 5 | 31 | 02:01-02:30 | 1 | 1
|  | 5 | 31 | 02:31-03:00 | 1 | 1
|  | 5 | 31 | 03:01-03:30 | 1 | 1
|  | 5 | 31 | 03:31-04:00 | 1 | 1
|  | 5 | 31 | 04:01-04:30 | 1 | 1
|  | 5 | 31 | 04:31-05:00 | 1 | 1
|  | 5 | 31 | 05:01-05:30 | 1 | 1
|  | 5 | 31 | 05:31-06:00 | 1 | 1
|  | 5 | 31 | 06:01-06:30 | 1 | 1
|  | 5 | 31 | 06:31-07:00 | 1 | 1
|  | 5 | 31 | 07:01-07:30 | 1 | 1
|  | 5 | 31 | 07:31-08:00 | 1 | 1
|  | 5 | 31 | 08:01-08:30 | 1 | 1
|  | 5 | 31 | 08:31-09:00 | 1 | 1
|  | 5 | 31 | 09:01-09:30 | 1 | 1
|  | 5 | 31 | 09:31-10:00 | 1 | 1
|  | 5 | 31 | 10:01-10:30 | 1 | 1
|  | 5 | 31 | 10:31-11:00 | 1 | 1
|  | 5 | 31 | 11:01-11:30 | 1 | 1
|  | 5 | 31 | 11:31-12:00 | 1 | 1
|  | 5 | 31 | 12:01-12:30 | 1 | 1
|  | 5 | 31 | 12:31-13:00 | 1 | 1
|  | 5 | 31 | 13:01-13:30 | 1 | 1
|  | 5 | 31 | 13:31-14:00 | 1 | 1
|  | 5 | 31 | 14:01-14:30 | 1 | 1
|  | 5 | 31 | 14:31-15:00 | 1 | 1
|  | 5 | 31 | 15:01-15:30 | 1 | 1
|  | 5 | 31 | 15:31-16:00 | 1 | 1
|  | 5 | 31 | 16:01-16:30 | 1 | 1
|  | 5 | 31 | 16:31-17:00 | 1 | 1
|  | 5 | 31 | 17:01-17:30 | 1 | 1
|  | 5 | 31 | 17:31-18:00 | 1 | 1
|  | 5 | 31 | 18:01-18:30 | 1 | 1
|  | 5 | 31 | 18:31-19:00 | 1 | 1
|  | 5 | 31 | 19:01-19:30 | 1 | 1
|  | 5 | 31 | 19:31-20:00 | 1 | 1
|  | 5 | 31 | 20:01-20:30 | 1 | 1
|  | 5 | 31 | 20:31-21:00 | 1 | 1
|  | 5 | 31 | 21:01-21:30 | 1 | 1
|  | 5 | 31 | 21:31-22:00 | 1 | 1
|  | 5 | 31 | 22:01-22:30 | 1 | 1
|  | 5 | 31 | 22:31-23:00 | 1 | 1
|  | 5 | 31 | 23:01-23:30 | 1 | 1
|  | 5 | 31 | 23:31-00:00 | 1 | 1
|  | 6 | 1 | 00:01-00:30 | 1 | 1
|  | 6 | 1 | 00:31-01:00 | 1 | 1
|  | 6 | 1 | 01:01-01:30 | 1 | 1
|  | 6 | 1 | 01:31-02:00 | 1 | 1
|  | 6 | 1 | 02:01-02:30 | 1 | 1
|  | 6 | 1 | 02:31-03:00 | 1 | 1
|  | 6 | 1 | 03:01-03:30 | 1 | 1
|  | 6 | 1 | 03:31-04:00 | 1 | 1
|  | 6 | 1 | 04:01-04:30 | 1 | 1
|  | 6 | 1 | 04:31-05:00 | 1 | 1
|  | 6 | 1 | 05:01-05:30 | 1 | 1
|  | 6 | 1 | 05:31-06:00 | 1 | 1
|  | 6 | 1 | 06:01-06:30 | 1 | 1
|  | 6 | 1 | 06:31-07:00 | 1 | 1
|  | 6 | 1 | 07:01-07:30 | 1 | 1
|  | 6 | 1 | 07:31-08:00 | 1 | 1
|  | 6 | 1 | 08:01-08:30 | 1 | 1
|  | 6 | 1 | 08:31-09:00 | 1 | 1
|  | 6 | 1 | 09:01-09:30 | 1 | 1
|  | 6 | 1 | 09:31-10:00 | 1 | 1
|  | 6 | 1 | 10:01-10:30 | 1 | 1
|  | 6 | 1 | 10:31-11:00 | 1 | 1
|  | 6 | 1 | 11:01-11:30 | 1 | 1
|  | 6 | 1 | 11:31-12:00 | 1 | 1
|  | 6 | 1 | 12:01-12:30 | 1 | 1
|  | 6 | 1 | 12:31-13:00 | 1 | 1
|  | 6 | 1 | 13:01-13:30 | 1 | 1
|  | 6 | 1 | 13:31-14:00 | 1 | 1
|  | 6 | 1 | 14:01-14:30 | 1 | 1
|  | 6 | 1 | 14:31-15:00 | 1 | 1
|  | 6 | 1 | 15:01-15:30 | 1 | 1
|  | 6 | 1 | 15:31-16:00 | 1 | 1
|  | 6 | 1 | 16:01-16:30 | 1 | 1
|  | 6 | 1 | 16:31-17:00 | 1 | 1
|  | 6 | 1 | 17:01-17:30 | 1 | 1
|  | 6 | 1 | 17:31-18:00 | 1 | 1
|  | 6 | 1 | 18:01-18:30 | 1 | 1
|  | 6 | 1 | 18:31-19:00 | 1 | 1
|  | 6 | 1 | 19:01-19:30 | 1 | 1
|  | 6 | 1 | 19:31-20:00 | 1 | 1
|  | 6 | 1 | 20:01-20:30 | 1 | 1
|  | 6 | 1 | 20:31-21:00 | 1 | 1
|  | 6 | 1 | 21:01-21:30 | 1 | 1
|  | 6 | 1 | 21:31-22:00 | 1 | 1
|  | 6 | 1 | 22:01-22:30 | 1 | 1
|  | 6 | 1 | 22:31-23:00 | 1 | 1
|  | 6 | 1 | 23:01-23:30 | 1 | 1
|  | 6 | 1 | 23:31-00:00 | 1 | 1
|  | 6 | 2 | 00:01-00:30 | 1 | 1
|  | 6 | 2 | 00:31-01:00 | 1 | 1
|  | 6 | 2 | 01:01-01:30 | 1 | 1
|  | 6 | 2 | 01:31-02:00 | 1 | 1
|  | 6 | 2 | 02:01-02:30 | 1 | 1
|  | 6 | 2 | 02:31-03:00 | 1 | 1
|  | 6 | 2 | 03:01-03:30 | 1 | 1
|  | 6 | 2 | 03:31-04:00 | 1 | 1
|  | 6 | 2 | 04:01-04:30 | 1 | 1
|  | 6 | 2 | 04:31-05:00 | 1 | 1
|  | 6 | 2 | 05:01-05:30 | 1 | 1
|  | 6 | 2 | 05:31-06:00 | 1 | 1
|  | 6 | 2 | 06:01-06:30 | 1 | 1
|  | 6 | 2 | 06:31-07:00 | 1 | 1
|  | 6 | 2 | 07:01-07:30 | 1 | 1
|  | 6 | 2 | 07:31-08:00 | 1 | 1
|  | 6 | 2 | 08:01-08:30 | 1 | 1
|  | 6 | 2 | 08:31-09:00 | 1 | 1
|  | 6 | 2 | 09:01-09:30 | 1 | 1
|  | 6 | 2 | 09:31-10:00 | 1 | 1
|  | 6 | 2 | 10:01-10:30 | 1 | 1
|  | 6 | 2 | 10:31-11:00 | 1 | 1
|  | 6 | 2 | 11:01-11:30 | 1 | 1
|  | 6 | 2 | 11:31-12:00 | 1 | 1
|  | 6 | 2 | 12:01-12:30 | 1 | 1
|  | 6 | 2 | 12:31-13:00 | 1 | 1
|  | 6 | 2 | 13:01-13:30 | 1 | 1
|  | 6 | 2 | 13:31-14:00 | 1 | 1
|  | 6 | 2 | 14:01-14:30 | 1 | 1
|  | 6 | 2 | 14:31-15:00 | 1 | 1
|  | 6 | 2 | 15:01-15:30 | 1 | 1
|  | 6 | 2 | 15:31-16:00 | 1 | 1
|  | 6 | 2 | 16:01-16:30 | 1 | 1
|  | 6 | 2 | 16:31-17:00 | 1 | 1
|  | 6 | 2 | 17:01-17:30 | 1 | 1
|  | 6 | 2 | 17:31-18:00 | 1 | 1
|  | 6 | 2 | 18:01-18:30 | 1 | 1
|  | 6 | 2 | 18:31-19:00 | 1 | 1
|  | 6 | 2 | 19:01-19:30 | 1 | 1
|  | 6 | 2 | 19:31-20:00 | 1 | 1
|  | 6 | 2 | 20:01-20:30 | 1 | 1
|  | 6 | 2 | 20:31-21:00 | 1 | 1
|  | 6 | 2 | 21:01-21:30 | 1 | 1
|  | 6 | 2 | 21:31-22:00 | 1 | 1
|  | 6 | 2 | 22:01-22:30 | 1 | 1
|  | 6 | 2 | 22:31-23:00 | 1 | 1
|  | 6 | 2 | 23:01-23:30 | 1 | 1
|  | 6 | 2 | 23:31-00:00 | 1 | 1
|  | 6 | 3 | 00:01-00:30 | 0 | 1
|  | 6 | 3 | 00:31-01:00 | 0 | 1
|  | 6 | 3 | 01:01-01:30 | 0 | 1
|  | 6 | 3 | 01:31-02:00 | 0 | 1
|  | 6 | 3 | 02:01-02:30 | 0 | 1
|  | 6 | 3 | 02:31-03:00 | 0 | 1
|  | 6 | 3 | 03:01-03:30 | 0 | 1
|  | 6 | 3 | 03:31-04:00 | 0 | 1
|  | 6 | 3 | 04:01-04:30 | 0 | 1
|  | 6 | 3 | 04:31-05:00 | 0 | 1
|  | 6 | 3 | 05:01-05:30 | 0 | 1
|  | 6 | 3 | 05:31-06:00 | 0 | 1
|  | 6 | 3 | 06:01-06:30 | 0 | 1
|  | 6 | 3 | 06:31-07:00 | 0 | 1
|  | 6 | 3 | 07:01-07:30 | 0 | 1
|  | 6 | 3 | 07:31-08:00 | 0 | 1
|  | 6 | 3 | 08:01-08:30 | 0 | 1
|  | 6 | 3 | 08:31-09:00 | 0 | 1
|  | 6 | 3 | 09:01-09:30 | 0 | 1
|  | 6 | 3 | 09:31-10:00 | 0 | 1
|  | 6 | 3 | 10:01-10:30 | 0 | 1
|  | 6 | 3 | 10:31-11:00 | 0 | 1
|  | 6 | 3 | 11:01-11:30 | 0 | 1
|  | 6 | 3 | 11:31-12:00 | 0 | 1
|  | 6 | 3 | 12:01-12:30 | 0 | 1
|  | 6 | 3 | 12:31-13:00 | 0 | 1
|  | 6 | 3 | 13:01-13:30 | 0 | 1
|  | 6 | 3 | 13:31-14:00 | 0 | 1
|  | 6 | 3 | 14:01-14:30 | 0 | 1
|  | 6 | 3 | 14:31-15:00 | 0 | 1
|  | 6 | 3 | 15:01-15:30 | 0 | 1
|  | 6 | 3 | 15:31-16:00 | 0 | 1
|  | 6 | 3 | 16:01-16:30 | 0 | 1
|  | 6 | 3 | 16:31-17:00 | 0 | 1
|  | 6 | 3 | 17:01-17:30 | 0 | 1
|  | 6 | 3 | 17:31-18:00 | 0 | 1
|  | 6 | 3 | 18:01-18:30 | 0 | 1
|  | 6 | 3 | 18:31-19:00 | 0 | 1
|  | 6 | 3 | 19:01-19:30 | 0 | 1
|  | 6 | 3 | 19:31-20:00 | 0 | 1
|  | 6 | 3 | 20:01-20:30 | 0 | 1
|  | 6 | 3 | 20:31-21:00 | 0 | 1
|  | 6 | 3 | 21:01-21:30 | 0 | 1
|  | 6 | 3 | 21:31-22:00 | 0 | 1
|  | 6 | 3 | 22:01-22:30 | 0 | 1
|  | 6 | 3 | 22:31-23:00 | 0 | 1
|  | 6 | 3 | 23:01-23:30 | 0 | 1
|  | 6 | 3 | 23:31-00:00 | 0 | 1
|  | 6 | 4 | 00:01-00:30 | 0 | 1
|  | 6 | 4 | 00:31-01:00 | 0 | 1
|  | 6 | 4 | 01:01-01:30 | 0 | 1
|  | 6 | 4 | 01:31-02:00 | 0 | 1
|  | 6 | 4 | 02:01-02:30 | 0 | 1
|  | 6 | 4 | 02:31-03:00 | 0 | 1
|  | 6 | 4 | 03:01-03:30 | 0 | 1
|  | 6 | 4 | 03:31-04:00 | 0 | 1
|  | 6 | 4 | 04:01-04:30 | 0 | 1
|  | 6 | 4 | 04:31-05:00 | 0 | 1
|  | 6 | 4 | 05:01-05:30 | 0 | 1
|  | 6 | 4 | 05:31-06:00 | 0 | 1
|  | 6 | 4 | 06:01-06:30 | 0 | 1
|  | 6 | 4 | 06:31-07:00 | 0 | 1
|  | 6 | 4 | 07:01-07:30 | 0 | 1
|  | 6 | 4 | 07:31-08:00 | 0 | 1
|  | 6 | 4 | 08:01-08:30 | 0 | 1
|  | 6 | 4 | 08:31-09:00 | 0 | 1
|  | 6 | 4 | 09:01-09:30 | 0 | 1
|  | 6 | 4 | 09:31-10:00 | 0 | 1
|  | 6 | 4 | 10:01-10:30 | 0 | 1
|  | 6 | 4 | 10:31-11:00 | 0 | 1
|  | 6 | 4 | 11:01-11:30 | 0 | 1
|  | 6 | 4 | 11:31-12:00 | 0 | 1
|  | 6 | 4 | 12:01-12:30 | 0 | 1
|  | 6 | 4 | 12:31-13:00 | 0 | 1
|  | 6 | 4 | 13:01-13:30 | 0 | 1
|  | 6 | 4 | 13:31-14:00 | 0 | 1
|  | 6 | 4 | 14:01-14:30 | 0 | 1
|  | 6 | 4 | 14:31-15:00 | 0 | 1
|  | 6 | 4 | 15:01-15:30 | 0 | 1
|  | 6 | 4 | 15:31-16:00 | 0 | 1
|  | 6 | 4 | 16:01-16:30 | 0 | 1
|  | 6 | 4 | 16:31-17:00 | 0 | 1
|  | 6 | 4 | 17:01-17:30 | 0 | 1
|  | 6 | 4 | 17:31-18:00 | 0 | 1
|  | 6 | 4 | 18:01-18:30 | 0 | 1
|  | 6 | 4 | 18:31-19:00 | 0 | 1
|  | 6 | 4 | 19:01-19:30 | 0 | 1
|  | 6 | 4 | 19:31-20:00 | 0 | 1
|  | 6 | 4 | 20:01-20:30 | 0 | 1
|  | 6 | 4 | 20:31-21:00 | 0 | 1
|  | 6 | 4 | 21:01-21:30 | 0 | 1
|  | 6 | 4 | 21:31-22:00 | 0 | 1
|  | 6 | 4 | 22:01-22:30 | 0 | 1
|  | 6 | 4 | 22:31-23:00 | 0 | 1
|  | 6 | 4 | 23:01-23:30 | 0 | 1
|  | 6 | 4 | 23:31-00:00 | 0 | 1
|  | 6 | 5 | 00:01-00:30 | 1 | 1
|  | 6 | 5 | 00:31-01:00 | 1 | 1
|  | 6 | 5 | 01:01-01:30 | 1 | 1
|  | 6 | 5 | 01:31-02:00 | 1 | 1
|  | 6 | 5 | 02:01-02:30 | 1 | 1
|  | 6 | 5 | 02:31-03:00 | 1 | 1
|  | 6 | 5 | 03:01-03:30 | 1 | 1
|  | 6 | 5 | 03:31-04:00 | 1 | 1
|  | 6 | 5 | 04:01-04:30 | 1 | 1
|  | 6 | 5 | 04:31-05:00 | 1 | 1
|  | 6 | 5 | 05:01-05:30 | 1 | 1
|  | 6 | 5 | 05:31-06:00 | 1 | 1
|  | 6 | 5 | 06:01-06:30 | 1 | 1
|  | 6 | 5 | 06:31-07:00 | 1 | 1
|  | 6 | 5 | 07:01-07:30 | 1 | 1
|  | 6 | 5 | 07:31-08:00 | 1 | 1
|  | 6 | 5 | 08:01-08:30 | 1 | 1
|  | 6 | 5 | 08:31-09:00 | 1 | 1
|  | 6 | 5 | 09:01-09:30 | 1 | 1
|  | 6 | 5 | 09:31-10:00 | 1 | 1
|  | 6 | 5 | 10:01-10:30 | 1 | 1
|  | 6 | 5 | 10:31-11:00 | 1 | 1
|  | 6 | 5 | 11:01-11:30 | 1 | 1
|  | 6 | 5 | 11:31-12:00 | 1 | 1
|  | 6 | 5 | 12:01-12:30 | 1 | 1
|  | 6 | 5 | 12:31-13:00 | 1 | 1
|  | 6 | 5 | 13:01-13:30 | 1 | 1
|  | 6 | 5 | 13:31-14:00 | 1 | 1
|  | 6 | 5 | 14:01-14:30 | 1 | 1
|  | 6 | 5 | 14:31-15:00 | 1 | 1
|  | 6 | 5 | 15:01-15:30 | 1 | 1
|  | 6 | 5 | 15:31-16:00 | 1 | 1
|  | 6 | 5 | 16:01-16:30 | 1 | 1
|  | 6 | 5 | 16:31-17:00 | 1 | 1
|  | 6 | 5 | 17:01-17:30 | 1 | 1
|  | 6 | 5 | 17:31-18:00 | 1 | 1
|  | 6 | 5 | 18:01-18:30 | 1 | 1
|  | 6 | 5 | 18:31-19:00 | 1 | 1
|  | 6 | 5 | 19:01-19:30 | 1 | 1
|  | 6 | 5 | 19:31-20:00 | 1 | 1
|  | 6 | 5 | 20:01-20:30 | 1 | 1
|  | 6 | 5 | 20:31-21:00 | 1 | 1
|  | 6 | 5 | 21:01-21:30 | 1 | 1
|  | 6 | 5 | 21:31-22:00 | 1 | 1
|  | 6 | 5 | 22:01-22:30 | 1 | 1
|  | 6 | 5 | 22:31-23:00 | 1 | 1
|  | 6 | 5 | 23:01-23:30 | 1 | 1
|  | 6 | 5 | 23:31-00:00 | 1 | 1
|  | 6 | 6 | 00:01-00:30 | 1 | 1
|  | 6 | 6 | 00:31-01:00 | 1 | 1
|  | 6 | 6 | 01:01-01:30 | 1 | 1
|  | 6 | 6 | 01:31-02:00 | 1 | 1
|  | 6 | 6 | 02:01-02:30 | 1 | 1
|  | 6 | 6 | 02:31-03:00 | 1 | 1
|  | 6 | 6 | 03:01-03:30 | 1 | 1
|  | 6 | 6 | 03:31-04:00 | 1 | 1
|  | 6 | 6 | 04:01-04:30 | 1 | 1
|  | 6 | 6 | 04:31-05:00 | 1 | 1
|  | 6 | 6 | 05:01-05:30 | 1 | 1
|  | 6 | 6 | 05:31-06:00 | 1 | 1
|  | 6 | 6 | 06:01-06:30 | 1 | 1
|  | 6 | 6 | 06:31-07:00 | 1 | 1
|  | 6 | 6 | 07:01-07:30 | 1 | 1
|  | 6 | 6 | 07:31-08:00 | 1 | 1
|  | 6 | 6 | 08:01-08:30 | 1 | 1
|  | 6 | 6 | 08:31-09:00 | 1 | 1
|  | 6 | 6 | 09:01-09:30 | 1 | 1
|  | 6 | 6 | 09:31-10:00 | 1 | 1
|  | 6 | 6 | 10:01-10:30 | 1 | 1
|  | 6 | 6 | 10:31-11:00 | 1 | 1
|  | 6 | 6 | 11:01-11:30 | 1 | 1
|  | 6 | 6 | 11:31-12:00 | 1 | 1
|  | 6 | 6 | 12:01-12:30 | 1 | 1
|  | 6 | 6 | 12:31-13:00 | 1 | 1
|  | 6 | 6 | 13:01-13:30 | 1 | 1
|  | 6 | 6 | 13:31-14:00 | 1 | 1
|  | 6 | 6 | 14:01-14:30 | 1 | 1
|  | 6 | 6 | 14:31-15:00 | 1 | 1
|  | 6 | 6 | 15:01-15:30 | 1 | 1
|  | 6 | 6 | 15:31-16:00 | 1 | 1
|  | 6 | 6 | 16:01-16:30 | 1 | 1
|  | 6 | 6 | 16:31-17:00 | 1 | 1
|  | 6 | 6 | 17:01-17:30 | 1 | 1
|  | 6 | 6 | 17:31-18:00 | 1 | 1
|  | 6 | 6 | 18:01-18:30 | 1 | 1
|  | 6 | 6 | 18:31-19:00 | 1 | 1
|  | 6 | 6 | 19:01-19:30 | 1 | 1
|  | 6 | 6 | 19:31-20:00 | 1 | 1
|  | 6 | 6 | 20:01-20:30 | 1 | 1
|  | 6 | 6 | 20:31-21:00 | 1 | 1
|  | 6 | 6 | 21:01-21:30 | 1 | 1
|  | 6 | 6 | 21:31-22:00 | 1 | 1
|  | 6 | 6 | 22:01-22:30 | 1 | 1
|  | 6 | 6 | 22:31-23:00 | 1 | 1
|  | 6 | 6 | 23:01-23:30 | 1 | 1
|  | 6 | 6 | 23:31-00:00 | 1 | 1
|  | 6 | 7 | 00:01-00:30 | 1 | 1
|  | 6 | 7 | 00:31-01:00 | 1 | 1
|  | 6 | 7 | 01:01-01:30 | 1 | 1
|  | 6 | 7 | 01:31-02:00 | 1 | 1
|  | 6 | 7 | 02:01-02:30 | 1 | 1
|  | 6 | 7 | 02:31-03:00 | 1 | 1
|  | 6 | 7 | 03:01-03:30 | 1 | 1
|  | 6 | 7 | 03:31-04:00 | 1 | 1
|  | 6 | 7 | 04:01-04:30 | 1 | 1
|  | 6 | 7 | 04:31-05:00 | 1 | 1
|  | 6 | 7 | 05:01-05:30 | 1 | 1
|  | 6 | 7 | 05:31-06:00 | 1 | 1
|  | 6 | 7 | 06:01-06:30 | 1 | 1
|  | 6 | 7 | 06:31-07:00 | 1 | 1
|  | 6 | 7 | 07:01-07:30 | 1 | 1
|  | 6 | 7 | 07:31-08:00 | 1 | 1
|  | 6 | 7 | 08:01-08:30 | 1 | 1
|  | 6 | 7 | 08:31-09:00 | 1 | 1
|  | 6 | 7 | 09:01-09:30 | 1 | 1
|  | 6 | 7 | 09:31-10:00 | 1 | 1
|  | 6 | 7 | 10:01-10:30 | 1 | 1
|  | 6 | 7 | 10:31-11:00 | 1 | 1
|  | 6 | 7 | 11:01-11:30 | 1 | 1
|  | 6 | 7 | 11:31-12:00 | 1 | 1
|  | 6 | 7 | 12:01-12:30 | 1 | 1
|  | 6 | 7 | 12:31-13:00 | 1 | 1
|  | 6 | 7 | 13:01-13:30 | 1 | 1
|  | 6 | 7 | 13:31-14:00 | 1 | 1
|  | 6 | 7 | 14:01-14:30 | 1 | 1
|  | 6 | 7 | 14:31-15:00 | 1 | 1
|  | 6 | 7 | 15:01-15:30 | 1 | 1
|  | 6 | 7 | 15:31-16:00 | 1 | 1
|  | 6 | 7 | 16:01-16:30 | 1 | 1
|  | 6 | 7 | 16:31-17:00 | 1 | 1
|  | 6 | 7 | 17:01-17:30 | 1 | 1
|  | 6 | 7 | 17:31-18:00 | 1 | 1
|  | 6 | 7 | 18:01-18:30 | 1 | 1
|  | 6 | 7 | 18:31-19:00 | 1 | 1
|  | 6 | 7 | 19:01-19:30 | 1 | 1
|  | 6 | 7 | 19:31-20:00 | 1 | 1
|  | 6 | 7 | 20:01-20:30 | 1 | 1
|  | 6 | 7 | 20:31-21:00 | 1 | 1
|  | 6 | 7 | 21:01-21:30 | 1 | 1
|  | 6 | 7 | 21:31-22:00 | 1 | 1
|  | 6 | 7 | 22:01-22:30 | 1 | 1
|  | 6 | 7 | 22:31-23:00 | 1 | 1
|  | 6 | 7 | 23:01-23:30 | 1 | 1
|  | 6 | 7 | 23:31-00:00 | 1 | 1
|  | 6 | 8 | 00:01-00:30 | 1 | 1
|  | 6 | 8 | 00:31-01:00 | 1 | 1
|  | 6 | 8 | 01:01-01:30 | 1 | 1
|  | 6 | 8 | 01:31-02:00 | 1 | 1
|  | 6 | 8 | 02:01-02:30 | 1 | 1
|  | 6 | 8 | 02:31-03:00 | 1 | 1
|  | 6 | 8 | 03:01-03:30 | 1 | 1
|  | 6 | 8 | 03:31-04:00 | 1 | 1
|  | 6 | 8 | 04:01-04:30 | 1 | 1
|  | 6 | 8 | 04:31-05:00 | 1 | 1
|  | 6 | 8 | 05:01-05:30 | 1 | 1
|  | 6 | 8 | 05:31-06:00 | 1 | 1
|  | 6 | 8 | 06:01-06:30 | 1 | 1
|  | 6 | 8 | 06:31-07:00 | 1 | 1
|  | 6 | 8 | 07:01-07:30 | 1 | 1
|  | 6 | 8 | 07:31-08:00 | 1 | 1
|  | 6 | 8 | 08:01-08:30 | 1 | 1
|  | 6 | 8 | 08:31-09:00 | 1 | 1
|  | 6 | 8 | 09:01-09:30 | 1 | 1
|  | 6 | 8 | 09:31-10:00 | 1 | 1
|  | 6 | 8 | 10:01-10:30 | 1 | 1
|  | 6 | 8 | 10:31-11:00 | 1 | 1
|  | 6 | 8 | 11:01-11:30 | 1 | 1
|  | 6 | 8 | 11:31-12:00 | 1 | 1
|  | 6 | 8 | 12:01-12:30 | 1 | 1
|  | 6 | 8 | 12:31-13:00 | 1 | 1
|  | 6 | 8 | 13:01-13:30 | 1 | 1
|  | 6 | 8 | 13:31-14:00 | 1 | 1
|  | 6 | 8 | 14:01-14:30 | 1 | 1
|  | 6 | 8 | 14:31-15:00 | 1 | 1
|  | 6 | 8 | 15:01-15:30 | 1 | 1
|  | 6 | 8 | 15:31-16:00 | 1 | 1
|  | 6 | 8 | 16:01-16:30 | 1 | 1
|  | 6 | 8 | 16:31-17:00 | 1 | 1
|  | 6 | 8 | 17:01-17:30 | 1 | 1
|  | 6 | 8 | 17:31-18:00 | 1 | 1
|  | 6 | 8 | 18:01-18:30 | 1 | 1
|  | 6 | 8 | 18:31-19:00 | 1 | 1
|  | 6 | 8 | 19:01-19:30 | 1 | 1
|  | 6 | 8 | 19:31-20:00 | 1 | 1
|  | 6 | 8 | 20:01-20:30 | 1 | 1
|  | 6 | 8 | 20:31-21:00 | 1 | 1
|  | 6 | 8 | 21:01-21:30 | 1 | 1
|  | 6 | 8 | 21:31-22:00 | 1 | 1
|  | 6 | 8 | 22:01-22:30 | 1 | 1
|  | 6 | 8 | 22:31-23:00 | 1 | 1
|  | 6 | 8 | 23:01-23:30 | 1 | 1
|  | 6 | 8 | 23:31-00:00 | 1 | 1
|  | 6 | 9 | 00:01-00:30 | 1 | 1
|  | 6 | 9 | 00:31-01:00 | 1 | 1
|  | 6 | 9 | 01:01-01:30 | 1 | 1
|  | 6 | 9 | 01:31-02:00 | 1 | 1
|  | 6 | 9 | 02:01-02:30 | 1 | 1
|  | 6 | 9 | 02:31-03:00 | 1 | 1
|  | 6 | 9 | 03:01-03:30 | 1 | 1
|  | 6 | 9 | 03:31-04:00 | 1 | 1
|  | 6 | 9 | 04:01-04:30 | 1 | 1
|  | 6 | 9 | 04:31-05:00 | 1 | 1
|  | 6 | 9 | 05:01-05:30 | 1 | 1
|  | 6 | 9 | 05:31-06:00 | 1 | 1
|  | 6 | 9 | 06:01-06:30 | 1 | 1
|  | 6 | 9 | 06:31-07:00 | 1 | 1
|  | 6 | 9 | 07:01-07:30 | 1 | 1
|  | 6 | 9 | 07:31-08:00 | 1 | 1
|  | 6 | 9 | 08:01-08:30 | 1 | 1
|  | 6 | 9 | 08:31-09:00 | 1 | 1
|  | 6 | 9 | 09:01-09:30 | 1 | 1
|  | 6 | 9 | 09:31-10:00 | 1 | 1
|  | 6 | 9 | 10:01-10:30 | 1 | 1
|  | 6 | 9 | 10:31-11:00 | 1 | 1
|  | 6 | 9 | 11:01-11:30 | 1 | 1
|  | 6 | 9 | 11:31-12:00 | 1 | 1
|  | 6 | 9 | 12:01-12:30 | 1 | 1
|  | 6 | 9 | 12:31-13:00 | 1 | 1
|  | 6 | 9 | 13:01-13:30 | 1 | 1
|  | 6 | 9 | 13:31-14:00 | 1 | 1
|  | 6 | 9 | 14:01-14:30 | 1 | 1
|  | 6 | 9 | 14:31-15:00 | 1 | 1
|  | 6 | 9 | 15:01-15:30 | 1 | 1
|  | 6 | 9 | 15:31-16:00 | 1 | 1
|  | 6 | 9 | 16:01-16:30 | 1 | 1
|  | 6 | 9 | 16:31-17:00 | 1 | 1
|  | 6 | 9 | 17:01-17:30 | 1 | 1
|  | 6 | 9 | 17:31-18:00 | 1 | 1
|  | 6 | 9 | 18:01-18:30 | 1 | 1
|  | 6 | 9 | 18:31-19:00 | 1 | 1
|  | 6 | 9 | 19:01-19:30 | 1 | 1
|  | 6 | 9 | 19:31-20:00 | 1 | 1
|  | 6 | 9 | 20:01-20:30 | 1 | 1
|  | 6 | 9 | 20:31-21:00 | 1 | 1
|  | 6 | 9 | 21:01-21:30 | 1 | 1
|  | 6 | 9 | 21:31-22:00 | 1 | 1
|  | 6 | 9 | 22:01-22:30 | 1 | 1
|  | 6 | 9 | 22:31-23:00 | 1 | 1
|  | 6 | 9 | 23:01-23:30 | 1 | 1
|  | 6 | 9 | 23:31-00:00 | 1 | 1
|  | 6 | 10 | 00:01-00:30 | 0 | 1
|  | 6 | 10 | 00:31-01:00 | 0 | 1
|  | 6 | 10 | 01:01-01:30 | 0 | 1
|  | 6 | 10 | 01:31-02:00 | 0 | 1
|  | 6 | 10 | 02:01-02:30 | 0 | 1
|  | 6 | 10 | 02:31-03:00 | 0 | 1
|  | 6 | 10 | 03:01-03:30 | 0 | 1
|  | 6 | 10 | 03:31-04:00 | 0 | 1
|  | 6 | 10 | 04:01-04:30 | 0 | 1
|  | 6 | 10 | 04:31-05:00 | 0 | 1
|  | 6 | 10 | 05:01-05:30 | 0 | 1
|  | 6 | 10 | 05:31-06:00 | 0 | 1
|  | 6 | 10 | 06:01-06:30 | 0 | 1
|  | 6 | 10 | 06:31-07:00 | 0 | 1
|  | 6 | 10 | 07:01-07:30 | 0 | 1
|  | 6 | 10 | 07:31-08:00 | 0 | 1
|  | 6 | 10 | 08:01-08:30 | 0 | 1
|  | 6 | 10 | 08:31-09:00 | 0 | 1
|  | 6 | 10 | 09:01-09:30 | 0 | 1
|  | 6 | 10 | 09:31-10:00 | 0 | 1
|  | 6 | 10 | 10:01-10:30 | 0 | 1
|  | 6 | 10 | 10:31-11:00 | 0 | 1
|  | 6 | 10 | 11:01-11:30 | 0 | 1
|  | 6 | 10 | 11:31-12:00 | 0 | 1
|  | 6 | 10 | 12:01-12:30 | 0 | 1
|  | 6 | 10 | 12:31-13:00 | 0 | 1
|  | 6 | 10 | 13:01-13:30 | 0 | 1
|  | 6 | 10 | 13:31-14:00 | 0 | 1
|  | 6 | 10 | 14:01-14:30 | 0 | 1
|  | 6 | 10 | 14:31-15:00 | 0 | 1
|  | 6 | 10 | 15:01-15:30 | 0 | 1
|  | 6 | 10 | 15:31-16:00 | 0 | 1
|  | 6 | 10 | 16:01-16:30 | 0 | 1
|  | 6 | 10 | 16:31-17:00 | 0 | 1
|  | 6 | 10 | 17:01-17:30 | 0 | 1
|  | 6 | 10 | 17:31-18:00 | 0 | 1
|  | 6 | 10 | 18:01-18:30 | 0 | 1
|  | 6 | 10 | 18:31-19:00 | 0 | 1
|  | 6 | 10 | 19:01-19:30 | 0 | 1
|  | 6 | 10 | 19:31-20:00 | 0 | 1
|  | 6 | 10 | 20:01-20:30 | 0 | 1
|  | 6 | 10 | 20:31-21:00 | 0 | 1
|  | 6 | 10 | 21:01-21:30 | 0 | 1
|  | 6 | 10 | 21:31-22:00 | 0 | 1
|  | 6 | 10 | 22:01-22:30 | 0 | 1
|  | 6 | 10 | 22:31-23:00 | 0 | 1
|  | 6 | 10 | 23:01-23:30 | 0 | 1
|  | 6 | 10 | 23:31-00:00 | 0 | 1
|  | 6 | 11 | 00:01-00:30 | 0 | 1
|  | 6 | 11 | 00:31-01:00 | 0 | 1
|  | 6 | 11 | 01:01-01:30 | 0 | 1
|  | 6 | 11 | 01:31-02:00 | 0 | 1
|  | 6 | 11 | 02:01-02:30 | 0 | 1
|  | 6 | 11 | 02:31-03:00 | 0 | 1
|  | 6 | 11 | 03:01-03:30 | 0 | 1
|  | 6 | 11 | 03:31-04:00 | 0 | 1
|  | 6 | 11 | 04:01-04:30 | 0 | 1
|  | 6 | 11 | 04:31-05:00 | 0 | 1
|  | 6 | 11 | 05:01-05:30 | 0 | 1
|  | 6 | 11 | 05:31-06:00 | 0 | 1
|  | 6 | 11 | 06:01-06:30 | 0 | 1
|  | 6 | 11 | 06:31-07:00 | 0 | 1
|  | 6 | 11 | 07:01-07:30 | 0 | 1
|  | 6 | 11 | 07:31-08:00 | 0 | 1
|  | 6 | 11 | 08:01-08:30 | 0 | 1
|  | 6 | 11 | 08:31-09:00 | 0 | 1
|  | 6 | 11 | 09:01-09:30 | 0 | 1
|  | 6 | 11 | 09:31-10:00 | 0 | 1
|  | 6 | 11 | 10:01-10:30 | 0 | 1
|  | 6 | 11 | 10:31-11:00 | 0 | 1
|  | 6 | 11 | 11:01-11:30 | 0 | 1
|  | 6 | 11 | 11:31-12:00 | 0 | 1
|  | 6 | 11 | 12:01-12:30 | 0 | 1
|  | 6 | 11 | 12:31-13:00 | 0 | 1
|  | 6 | 11 | 13:01-13:30 | 0 | 1
|  | 6 | 11 | 13:31-14:00 | 0 | 1
|  | 6 | 11 | 14:01-14:30 | 0 | 1
|  | 6 | 11 | 14:31-15:00 | 0 | 1
|  | 6 | 11 | 15:01-15:30 | 0 | 1
|  | 6 | 11 | 15:31-16:00 | 0 | 1
|  | 6 | 11 | 16:01-16:30 | 0 | 1
|  | 6 | 11 | 16:31-17:00 | 0 | 1
|  | 6 | 11 | 17:01-17:30 | 0 | 1
|  | 6 | 11 | 17:31-18:00 | 0 | 1
|  | 6 | 11 | 18:01-18:30 | 0 | 1
|  | 6 | 11 | 18:31-19:00 | 0 | 1
|  | 6 | 11 | 19:01-19:30 | 0 | 1
|  | 6 | 11 | 19:31-20:00 | 0 | 1
|  | 6 | 11 | 20:01-20:30 | 0 | 1
|  | 6 | 11 | 20:31-21:00 | 0 | 1
|  | 6 | 11 | 21:01-21:30 | 0 | 1
|  | 6 | 11 | 21:31-22:00 | 0 | 1
|  | 6 | 11 | 22:01-22:30 | 0 | 1
|  | 6 | 11 | 22:31-23:00 | 0 | 1
|  | 6 | 11 | 23:01-23:30 | 0 | 1
|  | 6 | 11 | 23:31-00:00 | 0 | 1
|  | 6 | 12 | 00:01-00:30 | 1 | 1
|  | 6 | 12 | 00:31-01:00 | 1 | 1
|  | 6 | 12 | 01:01-01:30 | 1 | 1
|  | 6 | 12 | 01:31-02:00 | 1 | 1
|  | 6 | 12 | 02:01-02:30 | 1 | 1
|  | 6 | 12 | 02:31-03:00 | 1 | 1
|  | 6 | 12 | 03:01-03:30 | 1 | 1
|  | 6 | 12 | 03:31-04:00 | 1 | 1
|  | 6 | 12 | 04:01-04:30 | 1 | 1
|  | 6 | 12 | 04:31-05:00 | 1 | 1
|  | 6 | 12 | 05:01-05:30 | 1 | 1
|  | 6 | 12 | 05:31-06:00 | 1 | 1
|  | 6 | 12 | 06:01-06:30 | 1 | 1
|  | 6 | 12 | 06:31-07:00 | 1 | 1
|  | 6 | 12 | 07:01-07:30 | 1 | 1
|  | 6 | 12 | 07:31-08:00 | 1 | 1
|  | 6 | 12 | 08:01-08:30 | 1 | 1
|  | 6 | 12 | 08:31-09:00 | 1 | 1
|  | 6 | 12 | 09:01-09:30 | 1 | 1
|  | 6 | 12 | 09:31-10:00 | 1 | 1
|  | 6 | 12 | 10:01-10:30 | 1 | 1
|  | 6 | 12 | 10:31-11:00 | 1 | 1
|  | 6 | 12 | 11:01-11:30 | 1 | 1
|  | 6 | 12 | 11:31-12:00 | 1 | 1
|  | 6 | 12 | 12:01-12:30 | 1 | 1
|  | 6 | 12 | 12:31-13:00 | 1 | 1
|  | 6 | 12 | 13:01-13:30 | 1 | 1
|  | 6 | 12 | 13:31-14:00 | 1 | 1
|  | 6 | 12 | 14:01-14:30 | 1 | 1
|  | 6 | 12 | 14:31-15:00 | 1 | 1
|  | 6 | 12 | 15:01-15:30 | 1 | 1
|  | 6 | 12 | 15:31-16:00 | 1 | 1
|  | 6 | 12 | 16:01-16:30 | 1 | 1
|  | 6 | 12 | 16:31-17:00 | 1 | 1
|  | 6 | 12 | 17:01-17:30 | 1 | 1
|  | 6 | 12 | 17:31-18:00 | 1 | 1
|  | 6 | 12 | 18:01-18:30 | 1 | 1
|  | 6 | 12 | 18:31-19:00 | 1 | 1
|  | 6 | 12 | 19:01-19:30 | 1 | 1
|  | 6 | 12 | 19:31-20:00 | 1 | 1
|  | 6 | 12 | 20:01-20:30 | 1 | 1
|  | 6 | 12 | 20:31-21:00 | 1 | 1
|  | 6 | 12 | 21:01-21:30 | 1 | 1
|  | 6 | 12 | 21:31-22:00 | 1 | 1
|  | 6 | 12 | 22:01-22:30 | 1 | 1
|  | 6 | 12 | 22:31-23:00 | 1 | 1
|  | 6 | 12 | 23:01-23:30 | 1 | 1
|  | 6 | 12 | 23:31-00:00 | 1 | 1
|  | 6 | 13 | 00:01-00:30 | 1 | 1
|  | 6 | 13 | 00:31-01:00 | 1 | 1
|  | 6 | 13 | 01:01-01:30 | 1 | 1
|  | 6 | 13 | 01:31-02:00 | 1 | 1
|  | 6 | 13 | 02:01-02:30 | 1 | 1
|  | 6 | 13 | 02:31-03:00 | 1 | 1
|  | 6 | 13 | 03:01-03:30 | 1 | 1
|  | 6 | 13 | 03:31-04:00 | 1 | 1
|  | 6 | 13 | 04:01-04:30 | 1 | 1
|  | 6 | 13 | 04:31-05:00 | 1 | 1
|  | 6 | 13 | 05:01-05:30 | 1 | 1
|  | 6 | 13 | 05:31-06:00 | 1 | 1
|  | 6 | 13 | 06:01-06:30 | 1 | 1
|  | 6 | 13 | 06:31-07:00 | 1 | 1
|  | 6 | 13 | 07:01-07:30 | 1 | 1
|  | 6 | 13 | 07:31-08:00 | 1 | 1
|  | 6 | 13 | 08:01-08:30 | 1 | 1
|  | 6 | 13 | 08:31-09:00 | 1 | 1
|  | 6 | 13 | 09:01-09:30 | 1 | 1
|  | 6 | 13 | 09:31-10:00 | 1 | 1
|  | 6 | 13 | 10:01-10:30 | 1 | 1
|  | 6 | 13 | 10:31-11:00 | 1 | 1
|  | 6 | 13 | 11:01-11:30 | 1 | 1
|  | 6 | 13 | 11:31-12:00 | 1 | 1
|  | 6 | 13 | 12:01-12:30 | 1 | 1
|  | 6 | 13 | 12:31-13:00 | 1 | 1
|  | 6 | 13 | 13:01-13:30 | 1 | 1
|  | 6 | 13 | 13:31-14:00 | 1 | 1
|  | 6 | 13 | 14:01-14:30 | 1 | 1
|  | 6 | 13 | 14:31-15:00 | 1 | 1
|  | 6 | 13 | 15:01-15:30 | 1 | 1
|  | 6 | 13 | 15:31-16:00 | 1 | 1
|  | 6 | 13 | 16:01-16:30 | 1 | 1
|  | 6 | 13 | 16:31-17:00 | 1 | 1
|  | 6 | 13 | 17:01-17:30 | 1 | 1
|  | 6 | 13 | 17:31-18:00 | 1 | 1
|  | 6 | 13 | 18:01-18:30 | 1 | 1
|  | 6 | 13 | 18:31-19:00 | 1 | 1
|  | 6 | 13 | 19:01-19:30 | 1 | 1
|  | 6 | 13 | 19:31-20:00 | 1 | 1
|  | 6 | 13 | 20:01-20:30 | 1 | 1
|  | 6 | 13 | 20:31-21:00 | 1 | 1
|  | 6 | 13 | 21:01-21:30 | 1 | 1
|  | 6 | 13 | 21:31-22:00 | 1 | 1
|  | 6 | 13 | 22:01-22:30 | 1 | 1
|  | 6 | 13 | 22:31-23:00 | 1 | 1
|  | 6 | 13 | 23:01-23:30 | 1 | 1
|  | 6 | 13 | 23:31-00:00 | 1 | 1
|  | 6 | 14 | 00:01-00:30 | 1 | 1
|  | 6 | 14 | 00:31-01:00 | 1 | 1
|  | 6 | 14 | 01:01-01:30 | 1 | 1
|  | 6 | 14 | 01:31-02:00 | 1 | 1
|  | 6 | 14 | 02:01-02:30 | 1 | 1
|  | 6 | 14 | 02:31-03:00 | 1 | 1
|  | 6 | 14 | 03:01-03:30 | 1 | 1
|  | 6 | 14 | 03:31-04:00 | 1 | 1
|  | 6 | 14 | 04:01-04:30 | 1 | 1
|  | 6 | 14 | 04:31-05:00 | 1 | 1
|  | 6 | 14 | 05:01-05:30 | 1 | 1
|  | 6 | 14 | 05:31-06:00 | 1 | 1
|  | 6 | 14 | 06:01-06:30 | 1 | 1
|  | 6 | 14 | 06:31-07:00 | 1 | 1
|  | 6 | 14 | 07:01-07:30 | 1 | 1
|  | 6 | 14 | 07:31-08:00 | 1 | 1
|  | 6 | 14 | 08:01-08:30 | 1 | 1
|  | 6 | 14 | 08:31-09:00 | 1 | 1
|  | 6 | 14 | 09:01-09:30 | 1 | 1
|  | 6 | 14 | 09:31-10:00 | 1 | 1
|  | 6 | 14 | 10:01-10:30 | 1 | 1
|  | 6 | 14 | 10:31-11:00 | 1 | 1
|  | 6 | 14 | 11:01-11:30 | 1 | 1
|  | 6 | 14 | 11:31-12:00 | 1 | 1
|  | 6 | 14 | 12:01-12:30 | 1 | 1
|  | 6 | 14 | 12:31-13:00 | 1 | 1
|  | 6 | 14 | 13:01-13:30 | 1 | 1
|  | 6 | 14 | 13:31-14:00 | 1 | 1
|  | 6 | 14 | 14:01-14:30 | 1 | 1
|  | 6 | 14 | 14:31-15:00 | 1 | 1
|  | 6 | 14 | 15:01-15:30 | 1 | 1
|  | 6 | 14 | 15:31-16:00 | 1 | 1
|  | 6 | 14 | 16:01-16:30 | 1 | 1
|  | 6 | 14 | 16:31-17:00 | 1 | 1
|  | 6 | 14 | 17:01-17:30 | 1 | 1
|  | 6 | 14 | 17:31-18:00 | 1 | 1
|  | 6 | 14 | 18:01-18:30 | 1 | 1
|  | 6 | 14 | 18:31-19:00 | 1 | 1
|  | 6 | 14 | 19:01-19:30 | 1 | 1
|  | 6 | 14 | 19:31-20:00 | 1 | 1
|  | 6 | 14 | 20:01-20:30 | 1 | 1
|  | 6 | 14 | 20:31-21:00 | 1 | 1
|  | 6 | 14 | 21:01-21:30 | 1 | 1
|  | 6 | 14 | 21:31-22:00 | 1 | 1
|  | 6 | 14 | 22:01-22:30 | 1 | 1
|  | 6 | 14 | 22:31-23:00 | 1 | 1
|  | 6 | 14 | 23:01-23:30 | 1 | 1
|  | 6 | 14 | 23:31-00:00 | 1 | 1
|  | 6 | 15 | 00:01-00:30 | 1 | 1
|  | 6 | 15 | 00:31-01:00 | 1 | 1
|  | 6 | 15 | 01:01-01:30 | 1 | 1
|  | 6 | 15 | 01:31-02:00 | 1 | 1
|  | 6 | 15 | 02:01-02:30 | 1 | 1
|  | 6 | 15 | 02:31-03:00 | 1 | 1
|  | 6 | 15 | 03:01-03:30 | 1 | 1
|  | 6 | 15 | 03:31-04:00 | 1 | 1
|  | 6 | 15 | 04:01-04:30 | 1 | 1
|  | 6 | 15 | 04:31-05:00 | 1 | 1
|  | 6 | 15 | 05:01-05:30 | 1 | 1
|  | 6 | 15 | 05:31-06:00 | 1 | 1
|  | 6 | 15 | 06:01-06:30 | 1 | 1
|  | 6 | 15 | 06:31-07:00 | 1 | 1
|  | 6 | 15 | 07:01-07:30 | 1 | 1
|  | 6 | 15 | 07:31-08:00 | 1 | 1
|  | 6 | 15 | 08:01-08:30 | 1 | 1
|  | 6 | 15 | 08:31-09:00 | 1 | 1
|  | 6 | 15 | 09:01-09:30 | 1 | 1
|  | 6 | 15 | 09:31-10:00 | 1 | 1
|  | 6 | 15 | 10:01-10:30 | 1 | 1
|  | 6 | 15 | 10:31-11:00 | 1 | 1
|  | 6 | 15 | 11:01-11:30 | 1 | 1
|  | 6 | 15 | 11:31-12:00 | 1 | 1
|  | 6 | 15 | 12:01-12:30 | 1 | 1
|  | 6 | 15 | 12:31-13:00 | 1 | 1
|  | 6 | 15 | 13:01-13:30 | 1 | 1
|  | 6 | 15 | 13:31-14:00 | 1 | 1
|  | 6 | 15 | 14:01-14:30 | 1 | 1
|  | 6 | 15 | 14:31-15:00 | 1 | 1
|  | 6 | 15 | 15:01-15:30 | 1 | 1
|  | 6 | 15 | 15:31-16:00 | 1 | 1
|  | 6 | 15 | 16:01-16:30 | 1 | 1
|  | 6 | 15 | 16:31-17:00 | 1 | 1
|  | 6 | 15 | 17:01-17:30 | 1 | 1
|  | 6 | 15 | 17:31-18:00 | 1 | 1
|  | 6 | 15 | 18:01-18:30 | 1 | 1
|  | 6 | 15 | 18:31-19:00 | 1 | 1
|  | 6 | 15 | 19:01-19:30 | 1 | 1
|  | 6 | 15 | 19:31-20:00 | 1 | 1
|  | 6 | 15 | 20:01-20:30 | 1 | 1
|  | 6 | 15 | 20:31-21:00 | 1 | 1
|  | 6 | 15 | 21:01-21:30 | 1 | 1
|  | 6 | 15 | 21:31-22:00 | 1 | 1
|  | 6 | 15 | 22:01-22:30 | 1 | 1
|  | 6 | 15 | 22:31-23:00 | 1 | 1
|  | 6 | 15 | 23:01-23:30 | 1 | 1
|  | 6 | 15 | 23:31-00:00 | 1 | 1
|  | 6 | 16 | 00:01-00:30 | 1 | 1
|  | 6 | 16 | 00:31-01:00 | 1 | 1
|  | 6 | 16 | 01:01-01:30 | 1 | 1
|  | 6 | 16 | 01:31-02:00 | 1 | 1
|  | 6 | 16 | 02:01-02:30 | 1 | 1
|  | 6 | 16 | 02:31-03:00 | 1 | 1
|  | 6 | 16 | 03:01-03:30 | 1 | 1
|  | 6 | 16 | 03:31-04:00 | 1 | 1
|  | 6 | 16 | 04:01-04:30 | 1 | 1
|  | 6 | 16 | 04:31-05:00 | 1 | 1
|  | 6 | 16 | 05:01-05:30 | 1 | 1
|  | 6 | 16 | 05:31-06:00 | 1 | 1
|  | 6 | 16 | 06:01-06:30 | 1 | 1
|  | 6 | 16 | 06:31-07:00 | 1 | 1
|  | 6 | 16 | 07:01-07:30 | 1 | 1
|  | 6 | 16 | 07:31-08:00 | 1 | 1
|  | 6 | 16 | 08:01-08:30 | 1 | 1
|  | 6 | 16 | 08:31-09:00 | 1 | 1
|  | 6 | 16 | 09:01-09:30 | 1 | 1
|  | 6 | 16 | 09:31-10:00 | 1 | 1
|  | 6 | 16 | 10:01-10:30 | 1 | 1
|  | 6 | 16 | 10:31-11:00 | 1 | 1
|  | 6 | 16 | 11:01-11:30 | 1 | 1
|  | 6 | 16 | 11:31-12:00 | 1 | 1
|  | 6 | 16 | 12:01-12:30 | 1 | 1
|  | 6 | 16 | 12:31-13:00 | 1 | 1
|  | 6 | 16 | 13:01-13:30 | 1 | 1
|  | 6 | 16 | 13:31-14:00 | 1 | 1
|  | 6 | 16 | 14:01-14:30 | 1 | 1
|  | 6 | 16 | 14:31-15:00 | 1 | 1
|  | 6 | 16 | 15:01-15:30 | 1 | 1
|  | 6 | 16 | 15:31-16:00 | 1 | 1
|  | 6 | 16 | 16:01-16:30 | 1 | 1
|  | 6 | 16 | 16:31-17:00 | 1 | 1
|  | 6 | 16 | 17:01-17:30 | 1 | 1
|  | 6 | 16 | 17:31-18:00 | 1 | 1
|  | 6 | 16 | 18:01-18:30 | 1 | 1
|  | 6 | 16 | 18:31-19:00 | 1 | 1
|  | 6 | 16 | 19:01-19:30 | 1 | 1
|  | 6 | 16 | 19:31-20:00 | 1 | 1
|  | 6 | 16 | 20:01-20:30 | 1 | 1
|  | 6 | 16 | 20:31-21:00 | 1 | 1
|  | 6 | 16 | 21:01-21:30 | 1 | 1
|  | 6 | 16 | 21:31-22:00 | 1 | 1
|  | 6 | 16 | 22:01-22:30 | 1 | 1
|  | 6 | 16 | 22:31-23:00 | 1 | 1
|  | 6 | 16 | 23:01-23:30 | 1 | 1
|  | 6 | 16 | 23:31-00:00 | 1 | 1
|  | 6 | 17 | 00:01-00:30 | 0 | 1
|  | 6 | 17 | 00:31-01:00 | 0 | 1
|  | 6 | 17 | 01:01-01:30 | 0 | 1
|  | 6 | 17 | 01:31-02:00 | 0 | 1
|  | 6 | 17 | 02:01-02:30 | 0 | 1
|  | 6 | 17 | 02:31-03:00 | 0 | 1
|  | 6 | 17 | 03:01-03:30 | 0 | 1
|  | 6 | 17 | 03:31-04:00 | 0 | 1
|  | 6 | 17 | 04:01-04:30 | 0 | 1
|  | 6 | 17 | 04:31-05:00 | 0 | 1
|  | 6 | 17 | 05:01-05:30 | 0 | 1
|  | 6 | 17 | 05:31-06:00 | 0 | 1
|  | 6 | 17 | 06:01-06:30 | 0 | 1
|  | 6 | 17 | 06:31-07:00 | 0 | 1
|  | 6 | 17 | 07:01-07:30 | 0 | 1
|  | 6 | 17 | 07:31-08:00 | 0 | 1
|  | 6 | 17 | 08:01-08:30 | 0 | 1
|  | 6 | 17 | 08:31-09:00 | 0 | 1
|  | 6 | 17 | 09:01-09:30 | 0 | 1
|  | 6 | 17 | 09:31-10:00 | 0 | 1
|  | 6 | 17 | 10:01-10:30 | 0 | 1
|  | 6 | 17 | 10:31-11:00 | 0 | 1
|  | 6 | 17 | 11:01-11:30 | 0 | 1
|  | 6 | 17 | 11:31-12:00 | 0 | 1
|  | 6 | 17 | 12:01-12:30 | 0 | 1
|  | 6 | 17 | 12:31-13:00 | 0 | 1
|  | 6 | 17 | 13:01-13:30 | 0 | 1
|  | 6 | 17 | 13:31-14:00 | 0 | 1
|  | 6 | 17 | 14:01-14:30 | 0 | 1
|  | 6 | 17 | 14:31-15:00 | 0 | 1
|  | 6 | 17 | 15:01-15:30 | 0 | 1
|  | 6 | 17 | 15:31-16:00 | 0 | 1
|  | 6 | 17 | 16:01-16:30 | 0 | 1
|  | 6 | 17 | 16:31-17:00 | 0 | 1
|  | 6 | 17 | 17:01-17:30 | 0 | 1
|  | 6 | 17 | 17:31-18:00 | 0 | 1
|  | 6 | 17 | 18:01-18:30 | 0 | 1
|  | 6 | 17 | 18:31-19:00 | 0 | 1
|  | 6 | 17 | 19:01-19:30 | 0 | 1
|  | 6 | 17 | 19:31-20:00 | 0 | 1
|  | 6 | 17 | 20:01-20:30 | 0 | 1
|  | 6 | 17 | 20:31-21:00 | 0 | 1
|  | 6 | 17 | 21:01-21:30 | 0 | 1
|  | 6 | 17 | 21:31-22:00 | 0 | 1
|  | 6 | 17 | 22:01-22:30 | 0 | 1
|  | 6 | 17 | 22:31-23:00 | 0 | 1
|  | 6 | 17 | 23:01-23:30 | 0 | 1
|  | 6 | 17 | 23:31-00:00 | 0 | 1
|  | 6 | 18 | 00:01-00:30 | 0 | 1
|  | 6 | 18 | 00:31-01:00 | 0 | 1
|  | 6 | 18 | 01:01-01:30 | 0 | 1
|  | 6 | 18 | 01:31-02:00 | 0 | 1
|  | 6 | 18 | 02:01-02:30 | 0 | 1
|  | 6 | 18 | 02:31-03:00 | 0 | 1
|  | 6 | 18 | 03:01-03:30 | 0 | 1
|  | 6 | 18 | 03:31-04:00 | 0 | 1
|  | 6 | 18 | 04:01-04:30 | 0 | 1
|  | 6 | 18 | 04:31-05:00 | 0 | 1
|  | 6 | 18 | 05:01-05:30 | 0 | 1
|  | 6 | 18 | 05:31-06:00 | 0 | 1
|  | 6 | 18 | 06:01-06:30 | 0 | 1
|  | 6 | 18 | 06:31-07:00 | 0 | 1
|  | 6 | 18 | 07:01-07:30 | 0 | 1
|  | 6 | 18 | 07:31-08:00 | 0 | 1
|  | 6 | 18 | 08:01-08:30 | 0 | 1
|  | 6 | 18 | 08:31-09:00 | 0 | 1
|  | 6 | 18 | 09:01-09:30 | 0 | 1
|  | 6 | 18 | 09:31-10:00 | 0 | 1
|  | 6 | 18 | 10:01-10:30 | 0 | 1
|  | 6 | 18 | 10:31-11:00 | 0 | 1
|  | 6 | 18 | 11:01-11:30 | 0 | 1
|  | 6 | 18 | 11:31-12:00 | 0 | 1
|  | 6 | 18 | 12:01-12:30 | 0 | 1
|  | 6 | 18 | 12:31-13:00 | 0 | 1
|  | 6 | 18 | 13:01-13:30 | 0 | 1
|  | 6 | 18 | 13:31-14:00 | 0 | 1
|  | 6 | 18 | 14:01-14:30 | 0 | 1
|  | 6 | 18 | 14:31-15:00 | 0 | 1
|  | 6 | 18 | 15:01-15:30 | 0 | 1
|  | 6 | 18 | 15:31-16:00 | 0 | 1
|  | 6 | 18 | 16:01-16:30 | 0 | 1
|  | 6 | 18 | 16:31-17:00 | 0 | 1
|  | 6 | 18 | 17:01-17:30 | 0 | 1
|  | 6 | 18 | 17:31-18:00 | 0 | 1
|  | 6 | 18 | 18:01-18:30 | 0 | 1
|  | 6 | 18 | 18:31-19:00 | 0 | 1
|  | 6 | 18 | 19:01-19:30 | 0 | 1
|  | 6 | 18 | 19:31-20:00 | 0 | 1
|  | 6 | 18 | 20:01-20:30 | 0 | 1
|  | 6 | 18 | 20:31-21:00 | 0 | 1
|  | 6 | 18 | 21:01-21:30 | 0 | 1
|  | 6 | 18 | 21:31-22:00 | 0 | 1
|  | 6 | 18 | 22:01-22:30 | 0 | 1
|  | 6 | 18 | 22:31-23:00 | 0 | 1
|  | 6 | 18 | 23:01-23:30 | 0 | 1
|  | 6 | 18 | 23:31-00:00 | 0 | 1
|  | 6 | 19 | 00:01-00:30 | 1 | 1
|  | 6 | 19 | 00:31-01:00 | 1 | 1
|  | 6 | 19 | 01:01-01:30 | 1 | 1
|  | 6 | 19 | 01:31-02:00 | 1 | 1
|  | 6 | 19 | 02:01-02:30 | 1 | 1
|  | 6 | 19 | 02:31-03:00 | 1 | 1
|  | 6 | 19 | 03:01-03:30 | 1 | 1
|  | 6 | 19 | 03:31-04:00 | 1 | 1
|  | 6 | 19 | 04:01-04:30 | 1 | 1
|  | 6 | 19 | 04:31-05:00 | 1 | 1
|  | 6 | 19 | 05:01-05:30 | 1 | 1
|  | 6 | 19 | 05:31-06:00 | 1 | 1
|  | 6 | 19 | 06:01-06:30 | 1 | 1
|  | 6 | 19 | 06:31-07:00 | 1 | 1
|  | 6 | 19 | 07:01-07:30 | 1 | 1
|  | 6 | 19 | 07:31-08:00 | 1 | 1
|  | 6 | 19 | 08:01-08:30 | 1 | 1
|  | 6 | 19 | 08:31-09:00 | 1 | 1
|  | 6 | 19 | 09:01-09:30 | 1 | 1
|  | 6 | 19 | 09:31-10:00 | 1 | 1
|  | 6 | 19 | 10:01-10:30 | 1 | 1
|  | 6 | 19 | 10:31-11:00 | 1 | 1
|  | 6 | 19 | 11:01-11:30 | 1 | 1
|  | 6 | 19 | 11:31-12:00 | 1 | 1
|  | 6 | 19 | 12:01-12:30 | 1 | 1
|  | 6 | 19 | 12:31-13:00 | 1 | 1
|  | 6 | 19 | 13:01-13:30 | 1 | 1
|  | 6 | 19 | 13:31-14:00 | 1 | 1
|  | 6 | 19 | 14:01-14:30 | 1 | 1
|  | 6 | 19 | 14:31-15:00 | 1 | 1
|  | 6 | 19 | 15:01-15:30 | 1 | 1
|  | 6 | 19 | 15:31-16:00 | 1 | 1
|  | 6 | 19 | 16:01-16:30 | 1 | 1
|  | 6 | 19 | 16:31-17:00 | 1 | 1
|  | 6 | 19 | 17:01-17:30 | 1 | 1
|  | 6 | 19 | 17:31-18:00 | 1 | 1
|  | 6 | 19 | 18:01-18:30 | 1 | 1
|  | 6 | 19 | 18:31-19:00 | 1 | 1
|  | 6 | 19 | 19:01-19:30 | 1 | 1
|  | 6 | 19 | 19:31-20:00 | 1 | 1
|  | 6 | 19 | 20:01-20:30 | 1 | 1
|  | 6 | 19 | 20:31-21:00 | 1 | 1
|  | 6 | 19 | 21:01-21:30 | 1 | 1
|  | 6 | 19 | 21:31-22:00 | 1 | 1
|  | 6 | 19 | 22:01-22:30 | 1 | 1
|  | 6 | 19 | 22:31-23:00 | 1 | 1
|  | 6 | 19 | 23:01-23:30 | 1 | 1
|  | 6 | 19 | 23:31-00:00 | 1 | 1
|  | 6 | 20 | 00:01-00:30 | 1 | 1
|  | 6 | 20 | 00:31-01:00 | 1 | 1
|  | 6 | 20 | 01:01-01:30 | 1 | 1
|  | 6 | 20 | 01:31-02:00 | 1 | 1
|  | 6 | 20 | 02:01-02:30 | 1 | 1
|  | 6 | 20 | 02:31-03:00 | 1 | 1
|  | 6 | 20 | 03:01-03:30 | 1 | 1
|  | 6 | 20 | 03:31-04:00 | 1 | 1
|  | 6 | 20 | 04:01-04:30 | 1 | 1
|  | 6 | 20 | 04:31-05:00 | 1 | 1
|  | 6 | 20 | 05:01-05:30 | 1 | 1
|  | 6 | 20 | 05:31-06:00 | 1 | 1
|  | 6 | 20 | 06:01-06:30 | 1 | 1
|  | 6 | 20 | 06:31-07:00 | 1 | 1
|  | 6 | 20 | 07:01-07:30 | 1 | 1
|  | 6 | 20 | 07:31-08:00 | 1 | 1
|  | 6 | 20 | 08:01-08:30 | 1 | 1
|  | 6 | 20 | 08:31-09:00 | 1 | 1
|  | 6 | 20 | 09:01-09:30 | 1 | 1
|  | 6 | 20 | 09:31-10:00 | 1 | 1
|  | 6 | 20 | 10:01-10:30 | 1 | 1
|  | 6 | 20 | 10:31-11:00 | 1 | 1
|  | 6 | 20 | 11:01-11:30 | 1 | 1
|  | 6 | 20 | 11:31-12:00 | 1 | 1
|  | 6 | 20 | 12:01-12:30 | 1 | 1
|  | 6 | 20 | 12:31-13:00 | 1 | 1
|  | 6 | 20 | 13:01-13:30 | 1 | 1
|  | 6 | 20 | 13:31-14:00 | 1 | 1
|  | 6 | 20 | 14:01-14:30 | 1 | 1
|  | 6 | 20 | 14:31-15:00 | 1 | 1
|  | 6 | 20 | 15:01-15:30 | 1 | 1
|  | 6 | 20 | 15:31-16:00 | 1 | 1
|  | 6 | 20 | 16:01-16:30 | 1 | 1
|  | 6 | 20 | 16:31-17:00 | 1 | 1
|  | 6 | 20 | 17:01-17:30 | 1 | 1
|  | 6 | 20 | 17:31-18:00 | 1 | 1
|  | 6 | 20 | 18:01-18:30 | 1 | 1
|  | 6 | 20 | 18:31-19:00 | 1 | 1
|  | 6 | 20 | 19:01-19:30 | 1 | 1
|  | 6 | 20 | 19:31-20:00 | 1 | 1
|  | 6 | 20 | 20:01-20:30 | 1 | 1
|  | 6 | 20 | 20:31-21:00 | 1 | 1
|  | 6 | 20 | 21:01-21:30 | 1 | 1
|  | 6 | 20 | 21:31-22:00 | 1 | 1
|  | 6 | 20 | 22:01-22:30 | 1 | 1
|  | 6 | 20 | 22:31-23:00 | 1 | 1
|  | 6 | 20 | 23:01-23:30 | 1 | 1
|  | 6 | 20 | 23:31-00:00 | 1 | 1
|  | 6 | 21 | 00:01-00:30 | 1 | 1
|  | 6 | 21 | 00:31-01:00 | 1 | 1
|  | 6 | 21 | 01:01-01:30 | 1 | 1
|  | 6 | 21 | 01:31-02:00 | 1 | 1
|  | 6 | 21 | 02:01-02:30 | 1 | 1
|  | 6 | 21 | 02:31-03:00 | 1 | 1
|  | 6 | 21 | 03:01-03:30 | 1 | 1
|  | 6 | 21 | 03:31-04:00 | 1 | 1
|  | 6 | 21 | 04:01-04:30 | 1 | 1
|  | 6 | 21 | 04:31-05:00 | 1 | 1
|  | 6 | 21 | 05:01-05:30 | 1 | 1
|  | 6 | 21 | 05:31-06:00 | 1 | 1
|  | 6 | 21 | 06:01-06:30 | 1 | 1
|  | 6 | 21 | 06:31-07:00 | 1 | 1
|  | 6 | 21 | 07:01-07:30 | 1 | 1
|  | 6 | 21 | 07:31-08:00 | 1 | 1
|  | 6 | 21 | 08:01-08:30 | 1 | 1
|  | 6 | 21 | 08:31-09:00 | 1 | 1
|  | 6 | 21 | 09:01-09:30 | 1 | 1
|  | 6 | 21 | 09:31-10:00 | 1 | 1
|  | 6 | 21 | 10:01-10:30 | 1 | 1
|  | 6 | 21 | 10:31-11:00 | 1 | 1
|  | 6 | 21 | 11:01-11:30 | 1 | 1
|  | 6 | 21 | 11:31-12:00 | 1 | 1
|  | 6 | 21 | 12:01-12:30 | 1 | 1
|  | 6 | 21 | 12:31-13:00 | 1 | 1
|  | 6 | 21 | 13:01-13:30 | 1 | 1
|  | 6 | 21 | 13:31-14:00 | 1 | 1
|  | 6 | 21 | 14:01-14:30 | 1 | 1
|  | 6 | 21 | 14:31-15:00 | 1 | 1
|  | 6 | 21 | 15:01-15:30 | 1 | 1
|  | 6 | 21 | 15:31-16:00 | 1 | 1
|  | 6 | 21 | 16:01-16:30 | 1 | 1
|  | 6 | 21 | 16:31-17:00 | 1 | 1
|  | 6 | 21 | 17:01-17:30 | 1 | 1
|  | 6 | 21 | 17:31-18:00 | 1 | 1
|  | 6 | 21 | 18:01-18:30 | 1 | 1
|  | 6 | 21 | 18:31-19:00 | 1 | 1
|  | 6 | 21 | 19:01-19:30 | 1 | 1
|  | 6 | 21 | 19:31-20:00 | 1 | 1
|  | 6 | 21 | 20:01-20:30 | 1 | 1
|  | 6 | 21 | 20:31-21:00 | 1 | 1
|  | 6 | 21 | 21:01-21:30 | 1 | 1
|  | 6 | 21 | 21:31-22:00 | 1 | 1
|  | 6 | 21 | 22:01-22:30 | 1 | 1
|  | 6 | 21 | 22:31-23:00 | 1 | 1
|  | 6 | 21 | 23:01-23:30 | 1 | 1
|  | 6 | 21 | 23:31-00:00 | 1 | 1
|  | 6 | 22 | 00:01-00:30 | 1 | 1
|  | 6 | 22 | 00:31-01:00 | 1 | 1
|  | 6 | 22 | 01:01-01:30 | 1 | 1
|  | 6 | 22 | 01:31-02:00 | 1 | 1
|  | 6 | 22 | 02:01-02:30 | 1 | 1
|  | 6 | 22 | 02:31-03:00 | 1 | 1
|  | 6 | 22 | 03:01-03:30 | 1 | 1
|  | 6 | 22 | 03:31-04:00 | 1 | 1
|  | 6 | 22 | 04:01-04:30 | 1 | 1
|  | 6 | 22 | 04:31-05:00 | 1 | 1
|  | 6 | 22 | 05:01-05:30 | 1 | 1
|  | 6 | 22 | 05:31-06:00 | 1 | 1
|  | 6 | 22 | 06:01-06:30 | 1 | 1
|  | 6 | 22 | 06:31-07:00 | 1 | 1
|  | 6 | 22 | 07:01-07:30 | 1 | 1
|  | 6 | 22 | 07:31-08:00 | 1 | 1
|  | 6 | 22 | 08:01-08:30 | 1 | 1
|  | 6 | 22 | 08:31-09:00 | 1 | 1
|  | 6 | 22 | 09:01-09:30 | 1 | 1
|  | 6 | 22 | 09:31-10:00 | 1 | 1
|  | 6 | 22 | 10:01-10:30 | 1 | 1
|  | 6 | 22 | 10:31-11:00 | 1 | 1
|  | 6 | 22 | 11:01-11:30 | 1 | 1
|  | 6 | 22 | 11:31-12:00 | 1 | 1
|  | 6 | 22 | 12:01-12:30 | 1 | 1
|  | 6 | 22 | 12:31-13:00 | 1 | 1
|  | 6 | 22 | 13:01-13:30 | 1 | 1
|  | 6 | 22 | 13:31-14:00 | 1 | 1
|  | 6 | 22 | 14:01-14:30 | 1 | 1
|  | 6 | 22 | 14:31-15:00 | 1 | 1
|  | 6 | 22 | 15:01-15:30 | 1 | 1
|  | 6 | 22 | 15:31-16:00 | 1 | 1
|  | 6 | 22 | 16:01-16:30 | 1 | 1
|  | 6 | 22 | 16:31-17:00 | 1 | 1
|  | 6 | 22 | 17:01-17:30 | 1 | 1
|  | 6 | 22 | 17:31-18:00 | 1 | 1
|  | 6 | 22 | 18:01-18:30 | 1 | 1
|  | 6 | 22 | 18:31-19:00 | 1 | 1
|  | 6 | 22 | 19:01-19:30 | 1 | 1
|  | 6 | 22 | 19:31-20:00 | 1 | 1
|  | 6 | 22 | 20:01-20:30 | 1 | 1
|  | 6 | 22 | 20:31-21:00 | 1 | 1
|  | 6 | 22 | 21:01-21:30 | 1 | 1
|  | 6 | 22 | 21:31-22:00 | 1 | 1
|  | 6 | 22 | 22:01-22:30 | 1 | 1
|  | 6 | 22 | 22:31-23:00 | 1 | 1
|  | 6 | 22 | 23:01-23:30 | 1 | 1
|  | 6 | 22 | 23:31-00:00 | 1 | 1
|  | 6 | 23 | 00:01-00:30 | 1 | 1
|  | 6 | 23 | 00:31-01:00 | 1 | 1
|  | 6 | 23 | 01:01-01:30 | 1 | 1
|  | 6 | 23 | 01:31-02:00 | 1 | 1
|  | 6 | 23 | 02:01-02:30 | 1 | 1
|  | 6 | 23 | 02:31-03:00 | 1 | 1
|  | 6 | 23 | 03:01-03:30 | 1 | 1
|  | 6 | 23 | 03:31-04:00 | 1 | 1
|  | 6 | 23 | 04:01-04:30 | 1 | 1
|  | 6 | 23 | 04:31-05:00 | 1 | 1
|  | 6 | 23 | 05:01-05:30 | 1 | 1
|  | 6 | 23 | 05:31-06:00 | 1 | 1
|  | 6 | 23 | 06:01-06:30 | 1 | 1
|  | 6 | 23 | 06:31-07:00 | 1 | 1
|  | 6 | 23 | 07:01-07:30 | 1 | 1
|  | 6 | 23 | 07:31-08:00 | 1 | 1
|  | 6 | 23 | 08:01-08:30 | 1 | 1
|  | 6 | 23 | 08:31-09:00 | 1 | 1
|  | 6 | 23 | 09:01-09:30 | 1 | 1
|  | 6 | 23 | 09:31-10:00 | 1 | 1
|  | 6 | 23 | 10:01-10:30 | 1 | 1
|  | 6 | 23 | 10:31-11:00 | 1 | 1
|  | 6 | 23 | 11:01-11:30 | 1 | 1
|  | 6 | 23 | 11:31-12:00 | 1 | 1
|  | 6 | 23 | 12:01-12:30 | 1 | 1
|  | 6 | 23 | 12:31-13:00 | 1 | 1
|  | 6 | 23 | 13:01-13:30 | 1 | 1
|  | 6 | 23 | 13:31-14:00 | 1 | 1
|  | 6 | 23 | 14:01-14:30 | 1 | 1
|  | 6 | 23 | 14:31-15:00 | 1 | 1
|  | 6 | 23 | 15:01-15:30 | 1 | 1
|  | 6 | 23 | 15:31-16:00 | 1 | 1
|  | 6 | 23 | 16:01-16:30 | 1 | 1
|  | 6 | 23 | 16:31-17:00 | 1 | 1
|  | 6 | 23 | 17:01-17:30 | 1 | 1
|  | 6 | 23 | 17:31-18:00 | 1 | 1
|  | 6 | 23 | 18:01-18:30 | 1 | 1
|  | 6 | 23 | 18:31-19:00 | 1 | 1
|  | 6 | 23 | 19:01-19:30 | 1 | 1
|  | 6 | 23 | 19:31-20:00 | 1 | 1
|  | 6 | 23 | 20:01-20:30 | 1 | 1
|  | 6 | 23 | 20:31-21:00 | 1 | 1
|  | 6 | 23 | 21:01-21:30 | 1 | 1
|  | 6 | 23 | 21:31-22:00 | 1 | 1
|  | 6 | 23 | 22:01-22:30 | 1 | 1
|  | 6 | 23 | 22:31-23:00 | 1 | 1
|  | 6 | 23 | 23:01-23:30 | 1 | 1
|  | 6 | 23 | 23:31-00:00 | 1 | 1
|  | 6 | 24 | 00:01-00:30 | 0 | 1
|  | 6 | 24 | 00:31-01:00 | 0 | 1
|  | 6 | 24 | 01:01-01:30 | 0 | 1
|  | 6 | 24 | 01:31-02:00 | 0 | 1
|  | 6 | 24 | 02:01-02:30 | 0 | 1
|  | 6 | 24 | 02:31-03:00 | 0 | 1
|  | 6 | 24 | 03:01-03:30 | 0 | 1
|  | 6 | 24 | 03:31-04:00 | 0 | 1
|  | 6 | 24 | 04:01-04:30 | 0 | 1
|  | 6 | 24 | 04:31-05:00 | 0 | 1
|  | 6 | 24 | 05:01-05:30 | 0 | 1
|  | 6 | 24 | 05:31-06:00 | 0 | 1
|  | 6 | 24 | 06:01-06:30 | 0 | 1
|  | 6 | 24 | 06:31-07:00 | 0 | 1
|  | 6 | 24 | 07:01-07:30 | 0 | 1
|  | 6 | 24 | 07:31-08:00 | 0 | 1
|  | 6 | 24 | 08:01-08:30 | 0 | 1
|  | 6 | 24 | 08:31-09:00 | 0 | 1
|  | 6 | 24 | 09:01-09:30 | 0 | 1
|  | 6 | 24 | 09:31-10:00 | 0 | 1
|  | 6 | 24 | 10:01-10:30 | 0 | 1
|  | 6 | 24 | 10:31-11:00 | 0 | 1
|  | 6 | 24 | 11:01-11:30 | 0 | 1
|  | 6 | 24 | 11:31-12:00 | 0 | 1
|  | 6 | 24 | 12:01-12:30 | 0 | 1
|  | 6 | 24 | 12:31-13:00 | 0 | 1
|  | 6 | 24 | 13:01-13:30 | 0 | 1
|  | 6 | 24 | 13:31-14:00 | 0 | 1
|  | 6 | 24 | 14:01-14:30 | 0 | 1
|  | 6 | 24 | 14:31-15:00 | 0 | 1
|  | 6 | 24 | 15:01-15:30 | 0 | 1
|  | 6 | 24 | 15:31-16:00 | 0 | 1
|  | 6 | 24 | 16:01-16:30 | 0 | 1
|  | 6 | 24 | 16:31-17:00 | 0 | 1
|  | 6 | 24 | 17:01-17:30 | 0 | 1
|  | 6 | 24 | 17:31-18:00 | 0 | 1
|  | 6 | 24 | 18:01-18:30 | 0 | 1
|  | 6 | 24 | 18:31-19:00 | 0 | 1
|  | 6 | 24 | 19:01-19:30 | 0 | 1
|  | 6 | 24 | 19:31-20:00 | 0 | 1
|  | 6 | 24 | 20:01-20:30 | 0 | 1
|  | 6 | 24 | 20:31-21:00 | 0 | 1
|  | 6 | 24 | 21:01-21:30 | 0 | 1
|  | 6 | 24 | 21:31-22:00 | 0 | 1
|  | 6 | 24 | 22:01-22:30 | 0 | 1
|  | 6 | 24 | 22:31-23:00 | 0 | 1
|  | 6 | 24 | 23:01-23:30 | 0 | 1
|  | 6 | 24 | 23:31-00:00 | 0 | 1
|  | 6 | 25 | 00:01-00:30 | 0 | 1
|  | 6 | 25 | 00:31-01:00 | 0 | 1
|  | 6 | 25 | 01:01-01:30 | 0 | 1
|  | 6 | 25 | 01:31-02:00 | 0 | 1
|  | 6 | 25 | 02:01-02:30 | 0 | 1
|  | 6 | 25 | 02:31-03:00 | 0 | 1
|  | 6 | 25 | 03:01-03:30 | 0 | 1
|  | 6 | 25 | 03:31-04:00 | 0 | 1
|  | 6 | 25 | 04:01-04:30 | 0 | 1
|  | 6 | 25 | 04:31-05:00 | 0 | 1
|  | 6 | 25 | 05:01-05:30 | 0 | 1
|  | 6 | 25 | 05:31-06:00 | 0 | 1
|  | 6 | 25 | 06:01-06:30 | 0 | 1
|  | 6 | 25 | 06:31-07:00 | 0 | 1
|  | 6 | 25 | 07:01-07:30 | 0 | 1
|  | 6 | 25 | 07:31-08:00 | 0 | 1
|  | 6 | 25 | 08:01-08:30 | 0 | 1
|  | 6 | 25 | 08:31-09:00 | 0 | 1
|  | 6 | 25 | 09:01-09:30 | 0 | 1
|  | 6 | 25 | 09:31-10:00 | 0 | 1
|  | 6 | 25 | 10:01-10:30 | 0 | 1
|  | 6 | 25 | 10:31-11:00 | 0 | 1
|  | 6 | 25 | 11:01-11:30 | 0 | 1
|  | 6 | 25 | 11:31-12:00 | 0 | 1
|  | 6 | 25 | 12:01-12:30 | 0 | 1
|  | 6 | 25 | 12:31-13:00 | 0 | 1
|  | 6 | 25 | 13:01-13:30 | 0 | 1
|  | 6 | 25 | 13:31-14:00 | 0 | 1
|  | 6 | 25 | 14:01-14:30 | 0 | 1
|  | 6 | 25 | 14:31-15:00 | 0 | 1
|  | 6 | 25 | 15:01-15:30 | 0 | 1
|  | 6 | 25 | 15:31-16:00 | 0 | 1
|  | 6 | 25 | 16:01-16:30 | 0 | 1
|  | 6 | 25 | 16:31-17:00 | 0 | 1
|  | 6 | 25 | 17:01-17:30 | 0 | 1
|  | 6 | 25 | 17:31-18:00 | 0 | 1
|  | 6 | 25 | 18:01-18:30 | 0 | 1
|  | 6 | 25 | 18:31-19:00 | 0 | 1
|  | 6 | 25 | 19:01-19:30 | 0 | 1
|  | 6 | 25 | 19:31-20:00 | 0 | 1
|  | 6 | 25 | 20:01-20:30 | 0 | 1
|  | 6 | 25 | 20:31-21:00 | 0 | 1
|  | 6 | 25 | 21:01-21:30 | 0 | 1
|  | 6 | 25 | 21:31-22:00 | 0 | 1
|  | 6 | 25 | 22:01-22:30 | 0 | 1
|  | 6 | 25 | 22:31-23:00 | 0 | 1
|  | 6 | 25 | 23:01-23:30 | 0 | 1
|  | 6 | 25 | 23:31-00:00 | 0 | 1
|  | 6 | 26 | 00:01-00:30 | 1 | 1
|  | 6 | 26 | 00:31-01:00 | 1 | 1
|  | 6 | 26 | 01:01-01:30 | 1 | 1
|  | 6 | 26 | 01:31-02:00 | 1 | 1
|  | 6 | 26 | 02:01-02:30 | 1 | 1
|  | 6 | 26 | 02:31-03:00 | 1 | 1
|  | 6 | 26 | 03:01-03:30 | 1 | 1
|  | 6 | 26 | 03:31-04:00 | 1 | 1
|  | 6 | 26 | 04:01-04:30 | 1 | 1
|  | 6 | 26 | 04:31-05:00 | 1 | 1
|  | 6 | 26 | 05:01-05:30 | 1 | 1
|  | 6 | 26 | 05:31-06:00 | 1 | 1
|  | 6 | 26 | 06:01-06:30 | 1 | 1
|  | 6 | 26 | 06:31-07:00 | 1 | 1
|  | 6 | 26 | 07:01-07:30 | 1 | 1
|  | 6 | 26 | 07:31-08:00 | 1 | 1
|  | 6 | 26 | 08:01-08:30 | 1 | 1
|  | 6 | 26 | 08:31-09:00 | 1 | 1
|  | 6 | 26 | 09:01-09:30 | 1 | 1
|  | 6 | 26 | 09:31-10:00 | 1 | 1
|  | 6 | 26 | 10:01-10:30 | 1 | 1
|  | 6 | 26 | 10:31-11:00 | 1 | 1
|  | 6 | 26 | 11:01-11:30 | 1 | 1
|  | 6 | 26 | 11:31-12:00 | 1 | 1
|  | 6 | 26 | 12:01-12:30 | 1 | 1
|  | 6 | 26 | 12:31-13:00 | 1 | 1
|  | 6 | 26 | 13:01-13:30 | 1 | 1
|  | 6 | 26 | 13:31-14:00 | 1 | 1
|  | 6 | 26 | 14:01-14:30 | 1 | 1
|  | 6 | 26 | 14:31-15:00 | 1 | 1
|  | 6 | 26 | 15:01-15:30 | 1 | 1
|  | 6 | 26 | 15:31-16:00 | 1 | 1
|  | 6 | 26 | 16:01-16:30 | 1 | 1
|  | 6 | 26 | 16:31-17:00 | 1 | 1
|  | 6 | 26 | 17:01-17:30 | 1 | 1
|  | 6 | 26 | 17:31-18:00 | 1 | 1
|  | 6 | 26 | 18:01-18:30 | 1 | 1
|  | 6 | 26 | 18:31-19:00 | 1 | 1
|  | 6 | 26 | 19:01-19:30 | 1 | 1
|  | 6 | 26 | 19:31-20:00 | 1 | 1
|  | 6 | 26 | 20:01-20:30 | 1 | 1
|  | 6 | 26 | 20:31-21:00 | 1 | 1
|  | 6 | 26 | 21:01-21:30 | 1 | 1
|  | 6 | 26 | 21:31-22:00 | 1 | 1
|  | 6 | 26 | 22:01-22:30 | 1 | 1
|  | 6 | 26 | 22:31-23:00 | 1 | 1
|  | 6 | 26 | 23:01-23:30 | 1 | 1
|  | 6 | 26 | 23:31-00:00 | 1 | 1
|  | 6 | 27 | 00:01-00:30 | 1 | 1
|  | 6 | 27 | 00:31-01:00 | 1 | 1
|  | 6 | 27 | 01:01-01:30 | 1 | 1
|  | 6 | 27 | 01:31-02:00 | 1 | 1
|  | 6 | 27 | 02:01-02:30 | 1 | 1
|  | 6 | 27 | 02:31-03:00 | 1 | 1
|  | 6 | 27 | 03:01-03:30 | 1 | 1
|  | 6 | 27 | 03:31-04:00 | 1 | 1
|  | 6 | 27 | 04:01-04:30 | 1 | 1
|  | 6 | 27 | 04:31-05:00 | 1 | 1
|  | 6 | 27 | 05:01-05:30 | 1 | 1
|  | 6 | 27 | 05:31-06:00 | 1 | 1
|  | 6 | 27 | 06:01-06:30 | 1 | 1
|  | 6 | 27 | 06:31-07:00 | 1 | 1
|  | 6 | 27 | 07:01-07:30 | 1 | 1
|  | 6 | 27 | 07:31-08:00 | 1 | 1
|  | 6 | 27 | 08:01-08:30 | 1 | 1
|  | 6 | 27 | 08:31-09:00 | 1 | 1
|  | 6 | 27 | 09:01-09:30 | 1 | 1
|  | 6 | 27 | 09:31-10:00 | 1 | 1
|  | 6 | 27 | 10:01-10:30 | 1 | 1
|  | 6 | 27 | 10:31-11:00 | 1 | 1
|  | 6 | 27 | 11:01-11:30 | 1 | 1
|  | 6 | 27 | 11:31-12:00 | 1 | 1
|  | 6 | 27 | 12:01-12:30 | 1 | 1
|  | 6 | 27 | 12:31-13:00 | 1 | 1
|  | 6 | 27 | 13:01-13:30 | 1 | 1
|  | 6 | 27 | 13:31-14:00 | 1 | 1
|  | 6 | 27 | 14:01-14:30 | 1 | 1
|  | 6 | 27 | 14:31-15:00 | 1 | 1
|  | 6 | 27 | 15:01-15:30 | 1 | 1
|  | 6 | 27 | 15:31-16:00 | 1 | 1
|  | 6 | 27 | 16:01-16:30 | 1 | 1
|  | 6 | 27 | 16:31-17:00 | 1 | 1
|  | 6 | 27 | 17:01-17:30 | 1 | 1
|  | 6 | 27 | 17:31-18:00 | 1 | 1
|  | 6 | 27 | 18:01-18:30 | 1 | 1
|  | 6 | 27 | 18:31-19:00 | 1 | 1
|  | 6 | 27 | 19:01-19:30 | 1 | 1
|  | 6 | 27 | 19:31-20:00 | 1 | 1
|  | 6 | 27 | 20:01-20:30 | 1 | 1
|  | 6 | 27 | 20:31-21:00 | 1 | 1
|  | 6 | 27 | 21:01-21:30 | 1 | 1
|  | 6 | 27 | 21:31-22:00 | 1 | 1
|  | 6 | 27 | 22:01-22:30 | 1 | 1
|  | 6 | 27 | 22:31-23:00 | 1 | 1
|  | 6 | 27 | 23:01-23:30 | 1 | 1
|  | 6 | 27 | 23:31-00:00 | 1 | 1
|  | 6 | 28 | 00:01-00:30 | 1 | 1
|  | 6 | 28 | 00:31-01:00 | 1 | 1
|  | 6 | 28 | 01:01-01:30 | 1 | 1
|  | 6 | 28 | 01:31-02:00 | 1 | 1
|  | 6 | 28 | 02:01-02:30 | 1 | 1
|  | 6 | 28 | 02:31-03:00 | 1 | 1
|  | 6 | 28 | 03:01-03:30 | 1 | 1
|  | 6 | 28 | 03:31-04:00 | 1 | 1
|  | 6 | 28 | 04:01-04:30 | 1 | 1
|  | 6 | 28 | 04:31-05:00 | 1 | 1
|  | 6 | 28 | 05:01-05:30 | 1 | 1
|  | 6 | 28 | 05:31-06:00 | 1 | 1
|  | 6 | 28 | 06:01-06:30 | 1 | 1
|  | 6 | 28 | 06:31-07:00 | 1 | 1
|  | 6 | 28 | 07:01-07:30 | 1 | 1
|  | 6 | 28 | 07:31-08:00 | 1 | 1
|  | 6 | 28 | 08:01-08:30 | 1 | 1
|  | 6 | 28 | 08:31-09:00 | 1 | 1
|  | 6 | 28 | 09:01-09:30 | 1 | 1
|  | 6 | 28 | 09:31-10:00 | 1 | 1
|  | 6 | 28 | 10:01-10:30 | 1 | 1
|  | 6 | 28 | 10:31-11:00 | 1 | 1
|  | 6 | 28 | 11:01-11:30 | 1 | 1
|  | 6 | 28 | 11:31-12:00 | 1 | 1
|  | 6 | 28 | 12:01-12:30 | 1 | 1
|  | 6 | 28 | 12:31-13:00 | 1 | 1
|  | 6 | 28 | 13:01-13:30 | 1 | 1
|  | 6 | 28 | 13:31-14:00 | 1 | 1
|  | 6 | 28 | 14:01-14:30 | 1 | 1
|  | 6 | 28 | 14:31-15:00 | 1 | 1
|  | 6 | 28 | 15:01-15:30 | 1 | 1
|  | 6 | 28 | 15:31-16:00 | 1 | 1
|  | 6 | 28 | 16:01-16:30 | 1 | 1
|  | 6 | 28 | 16:31-17:00 | 1 | 1
|  | 6 | 28 | 17:01-17:30 | 1 | 1
|  | 6 | 28 | 17:31-18:00 | 1 | 1
|  | 6 | 28 | 18:01-18:30 | 1 | 1
|  | 6 | 28 | 18:31-19:00 | 1 | 1
|  | 6 | 28 | 19:01-19:30 | 1 | 1
|  | 6 | 28 | 19:31-20:00 | 1 | 1
|  | 6 | 28 | 20:01-20:30 | 1 | 1
|  | 6 | 28 | 20:31-21:00 | 1 | 1
|  | 6 | 28 | 21:01-21:30 | 1 | 1
|  | 6 | 28 | 21:31-22:00 | 1 | 1
|  | 6 | 28 | 22:01-22:30 | 1 | 1
|  | 6 | 28 | 22:31-23:00 | 1 | 1
|  | 6 | 28 | 23:01-23:30 | 1 | 1
|  | 6 | 28 | 23:31-00:00 | 1 | 1
|  | 6 | 29 | 00:01-00:30 | 1 | 1
|  | 6 | 29 | 00:31-01:00 | 1 | 1
|  | 6 | 29 | 01:01-01:30 | 1 | 1
|  | 6 | 29 | 01:31-02:00 | 1 | 1
|  | 6 | 29 | 02:01-02:30 | 1 | 1
|  | 6 | 29 | 02:31-03:00 | 1 | 1
|  | 6 | 29 | 03:01-03:30 | 1 | 1
|  | 6 | 29 | 03:31-04:00 | 1 | 1
|  | 6 | 29 | 04:01-04:30 | 1 | 1
|  | 6 | 29 | 04:31-05:00 | 1 | 1
|  | 6 | 29 | 05:01-05:30 | 1 | 1
|  | 6 | 29 | 05:31-06:00 | 1 | 1
|  | 6 | 29 | 06:01-06:30 | 1 | 1
|  | 6 | 29 | 06:31-07:00 | 1 | 1
|  | 6 | 29 | 07:01-07:30 | 1 | 1
|  | 6 | 29 | 07:31-08:00 | 1 | 1
|  | 6 | 29 | 08:01-08:30 | 1 | 1
|  | 6 | 29 | 08:31-09:00 | 1 | 1
|  | 6 | 29 | 09:01-09:30 | 1 | 1
|  | 6 | 29 | 09:31-10:00 | 1 | 1
|  | 6 | 29 | 10:01-10:30 | 1 | 1
|  | 6 | 29 | 10:31-11:00 | 1 | 1
|  | 6 | 29 | 11:01-11:30 | 1 | 1
|  | 6 | 29 | 11:31-12:00 | 1 | 1
|  | 6 | 29 | 12:01-12:30 | 1 | 1
|  | 6 | 29 | 12:31-13:00 | 1 | 1
|  | 6 | 29 | 13:01-13:30 | 1 | 1
|  | 6 | 29 | 13:31-14:00 | 1 | 1
|  | 6 | 29 | 14:01-14:30 | 1 | 1
|  | 6 | 29 | 14:31-15:00 | 1 | 1
|  | 6 | 29 | 15:01-15:30 | 1 | 1
|  | 6 | 29 | 15:31-16:00 | 1 | 1
|  | 6 | 29 | 16:01-16:30 | 1 | 1
|  | 6 | 29 | 16:31-17:00 | 1 | 1
|  | 6 | 29 | 17:01-17:30 | 1 | 1
|  | 6 | 29 | 17:31-18:00 | 1 | 1
|  | 6 | 29 | 18:01-18:30 | 1 | 1
|  | 6 | 29 | 18:31-19:00 | 1 | 1
|  | 6 | 29 | 19:01-19:30 | 1 | 1
|  | 6 | 29 | 19:31-20:00 | 1 | 1
|  | 6 | 29 | 20:01-20:30 | 1 | 1
|  | 6 | 29 | 20:31-21:00 | 1 | 1
|  | 6 | 29 | 21:01-21:30 | 1 | 1
|  | 6 | 29 | 21:31-22:00 | 1 | 1
|  | 6 | 29 | 22:01-22:30 | 1 | 1
|  | 6 | 29 | 22:31-23:00 | 1 | 1
|  | 6 | 29 | 23:01-23:30 | 1 | 1
|  | 6 | 29 | 23:31-00:00 | 1 | 1
|  | 6 | 30 | 00:01-00:30 | 1 | 1
|  | 6 | 30 | 00:31-01:00 | 1 | 1
|  | 6 | 30 | 01:01-01:30 | 1 | 1
|  | 6 | 30 | 01:31-02:00 | 1 | 1
|  | 6 | 30 | 02:01-02:30 | 1 | 1
|  | 6 | 30 | 02:31-03:00 | 1 | 1
|  | 6 | 30 | 03:01-03:30 | 1 | 1
|  | 6 | 30 | 03:31-04:00 | 1 | 1
|  | 6 | 30 | 04:01-04:30 | 1 | 1
|  | 6 | 30 | 04:31-05:00 | 1 | 1
|  | 6 | 30 | 05:01-05:30 | 1 | 1
|  | 6 | 30 | 05:31-06:00 | 1 | 1
|  | 6 | 30 | 06:01-06:30 | 1 | 1
|  | 6 | 30 | 06:31-07:00 | 1 | 1
|  | 6 | 30 | 07:01-07:30 | 1 | 1
|  | 6 | 30 | 07:31-08:00 | 1 | 1
|  | 6 | 30 | 08:01-08:30 | 1 | 1
|  | 6 | 30 | 08:31-09:00 | 1 | 1
|  | 6 | 30 | 09:01-09:30 | 1 | 1
|  | 6 | 30 | 09:31-10:00 | 1 | 1
|  | 6 | 30 | 10:01-10:30 | 1 | 1
|  | 6 | 30 | 10:31-11:00 | 1 | 1
|  | 6 | 30 | 11:01-11:30 | 1 | 1
|  | 6 | 30 | 11:31-12:00 | 1 | 1
|  | 6 | 30 | 12:01-12:30 | 1 | 1
|  | 6 | 30 | 12:31-13:00 | 1 | 1
|  | 6 | 30 | 13:01-13:30 | 1 | 1
|  | 6 | 30 | 13:31-14:00 | 1 | 1
|  | 6 | 30 | 14:01-14:30 | 1 | 1
|  | 6 | 30 | 14:31-15:00 | 1 | 1
|  | 6 | 30 | 15:01-15:30 | 1 | 1
|  | 6 | 30 | 15:31-16:00 | 1 | 1
|  | 6 | 30 | 16:01-16:30 | 1 | 1
|  | 6 | 30 | 16:31-17:00 | 1 | 1
|  | 6 | 30 | 17:01-17:30 | 1 | 1
|  | 6 | 30 | 17:31-18:00 | 1 | 1
|  | 6 | 30 | 18:01-18:30 | 1 | 1
|  | 6 | 30 | 18:31-19:00 | 1 | 1
|  | 6 | 30 | 19:01-19:30 | 1 | 1
|  | 6 | 30 | 19:31-20:00 | 1 | 1
|  | 6 | 30 | 20:01-20:30 | 1 | 1
|  | 6 | 30 | 20:31-21:00 | 1 | 1
|  | 6 | 30 | 21:01-21:30 | 1 | 1
|  | 6 | 30 | 21:31-22:00 | 1 | 1
|  | 6 | 30 | 22:01-22:30 | 1 | 1
|  | 6 | 30 | 22:31-23:00 | 1 | 1
|  | 6 | 30 | 23:01-23:30 | 1 | 1
|  | 6 | 30 | 23:31-00:00 | 1 | 1
|  | 7 | 1 | 00:01-00:30 | 0 | 1
|  | 7 | 1 | 00:31-01:00 | 0 | 1
|  | 7 | 1 | 01:01-01:30 | 0 | 1
|  | 7 | 1 | 01:31-02:00 | 0 | 1
|  | 7 | 1 | 02:01-02:30 | 0 | 1
|  | 7 | 1 | 02:31-03:00 | 0 | 1
|  | 7 | 1 | 03:01-03:30 | 0 | 1
|  | 7 | 1 | 03:31-04:00 | 0 | 1
|  | 7 | 1 | 04:01-04:30 | 0 | 1
|  | 7 | 1 | 04:31-05:00 | 0 | 1
|  | 7 | 1 | 05:01-05:30 | 0 | 1
|  | 7 | 1 | 05:31-06:00 | 0 | 1
|  | 7 | 1 | 06:01-06:30 | 0 | 1
|  | 7 | 1 | 06:31-07:00 | 0 | 1
|  | 7 | 1 | 07:01-07:30 | 0 | 1
|  | 7 | 1 | 07:31-08:00 | 0 | 1
|  | 7 | 1 | 08:01-08:30 | 0 | 1
|  | 7 | 1 | 08:31-09:00 | 0 | 1
|  | 7 | 1 | 09:01-09:30 | 0 | 1
|  | 7 | 1 | 09:31-10:00 | 0 | 1
|  | 7 | 1 | 10:01-10:30 | 0 | 1
|  | 7 | 1 | 10:31-11:00 | 0 | 1
|  | 7 | 1 | 11:01-11:30 | 0 | 1
|  | 7 | 1 | 11:31-12:00 | 0 | 1
|  | 7 | 1 | 12:01-12:30 | 0 | 1
|  | 7 | 1 | 12:31-13:00 | 0 | 1
|  | 7 | 1 | 13:01-13:30 | 0 | 1
|  | 7 | 1 | 13:31-14:00 | 0 | 1
|  | 7 | 1 | 14:01-14:30 | 0 | 1
|  | 7 | 1 | 14:31-15:00 | 0 | 1
|  | 7 | 1 | 15:01-15:30 | 0 | 1
|  | 7 | 1 | 15:31-16:00 | 0 | 1
|  | 7 | 1 | 16:01-16:30 | 0 | 1
|  | 7 | 1 | 16:31-17:00 | 0 | 1
|  | 7 | 1 | 17:01-17:30 | 0 | 1
|  | 7 | 1 | 17:31-18:00 | 0 | 1
|  | 7 | 1 | 18:01-18:30 | 0 | 1
|  | 7 | 1 | 18:31-19:00 | 0 | 1
|  | 7 | 1 | 19:01-19:30 | 0 | 1
|  | 7 | 1 | 19:31-20:00 | 0 | 1
|  | 7 | 1 | 20:01-20:30 | 0 | 1
|  | 7 | 1 | 20:31-21:00 | 0 | 1
|  | 7 | 1 | 21:01-21:30 | 0 | 1
|  | 7 | 1 | 21:31-22:00 | 0 | 1
|  | 7 | 1 | 22:01-22:30 | 0 | 1
|  | 7 | 1 | 22:31-23:00 | 0 | 1
|  | 7 | 1 | 23:01-23:30 | 0 | 1
|  | 7 | 1 | 23:31-00:00 | 0 | 1
|  | 7 | 2 | 00:01-00:30 | 0 | 1
|  | 7 | 2 | 00:31-01:00 | 0 | 1
|  | 7 | 2 | 01:01-01:30 | 0 | 1
|  | 7 | 2 | 01:31-02:00 | 0 | 1
|  | 7 | 2 | 02:01-02:30 | 0 | 1
|  | 7 | 2 | 02:31-03:00 | 0 | 1
|  | 7 | 2 | 03:01-03:30 | 0 | 1
|  | 7 | 2 | 03:31-04:00 | 0 | 1
|  | 7 | 2 | 04:01-04:30 | 0 | 1
|  | 7 | 2 | 04:31-05:00 | 0 | 1
|  | 7 | 2 | 05:01-05:30 | 0 | 1
|  | 7 | 2 | 05:31-06:00 | 0 | 1
|  | 7 | 2 | 06:01-06:30 | 0 | 1
|  | 7 | 2 | 06:31-07:00 | 0 | 1
|  | 7 | 2 | 07:01-07:30 | 0 | 1
|  | 7 | 2 | 07:31-08:00 | 0 | 1
|  | 7 | 2 | 08:01-08:30 | 0 | 1
|  | 7 | 2 | 08:31-09:00 | 0 | 1
|  | 7 | 2 | 09:01-09:30 | 0 | 1
|  | 7 | 2 | 09:31-10:00 | 0 | 1
|  | 7 | 2 | 10:01-10:30 | 0 | 1
|  | 7 | 2 | 10:31-11:00 | 0 | 1
|  | 7 | 2 | 11:01-11:30 | 0 | 1
|  | 7 | 2 | 11:31-12:00 | 0 | 1
|  | 7 | 2 | 12:01-12:30 | 0 | 1
|  | 7 | 2 | 12:31-13:00 | 0 | 1
|  | 7 | 2 | 13:01-13:30 | 0 | 1
|  | 7 | 2 | 13:31-14:00 | 0 | 1
|  | 7 | 2 | 14:01-14:30 | 0 | 1
|  | 7 | 2 | 14:31-15:00 | 0 | 1
|  | 7 | 2 | 15:01-15:30 | 0 | 1
|  | 7 | 2 | 15:31-16:00 | 0 | 1
|  | 7 | 2 | 16:01-16:30 | 0 | 1
|  | 7 | 2 | 16:31-17:00 | 0 | 1
|  | 7 | 2 | 17:01-17:30 | 0 | 1
|  | 7 | 2 | 17:31-18:00 | 0 | 1
|  | 7 | 2 | 18:01-18:30 | 0 | 1
|  | 7 | 2 | 18:31-19:00 | 0 | 1
|  | 7 | 2 | 19:01-19:30 | 0 | 1
|  | 7 | 2 | 19:31-20:00 | 0 | 1
|  | 7 | 2 | 20:01-20:30 | 0 | 1
|  | 7 | 2 | 20:31-21:00 | 0 | 1
|  | 7 | 2 | 21:01-21:30 | 0 | 1
|  | 7 | 2 | 21:31-22:00 | 0 | 1
|  | 7 | 2 | 22:01-22:30 | 0 | 1
|  | 7 | 2 | 22:31-23:00 | 0 | 1
|  | 7 | 2 | 23:01-23:30 | 0 | 1
|  | 7 | 2 | 23:31-00:00 | 0 | 1
|  | 7 | 3 | 00:01-00:30 | 1 | 1
|  | 7 | 3 | 00:31-01:00 | 1 | 1
|  | 7 | 3 | 01:01-01:30 | 1 | 1
|  | 7 | 3 | 01:31-02:00 | 1 | 1
|  | 7 | 3 | 02:01-02:30 | 1 | 1
|  | 7 | 3 | 02:31-03:00 | 1 | 1
|  | 7 | 3 | 03:01-03:30 | 1 | 1
|  | 7 | 3 | 03:31-04:00 | 1 | 1
|  | 7 | 3 | 04:01-04:30 | 1 | 1
|  | 7 | 3 | 04:31-05:00 | 1 | 1
|  | 7 | 3 | 05:01-05:30 | 1 | 1
|  | 7 | 3 | 05:31-06:00 | 1 | 1
|  | 7 | 3 | 06:01-06:30 | 1 | 1
|  | 7 | 3 | 06:31-07:00 | 1 | 1
|  | 7 | 3 | 07:01-07:30 | 1 | 1
|  | 7 | 3 | 07:31-08:00 | 1 | 1
|  | 7 | 3 | 08:01-08:30 | 1 | 1
|  | 7 | 3 | 08:31-09:00 | 1 | 1
|  | 7 | 3 | 09:01-09:30 | 1 | 1
|  | 7 | 3 | 09:31-10:00 | 1 | 1
|  | 7 | 3 | 10:01-10:30 | 1 | 1
|  | 7 | 3 | 10:31-11:00 | 1 | 1
|  | 7 | 3 | 11:01-11:30 | 1 | 1
|  | 7 | 3 | 11:31-12:00 | 1 | 1
|  | 7 | 3 | 12:01-12:30 | 1 | 1
|  | 7 | 3 | 12:31-13:00 | 1 | 1
|  | 7 | 3 | 13:01-13:30 | 1 | 1
|  | 7 | 3 | 13:31-14:00 | 1 | 1
|  | 7 | 3 | 14:01-14:30 | 1 | 1
|  | 7 | 3 | 14:31-15:00 | 1 | 1
|  | 7 | 3 | 15:01-15:30 | 1 | 1
|  | 7 | 3 | 15:31-16:00 | 1 | 1
|  | 7 | 3 | 16:01-16:30 | 1 | 1
|  | 7 | 3 | 16:31-17:00 | 1 | 1
|  | 7 | 3 | 17:01-17:30 | 1 | 1
|  | 7 | 3 | 17:31-18:00 | 1 | 1
|  | 7 | 3 | 18:01-18:30 | 1 | 1
|  | 7 | 3 | 18:31-19:00 | 1 | 1
|  | 7 | 3 | 19:01-19:30 | 1 | 1
|  | 7 | 3 | 19:31-20:00 | 1 | 1
|  | 7 | 3 | 20:01-20:30 | 1 | 1
|  | 7 | 3 | 20:31-21:00 | 1 | 1
|  | 7 | 3 | 21:01-21:30 | 1 | 1
|  | 7 | 3 | 21:31-22:00 | 1 | 1
|  | 7 | 3 | 22:01-22:30 | 1 | 1
|  | 7 | 3 | 22:31-23:00 | 1 | 1
|  | 7 | 3 | 23:01-23:30 | 1 | 1
|  | 7 | 3 | 23:31-00:00 | 1 | 1
|  | 7 | 4 | 00:01-00:30 | 1 | 1
|  | 7 | 4 | 00:31-01:00 | 1 | 1
|  | 7 | 4 | 01:01-01:30 | 1 | 1
|  | 7 | 4 | 01:31-02:00 | 1 | 1
|  | 7 | 4 | 02:01-02:30 | 1 | 1
|  | 7 | 4 | 02:31-03:00 | 1 | 1
|  | 7 | 4 | 03:01-03:30 | 1 | 1
|  | 7 | 4 | 03:31-04:00 | 1 | 1
|  | 7 | 4 | 04:01-04:30 | 1 | 1
|  | 7 | 4 | 04:31-05:00 | 1 | 1
|  | 7 | 4 | 05:01-05:30 | 1 | 1
|  | 7 | 4 | 05:31-06:00 | 1 | 1
|  | 7 | 4 | 06:01-06:30 | 1 | 1
|  | 7 | 4 | 06:31-07:00 | 1 | 1
|  | 7 | 4 | 07:01-07:30 | 1 | 1
|  | 7 | 4 | 07:31-08:00 | 1 | 1
|  | 7 | 4 | 08:01-08:30 | 1 | 1
|  | 7 | 4 | 08:31-09:00 | 1 | 1
|  | 7 | 4 | 09:01-09:30 | 1 | 1
|  | 7 | 4 | 09:31-10:00 | 1 | 1
|  | 7 | 4 | 10:01-10:30 | 1 | 1
|  | 7 | 4 | 10:31-11:00 | 1 | 1
|  | 7 | 4 | 11:01-11:30 | 1 | 1
|  | 7 | 4 | 11:31-12:00 | 1 | 1
|  | 7 | 4 | 12:01-12:30 | 1 | 1
|  | 7 | 4 | 12:31-13:00 | 1 | 1
|  | 7 | 4 | 13:01-13:30 | 1 | 1
|  | 7 | 4 | 13:31-14:00 | 1 | 1
|  | 7 | 4 | 14:01-14:30 | 1 | 1
|  | 7 | 4 | 14:31-15:00 | 1 | 1
|  | 7 | 4 | 15:01-15:30 | 1 | 1
|  | 7 | 4 | 15:31-16:00 | 1 | 1
|  | 7 | 4 | 16:01-16:30 | 1 | 1
|  | 7 | 4 | 16:31-17:00 | 1 | 1
|  | 7 | 4 | 17:01-17:30 | 1 | 1
|  | 7 | 4 | 17:31-18:00 | 1 | 1
|  | 7 | 4 | 18:01-18:30 | 1 | 1
|  | 7 | 4 | 18:31-19:00 | 1 | 1
|  | 7 | 4 | 19:01-19:30 | 1 | 1
|  | 7 | 4 | 19:31-20:00 | 1 | 1
|  | 7 | 4 | 20:01-20:30 | 1 | 1
|  | 7 | 4 | 20:31-21:00 | 1 | 1
|  | 7 | 4 | 21:01-21:30 | 1 | 1
|  | 7 | 4 | 21:31-22:00 | 1 | 1
|  | 7 | 4 | 22:01-22:30 | 1 | 1
|  | 7 | 4 | 22:31-23:00 | 1 | 1
|  | 7 | 4 | 23:01-23:30 | 1 | 1
|  | 7 | 4 | 23:31-00:00 | 1 | 1
|  | 7 | 5 | 00:01-00:30 | 1 | 1
|  | 7 | 5 | 00:31-01:00 | 1 | 1
|  | 7 | 5 | 01:01-01:30 | 1 | 1
|  | 7 | 5 | 01:31-02:00 | 1 | 1
|  | 7 | 5 | 02:01-02:30 | 1 | 1
|  | 7 | 5 | 02:31-03:00 | 1 | 1
|  | 7 | 5 | 03:01-03:30 | 1 | 1
|  | 7 | 5 | 03:31-04:00 | 1 | 1
|  | 7 | 5 | 04:01-04:30 | 1 | 1
|  | 7 | 5 | 04:31-05:00 | 1 | 1
|  | 7 | 5 | 05:01-05:30 | 1 | 1
|  | 7 | 5 | 05:31-06:00 | 1 | 1
|  | 7 | 5 | 06:01-06:30 | 1 | 1
|  | 7 | 5 | 06:31-07:00 | 1 | 1
|  | 7 | 5 | 07:01-07:30 | 1 | 1
|  | 7 | 5 | 07:31-08:00 | 1 | 1
|  | 7 | 5 | 08:01-08:30 | 1 | 1
|  | 7 | 5 | 08:31-09:00 | 1 | 1
|  | 7 | 5 | 09:01-09:30 | 1 | 1
|  | 7 | 5 | 09:31-10:00 | 1 | 1
|  | 7 | 5 | 10:01-10:30 | 1 | 1
|  | 7 | 5 | 10:31-11:00 | 1 | 1
|  | 7 | 5 | 11:01-11:30 | 1 | 1
|  | 7 | 5 | 11:31-12:00 | 1 | 1
|  | 7 | 5 | 12:01-12:30 | 1 | 1
|  | 7 | 5 | 12:31-13:00 | 1 | 1
|  | 7 | 5 | 13:01-13:30 | 1 | 1
|  | 7 | 5 | 13:31-14:00 | 1 | 1
|  | 7 | 5 | 14:01-14:30 | 1 | 1
|  | 7 | 5 | 14:31-15:00 | 1 | 1
|  | 7 | 5 | 15:01-15:30 | 1 | 1
|  | 7 | 5 | 15:31-16:00 | 1 | 1
|  | 7 | 5 | 16:01-16:30 | 1 | 1
|  | 7 | 5 | 16:31-17:00 | 1 | 1
|  | 7 | 5 | 17:01-17:30 | 1 | 1
|  | 7 | 5 | 17:31-18:00 | 1 | 1
|  | 7 | 5 | 18:01-18:30 | 1 | 1
|  | 7 | 5 | 18:31-19:00 | 1 | 1
|  | 7 | 5 | 19:01-19:30 | 1 | 1
|  | 7 | 5 | 19:31-20:00 | 1 | 1
|  | 7 | 5 | 20:01-20:30 | 1 | 1
|  | 7 | 5 | 20:31-21:00 | 1 | 1
|  | 7 | 5 | 21:01-21:30 | 1 | 1
|  | 7 | 5 | 21:31-22:00 | 1 | 1
|  | 7 | 5 | 22:01-22:30 | 1 | 1
|  | 7 | 5 | 22:31-23:00 | 1 | 1
|  | 7 | 5 | 23:01-23:30 | 1 | 1
|  | 7 | 5 | 23:31-00:00 | 1 | 1
|  | 7 | 6 | 00:01-00:30 | 1 | 1
|  | 7 | 6 | 00:31-01:00 | 1 | 1
|  | 7 | 6 | 01:01-01:30 | 1 | 1
|  | 7 | 6 | 01:31-02:00 | 1 | 1
|  | 7 | 6 | 02:01-02:30 | 1 | 1
|  | 7 | 6 | 02:31-03:00 | 1 | 1
|  | 7 | 6 | 03:01-03:30 | 1 | 1
|  | 7 | 6 | 03:31-04:00 | 1 | 1
|  | 7 | 6 | 04:01-04:30 | 1 | 1
|  | 7 | 6 | 04:31-05:00 | 1 | 1
|  | 7 | 6 | 05:01-05:30 | 1 | 1
|  | 7 | 6 | 05:31-06:00 | 1 | 1
|  | 7 | 6 | 06:01-06:30 | 1 | 1
|  | 7 | 6 | 06:31-07:00 | 1 | 1
|  | 7 | 6 | 07:01-07:30 | 1 | 1
|  | 7 | 6 | 07:31-08:00 | 1 | 1
|  | 7 | 6 | 08:01-08:30 | 1 | 1
|  | 7 | 6 | 08:31-09:00 | 1 | 1
|  | 7 | 6 | 09:01-09:30 | 1 | 1
|  | 7 | 6 | 09:31-10:00 | 1 | 1
|  | 7 | 6 | 10:01-10:30 | 1 | 1
|  | 7 | 6 | 10:31-11:00 | 1 | 1
|  | 7 | 6 | 11:01-11:30 | 1 | 1
|  | 7 | 6 | 11:31-12:00 | 1 | 1
|  | 7 | 6 | 12:01-12:30 | 1 | 1
|  | 7 | 6 | 12:31-13:00 | 1 | 1
|  | 7 | 6 | 13:01-13:30 | 1 | 1
|  | 7 | 6 | 13:31-14:00 | 1 | 1
|  | 7 | 6 | 14:01-14:30 | 1 | 1
|  | 7 | 6 | 14:31-15:00 | 1 | 1
|  | 7 | 6 | 15:01-15:30 | 1 | 1
|  | 7 | 6 | 15:31-16:00 | 1 | 1
|  | 7 | 6 | 16:01-16:30 | 1 | 1
|  | 7 | 6 | 16:31-17:00 | 1 | 1
|  | 7 | 6 | 17:01-17:30 | 1 | 1
|  | 7 | 6 | 17:31-18:00 | 1 | 1
|  | 7 | 6 | 18:01-18:30 | 1 | 1
|  | 7 | 6 | 18:31-19:00 | 1 | 1
|  | 7 | 6 | 19:01-19:30 | 1 | 1
|  | 7 | 6 | 19:31-20:00 | 1 | 1
|  | 7 | 6 | 20:01-20:30 | 1 | 1
|  | 7 | 6 | 20:31-21:00 | 1 | 1
|  | 7 | 6 | 21:01-21:30 | 1 | 1
|  | 7 | 6 | 21:31-22:00 | 1 | 1
|  | 7 | 6 | 22:01-22:30 | 1 | 1
|  | 7 | 6 | 22:31-23:00 | 1 | 1
|  | 7 | 6 | 23:01-23:30 | 1 | 1
|  | 7 | 6 | 23:31-00:00 | 1 | 1
|  | 7 | 7 | 00:01-00:30 | 1 | 1
|  | 7 | 7 | 00:31-01:00 | 1 | 1
|  | 7 | 7 | 01:01-01:30 | 1 | 1
|  | 7 | 7 | 01:31-02:00 | 1 | 1
|  | 7 | 7 | 02:01-02:30 | 1 | 1
|  | 7 | 7 | 02:31-03:00 | 1 | 1
|  | 7 | 7 | 03:01-03:30 | 1 | 1
|  | 7 | 7 | 03:31-04:00 | 1 | 1
|  | 7 | 7 | 04:01-04:30 | 1 | 1
|  | 7 | 7 | 04:31-05:00 | 1 | 1
|  | 7 | 7 | 05:01-05:30 | 1 | 1
|  | 7 | 7 | 05:31-06:00 | 1 | 1
|  | 7 | 7 | 06:01-06:30 | 1 | 1
|  | 7 | 7 | 06:31-07:00 | 1 | 1
|  | 7 | 7 | 07:01-07:30 | 1 | 1
|  | 7 | 7 | 07:31-08:00 | 1 | 1
|  | 7 | 7 | 08:01-08:30 | 1 | 1
|  | 7 | 7 | 08:31-09:00 | 1 | 1
|  | 7 | 7 | 09:01-09:30 | 1 | 1
|  | 7 | 7 | 09:31-10:00 | 1 | 1
|  | 7 | 7 | 10:01-10:30 | 1 | 1
|  | 7 | 7 | 10:31-11:00 | 1 | 1
|  | 7 | 7 | 11:01-11:30 | 1 | 1
|  | 7 | 7 | 11:31-12:00 | 1 | 1
|  | 7 | 7 | 12:01-12:30 | 1 | 1
|  | 7 | 7 | 12:31-13:00 | 1 | 1
|  | 7 | 7 | 13:01-13:30 | 1 | 1
|  | 7 | 7 | 13:31-14:00 | 1 | 1
|  | 7 | 7 | 14:01-14:30 | 1 | 1
|  | 7 | 7 | 14:31-15:00 | 1 | 1
|  | 7 | 7 | 15:01-15:30 | 1 | 1
|  | 7 | 7 | 15:31-16:00 | 1 | 1
|  | 7 | 7 | 16:01-16:30 | 1 | 1
|  | 7 | 7 | 16:31-17:00 | 1 | 1
|  | 7 | 7 | 17:01-17:30 | 1 | 1
|  | 7 | 7 | 17:31-18:00 | 1 | 1
|  | 7 | 7 | 18:01-18:30 | 1 | 1
|  | 7 | 7 | 18:31-19:00 | 1 | 1
|  | 7 | 7 | 19:01-19:30 | 1 | 1
|  | 7 | 7 | 19:31-20:00 | 1 | 1
|  | 7 | 7 | 20:01-20:30 | 1 | 1
|  | 7 | 7 | 20:31-21:00 | 1 | 1
|  | 7 | 7 | 21:01-21:30 | 1 | 1
|  | 7 | 7 | 21:31-22:00 | 1 | 1
|  | 7 | 7 | 22:01-22:30 | 1 | 1
|  | 7 | 7 | 22:31-23:00 | 1 | 1
|  | 7 | 7 | 23:01-23:30 | 1 | 1
|  | 7 | 7 | 23:31-00:00 | 1 | 1
|  | 7 | 8 | 00:01-00:30 | 0 | 1
|  | 7 | 8 | 00:31-01:00 | 0 | 1
|  | 7 | 8 | 01:01-01:30 | 0 | 1
|  | 7 | 8 | 01:31-02:00 | 0 | 1
|  | 7 | 8 | 02:01-02:30 | 0 | 1
|  | 7 | 8 | 02:31-03:00 | 0 | 1
|  | 7 | 8 | 03:01-03:30 | 0 | 1
|  | 7 | 8 | 03:31-04:00 | 0 | 1
|  | 7 | 8 | 04:01-04:30 | 0 | 1
|  | 7 | 8 | 04:31-05:00 | 0 | 1
|  | 7 | 8 | 05:01-05:30 | 0 | 1
|  | 7 | 8 | 05:31-06:00 | 0 | 1
|  | 7 | 8 | 06:01-06:30 | 0 | 1
|  | 7 | 8 | 06:31-07:00 | 0 | 1
|  | 7 | 8 | 07:01-07:30 | 0 | 1
|  | 7 | 8 | 07:31-08:00 | 0 | 1
|  | 7 | 8 | 08:01-08:30 | 0 | 1
|  | 7 | 8 | 08:31-09:00 | 0 | 1
|  | 7 | 8 | 09:01-09:30 | 0 | 1
|  | 7 | 8 | 09:31-10:00 | 0 | 1
|  | 7 | 8 | 10:01-10:30 | 0 | 1
|  | 7 | 8 | 10:31-11:00 | 0 | 1
|  | 7 | 8 | 11:01-11:30 | 0 | 1
|  | 7 | 8 | 11:31-12:00 | 0 | 1
|  | 7 | 8 | 12:01-12:30 | 0 | 1
|  | 7 | 8 | 12:31-13:00 | 0 | 1
|  | 7 | 8 | 13:01-13:30 | 0 | 1
|  | 7 | 8 | 13:31-14:00 | 0 | 1
|  | 7 | 8 | 14:01-14:30 | 0 | 1
|  | 7 | 8 | 14:31-15:00 | 0 | 1
|  | 7 | 8 | 15:01-15:30 | 0 | 1
|  | 7 | 8 | 15:31-16:00 | 0 | 1
|  | 7 | 8 | 16:01-16:30 | 0 | 1
|  | 7 | 8 | 16:31-17:00 | 0 | 1
|  | 7 | 8 | 17:01-17:30 | 0 | 1
|  | 7 | 8 | 17:31-18:00 | 0 | 1
|  | 7 | 8 | 18:01-18:30 | 0 | 1
|  | 7 | 8 | 18:31-19:00 | 0 | 1
|  | 7 | 8 | 19:01-19:30 | 0 | 1
|  | 7 | 8 | 19:31-20:00 | 0 | 1
|  | 7 | 8 | 20:01-20:30 | 0 | 1
|  | 7 | 8 | 20:31-21:00 | 0 | 1
|  | 7 | 8 | 21:01-21:30 | 0 | 1
|  | 7 | 8 | 21:31-22:00 | 0 | 1
|  | 7 | 8 | 22:01-22:30 | 0 | 1
|  | 7 | 8 | 22:31-23:00 | 0 | 1
|  | 7 | 8 | 23:01-23:30 | 0 | 1
|  | 7 | 8 | 23:31-00:00 | 0 | 1
|  | 7 | 9 | 00:01-00:30 | 0 | 1
|  | 7 | 9 | 00:31-01:00 | 0 | 1
|  | 7 | 9 | 01:01-01:30 | 0 | 1
|  | 7 | 9 | 01:31-02:00 | 0 | 1
|  | 7 | 9 | 02:01-02:30 | 0 | 1
|  | 7 | 9 | 02:31-03:00 | 0 | 1
|  | 7 | 9 | 03:01-03:30 | 0 | 1
|  | 7 | 9 | 03:31-04:00 | 0 | 1
|  | 7 | 9 | 04:01-04:30 | 0 | 1
|  | 7 | 9 | 04:31-05:00 | 0 | 1
|  | 7 | 9 | 05:01-05:30 | 0 | 1
|  | 7 | 9 | 05:31-06:00 | 0 | 1
|  | 7 | 9 | 06:01-06:30 | 0 | 1
|  | 7 | 9 | 06:31-07:00 | 0 | 1
|  | 7 | 9 | 07:01-07:30 | 0 | 1
|  | 7 | 9 | 07:31-08:00 | 0 | 1
|  | 7 | 9 | 08:01-08:30 | 0 | 1
|  | 7 | 9 | 08:31-09:00 | 0 | 1
|  | 7 | 9 | 09:01-09:30 | 0 | 1
|  | 7 | 9 | 09:31-10:00 | 0 | 1
|  | 7 | 9 | 10:01-10:30 | 0 | 1
|  | 7 | 9 | 10:31-11:00 | 0 | 1
|  | 7 | 9 | 11:01-11:30 | 0 | 1
|  | 7 | 9 | 11:31-12:00 | 0 | 1
|  | 7 | 9 | 12:01-12:30 | 0 | 1
|  | 7 | 9 | 12:31-13:00 | 0 | 1
|  | 7 | 9 | 13:01-13:30 | 0 | 1
|  | 7 | 9 | 13:31-14:00 | 0 | 1
|  | 7 | 9 | 14:01-14:30 | 0 | 1
|  | 7 | 9 | 14:31-15:00 | 0 | 1
|  | 7 | 9 | 15:01-15:30 | 0 | 1
|  | 7 | 9 | 15:31-16:00 | 0 | 1
|  | 7 | 9 | 16:01-16:30 | 0 | 1
|  | 7 | 9 | 16:31-17:00 | 0 | 1
|  | 7 | 9 | 17:01-17:30 | 0 | 1
|  | 7 | 9 | 17:31-18:00 | 0 | 1
|  | 7 | 9 | 18:01-18:30 | 0 | 1
|  | 7 | 9 | 18:31-19:00 | 0 | 1
|  | 7 | 9 | 19:01-19:30 | 0 | 1
|  | 7 | 9 | 19:31-20:00 | 0 | 1
|  | 7 | 9 | 20:01-20:30 | 0 | 1
|  | 7 | 9 | 20:31-21:00 | 0 | 1
|  | 7 | 9 | 21:01-21:30 | 0 | 1
|  | 7 | 9 | 21:31-22:00 | 0 | 1
|  | 7 | 9 | 22:01-22:30 | 0 | 1
|  | 7 | 9 | 22:31-23:00 | 0 | 1
|  | 7 | 9 | 23:01-23:30 | 0 | 1
|  | 7 | 9 | 23:31-00:00 | 0 | 1
|  | 7 | 10 | 00:01-00:30 | 1 | 1
|  | 7 | 10 | 00:31-01:00 | 1 | 1
|  | 7 | 10 | 01:01-01:30 | 1 | 1
|  | 7 | 10 | 01:31-02:00 | 1 | 1
|  | 7 | 10 | 02:01-02:30 | 1 | 1
|  | 7 | 10 | 02:31-03:00 | 1 | 1
|  | 7 | 10 | 03:01-03:30 | 1 | 1
|  | 7 | 10 | 03:31-04:00 | 1 | 1
|  | 7 | 10 | 04:01-04:30 | 1 | 1
|  | 7 | 10 | 04:31-05:00 | 1 | 1
|  | 7 | 10 | 05:01-05:30 | 1 | 1
|  | 7 | 10 | 05:31-06:00 | 1 | 1
|  | 7 | 10 | 06:01-06:30 | 1 | 1
|  | 7 | 10 | 06:31-07:00 | 1 | 1
|  | 7 | 10 | 07:01-07:30 | 1 | 1
|  | 7 | 10 | 07:31-08:00 | 1 | 1
|  | 7 | 10 | 08:01-08:30 | 1 | 1
|  | 7 | 10 | 08:31-09:00 | 1 | 1
|  | 7 | 10 | 09:01-09:30 | 1 | 1
|  | 7 | 10 | 09:31-10:00 | 1 | 1
|  | 7 | 10 | 10:01-10:30 | 1 | 1
|  | 7 | 10 | 10:31-11:00 | 1 | 1
|  | 7 | 10 | 11:01-11:30 | 1 | 1
|  | 7 | 10 | 11:31-12:00 | 1 | 1
|  | 7 | 10 | 12:01-12:30 | 1 | 1
|  | 7 | 10 | 12:31-13:00 | 1 | 1
|  | 7 | 10 | 13:01-13:30 | 1 | 1
|  | 7 | 10 | 13:31-14:00 | 1 | 1
|  | 7 | 10 | 14:01-14:30 | 1 | 1
|  | 7 | 10 | 14:31-15:00 | 1 | 1
|  | 7 | 10 | 15:01-15:30 | 1 | 1
|  | 7 | 10 | 15:31-16:00 | 1 | 1
|  | 7 | 10 | 16:01-16:30 | 1 | 1
|  | 7 | 10 | 16:31-17:00 | 1 | 1
|  | 7 | 10 | 17:01-17:30 | 1 | 1
|  | 7 | 10 | 17:31-18:00 | 1 | 1
|  | 7 | 10 | 18:01-18:30 | 1 | 1
|  | 7 | 10 | 18:31-19:00 | 1 | 1
|  | 7 | 10 | 19:01-19:30 | 1 | 1
|  | 7 | 10 | 19:31-20:00 | 1 | 1
|  | 7 | 10 | 20:01-20:30 | 1 | 1
|  | 7 | 10 | 20:31-21:00 | 1 | 1
|  | 7 | 10 | 21:01-21:30 | 1 | 1
|  | 7 | 10 | 21:31-22:00 | 1 | 1
|  | 7 | 10 | 22:01-22:30 | 1 | 1
|  | 7 | 10 | 22:31-23:00 | 1 | 1
|  | 7 | 10 | 23:01-23:30 | 1 | 1
|  | 7 | 10 | 23:31-00:00 | 1 | 1
|  | 7 | 11 | 00:01-00:30 | 1 | 1
|  | 7 | 11 | 00:31-01:00 | 1 | 1
|  | 7 | 11 | 01:01-01:30 | 1 | 1
|  | 7 | 11 | 01:31-02:00 | 1 | 1
|  | 7 | 11 | 02:01-02:30 | 1 | 1
|  | 7 | 11 | 02:31-03:00 | 1 | 1
|  | 7 | 11 | 03:01-03:30 | 1 | 1
|  | 7 | 11 | 03:31-04:00 | 1 | 1
|  | 7 | 11 | 04:01-04:30 | 1 | 1
|  | 7 | 11 | 04:31-05:00 | 1 | 1
|  | 7 | 11 | 05:01-05:30 | 1 | 1
|  | 7 | 11 | 05:31-06:00 | 1 | 1
|  | 7 | 11 | 06:01-06:30 | 1 | 1
|  | 7 | 11 | 06:31-07:00 | 1 | 1
|  | 7 | 11 | 07:01-07:30 | 1 | 1
|  | 7 | 11 | 07:31-08:00 | 1 | 1
|  | 7 | 11 | 08:01-08:30 | 1 | 1
|  | 7 | 11 | 08:31-09:00 | 1 | 1
|  | 7 | 11 | 09:01-09:30 | 1 | 1
|  | 7 | 11 | 09:31-10:00 | 1 | 1
|  | 7 | 11 | 10:01-10:30 | 1 | 1
|  | 7 | 11 | 10:31-11:00 | 1 | 1
|  | 7 | 11 | 11:01-11:30 | 1 | 1
|  | 7 | 11 | 11:31-12:00 | 1 | 1
|  | 7 | 11 | 12:01-12:30 | 1 | 1
|  | 7 | 11 | 12:31-13:00 | 1 | 1
|  | 7 | 11 | 13:01-13:30 | 1 | 1
|  | 7 | 11 | 13:31-14:00 | 1 | 1
|  | 7 | 11 | 14:01-14:30 | 1 | 1
|  | 7 | 11 | 14:31-15:00 | 1 | 1
|  | 7 | 11 | 15:01-15:30 | 1 | 1
|  | 7 | 11 | 15:31-16:00 | 1 | 1
|  | 7 | 11 | 16:01-16:30 | 1 | 1
|  | 7 | 11 | 16:31-17:00 | 1 | 1
|  | 7 | 11 | 17:01-17:30 | 1 | 1
|  | 7 | 11 | 17:31-18:00 | 1 | 1
|  | 7 | 11 | 18:01-18:30 | 1 | 1
|  | 7 | 11 | 18:31-19:00 | 1 | 1
|  | 7 | 11 | 19:01-19:30 | 1 | 1
|  | 7 | 11 | 19:31-20:00 | 1 | 1
|  | 7 | 11 | 20:01-20:30 | 1 | 1
|  | 7 | 11 | 20:31-21:00 | 1 | 1
|  | 7 | 11 | 21:01-21:30 | 1 | 1
|  | 7 | 11 | 21:31-22:00 | 1 | 1
|  | 7 | 11 | 22:01-22:30 | 1 | 1
|  | 7 | 11 | 22:31-23:00 | 1 | 1
|  | 7 | 11 | 23:01-23:30 | 1 | 1
|  | 7 | 11 | 23:31-00:00 | 1 | 1
|  | 7 | 12 | 00:01-00:30 | 1 | 1
|  | 7 | 12 | 00:31-01:00 | 1 | 1
|  | 7 | 12 | 01:01-01:30 | 1 | 1
|  | 7 | 12 | 01:31-02:00 | 1 | 1
|  | 7 | 12 | 02:01-02:30 | 1 | 1
|  | 7 | 12 | 02:31-03:00 | 1 | 1
|  | 7 | 12 | 03:01-03:30 | 1 | 1
|  | 7 | 12 | 03:31-04:00 | 1 | 1
|  | 7 | 12 | 04:01-04:30 | 1 | 1
|  | 7 | 12 | 04:31-05:00 | 1 | 1
|  | 7 | 12 | 05:01-05:30 | 1 | 1
|  | 7 | 12 | 05:31-06:00 | 1 | 1
|  | 7 | 12 | 06:01-06:30 | 1 | 1
|  | 7 | 12 | 06:31-07:00 | 1 | 1
|  | 7 | 12 | 07:01-07:30 | 1 | 1
|  | 7 | 12 | 07:31-08:00 | 1 | 1
|  | 7 | 12 | 08:01-08:30 | 1 | 1
|  | 7 | 12 | 08:31-09:00 | 1 | 1
|  | 7 | 12 | 09:01-09:30 | 1 | 1
|  | 7 | 12 | 09:31-10:00 | 1 | 1
|  | 7 | 12 | 10:01-10:30 | 1 | 1
|  | 7 | 12 | 10:31-11:00 | 1 | 1
|  | 7 | 12 | 11:01-11:30 | 1 | 1
|  | 7 | 12 | 11:31-12:00 | 1 | 1
|  | 7 | 12 | 12:01-12:30 | 1 | 1
|  | 7 | 12 | 12:31-13:00 | 1 | 1
|  | 7 | 12 | 13:01-13:30 | 1 | 1
|  | 7 | 12 | 13:31-14:00 | 1 | 1
|  | 7 | 12 | 14:01-14:30 | 1 | 1
|  | 7 | 12 | 14:31-15:00 | 1 | 1
|  | 7 | 12 | 15:01-15:30 | 1 | 1
|  | 7 | 12 | 15:31-16:00 | 1 | 1
|  | 7 | 12 | 16:01-16:30 | 1 | 1
|  | 7 | 12 | 16:31-17:00 | 1 | 1
|  | 7 | 12 | 17:01-17:30 | 1 | 1
|  | 7 | 12 | 17:31-18:00 | 1 | 1
|  | 7 | 12 | 18:01-18:30 | 1 | 1
|  | 7 | 12 | 18:31-19:00 | 1 | 1
|  | 7 | 12 | 19:01-19:30 | 1 | 1
|  | 7 | 12 | 19:31-20:00 | 1 | 1
|  | 7 | 12 | 20:01-20:30 | 1 | 1
|  | 7 | 12 | 20:31-21:00 | 1 | 1
|  | 7 | 12 | 21:01-21:30 | 1 | 1
|  | 7 | 12 | 21:31-22:00 | 1 | 1
|  | 7 | 12 | 22:01-22:30 | 1 | 1
|  | 7 | 12 | 22:31-23:00 | 1 | 1
|  | 7 | 12 | 23:01-23:30 | 1 | 1
|  | 7 | 12 | 23:31-00:00 | 1 | 1
|  | 7 | 13 | 00:01-00:30 | 1 | 1
|  | 7 | 13 | 00:31-01:00 | 1 | 1
|  | 7 | 13 | 01:01-01:30 | 1 | 1
|  | 7 | 13 | 01:31-02:00 | 1 | 1
|  | 7 | 13 | 02:01-02:30 | 1 | 1
|  | 7 | 13 | 02:31-03:00 | 1 | 1
|  | 7 | 13 | 03:01-03:30 | 1 | 1
|  | 7 | 13 | 03:31-04:00 | 1 | 1
|  | 7 | 13 | 04:01-04:30 | 1 | 1
|  | 7 | 13 | 04:31-05:00 | 1 | 1
|  | 7 | 13 | 05:01-05:30 | 1 | 1
|  | 7 | 13 | 05:31-06:00 | 1 | 1
|  | 7 | 13 | 06:01-06:30 | 1 | 1
|  | 7 | 13 | 06:31-07:00 | 1 | 1
|  | 7 | 13 | 07:01-07:30 | 1 | 1
|  | 7 | 13 | 07:31-08:00 | 1 | 1
|  | 7 | 13 | 08:01-08:30 | 1 | 1
|  | 7 | 13 | 08:31-09:00 | 1 | 1
|  | 7 | 13 | 09:01-09:30 | 1 | 1
|  | 7 | 13 | 09:31-10:00 | 1 | 1
|  | 7 | 13 | 10:01-10:30 | 1 | 1
|  | 7 | 13 | 10:31-11:00 | 1 | 1
|  | 7 | 13 | 11:01-11:30 | 1 | 1
|  | 7 | 13 | 11:31-12:00 | 1 | 1
|  | 7 | 13 | 12:01-12:30 | 1 | 1
|  | 7 | 13 | 12:31-13:00 | 1 | 1
|  | 7 | 13 | 13:01-13:30 | 1 | 1
|  | 7 | 13 | 13:31-14:00 | 1 | 1
|  | 7 | 13 | 14:01-14:30 | 1 | 1
|  | 7 | 13 | 14:31-15:00 | 1 | 1
|  | 7 | 13 | 15:01-15:30 | 1 | 1
|  | 7 | 13 | 15:31-16:00 | 1 | 1
|  | 7 | 13 | 16:01-16:30 | 1 | 1
|  | 7 | 13 | 16:31-17:00 | 1 | 1
|  | 7 | 13 | 17:01-17:30 | 1 | 1
|  | 7 | 13 | 17:31-18:00 | 1 | 1
|  | 7 | 13 | 18:01-18:30 | 1 | 1
|  | 7 | 13 | 18:31-19:00 | 1 | 1
|  | 7 | 13 | 19:01-19:30 | 1 | 1
|  | 7 | 13 | 19:31-20:00 | 1 | 1
|  | 7 | 13 | 20:01-20:30 | 1 | 1
|  | 7 | 13 | 20:31-21:00 | 1 | 1
|  | 7 | 13 | 21:01-21:30 | 1 | 1
|  | 7 | 13 | 21:31-22:00 | 1 | 1
|  | 7 | 13 | 22:01-22:30 | 1 | 1
|  | 7 | 13 | 22:31-23:00 | 1 | 1
|  | 7 | 13 | 23:01-23:30 | 1 | 1
|  | 7 | 13 | 23:31-00:00 | 1 | 1
|  | 7 | 14 | 00:01-00:30 | 1 | 1
|  | 7 | 14 | 00:31-01:00 | 1 | 1
|  | 7 | 14 | 01:01-01:30 | 1 | 1
|  | 7 | 14 | 01:31-02:00 | 1 | 1
|  | 7 | 14 | 02:01-02:30 | 1 | 1
|  | 7 | 14 | 02:31-03:00 | 1 | 1
|  | 7 | 14 | 03:01-03:30 | 1 | 1
|  | 7 | 14 | 03:31-04:00 | 1 | 1
|  | 7 | 14 | 04:01-04:30 | 1 | 1
|  | 7 | 14 | 04:31-05:00 | 1 | 1
|  | 7 | 14 | 05:01-05:30 | 1 | 1
|  | 7 | 14 | 05:31-06:00 | 1 | 1
|  | 7 | 14 | 06:01-06:30 | 1 | 1
|  | 7 | 14 | 06:31-07:00 | 1 | 1
|  | 7 | 14 | 07:01-07:30 | 1 | 1
|  | 7 | 14 | 07:31-08:00 | 1 | 1
|  | 7 | 14 | 08:01-08:30 | 1 | 1
|  | 7 | 14 | 08:31-09:00 | 1 | 1
|  | 7 | 14 | 09:01-09:30 | 1 | 1
|  | 7 | 14 | 09:31-10:00 | 1 | 1
|  | 7 | 14 | 10:01-10:30 | 1 | 1
|  | 7 | 14 | 10:31-11:00 | 1 | 1
|  | 7 | 14 | 11:01-11:30 | 1 | 1
|  | 7 | 14 | 11:31-12:00 | 1 | 1
|  | 7 | 14 | 12:01-12:30 | 1 | 1
|  | 7 | 14 | 12:31-13:00 | 1 | 1
|  | 7 | 14 | 13:01-13:30 | 1 | 1
|  | 7 | 14 | 13:31-14:00 | 1 | 1
|  | 7 | 14 | 14:01-14:30 | 1 | 1
|  | 7 | 14 | 14:31-15:00 | 1 | 1
|  | 7 | 14 | 15:01-15:30 | 1 | 1
|  | 7 | 14 | 15:31-16:00 | 1 | 1
|  | 7 | 14 | 16:01-16:30 | 1 | 1
|  | 7 | 14 | 16:31-17:00 | 1 | 1
|  | 7 | 14 | 17:01-17:30 | 1 | 1
|  | 7 | 14 | 17:31-18:00 | 1 | 1
|  | 7 | 14 | 18:01-18:30 | 1 | 1
|  | 7 | 14 | 18:31-19:00 | 1 | 1
|  | 7 | 14 | 19:01-19:30 | 1 | 1
|  | 7 | 14 | 19:31-20:00 | 1 | 1
|  | 7 | 14 | 20:01-20:30 | 1 | 1
|  | 7 | 14 | 20:31-21:00 | 1 | 1
|  | 7 | 14 | 21:01-21:30 | 1 | 1
|  | 7 | 14 | 21:31-22:00 | 1 | 1
|  | 7 | 14 | 22:01-22:30 | 1 | 1
|  | 7 | 14 | 22:31-23:00 | 1 | 1
|  | 7 | 14 | 23:01-23:30 | 1 | 1
|  | 7 | 14 | 23:31-00:00 | 1 | 1
|  | 7 | 15 | 00:01-00:30 | 0 | 1
|  | 7 | 15 | 00:31-01:00 | 0 | 1
|  | 7 | 15 | 01:01-01:30 | 0 | 1
|  | 7 | 15 | 01:31-02:00 | 0 | 1
|  | 7 | 15 | 02:01-02:30 | 0 | 1
|  | 7 | 15 | 02:31-03:00 | 0 | 1
|  | 7 | 15 | 03:01-03:30 | 0 | 1
|  | 7 | 15 | 03:31-04:00 | 0 | 1
|  | 7 | 15 | 04:01-04:30 | 0 | 1
|  | 7 | 15 | 04:31-05:00 | 0 | 1
|  | 7 | 15 | 05:01-05:30 | 0 | 1
|  | 7 | 15 | 05:31-06:00 | 0 | 1
|  | 7 | 15 | 06:01-06:30 | 0 | 1
|  | 7 | 15 | 06:31-07:00 | 0 | 1
|  | 7 | 15 | 07:01-07:30 | 0 | 1
|  | 7 | 15 | 07:31-08:00 | 0 | 1
|  | 7 | 15 | 08:01-08:30 | 0 | 1
|  | 7 | 15 | 08:31-09:00 | 0 | 1
|  | 7 | 15 | 09:01-09:30 | 0 | 1
|  | 7 | 15 | 09:31-10:00 | 0 | 1
|  | 7 | 15 | 10:01-10:30 | 0 | 1
|  | 7 | 15 | 10:31-11:00 | 0 | 1
|  | 7 | 15 | 11:01-11:30 | 0 | 1
|  | 7 | 15 | 11:31-12:00 | 0 | 1
|  | 7 | 15 | 12:01-12:30 | 0 | 1
|  | 7 | 15 | 12:31-13:00 | 0 | 1
|  | 7 | 15 | 13:01-13:30 | 0 | 1
|  | 7 | 15 | 13:31-14:00 | 0 | 1
|  | 7 | 15 | 14:01-14:30 | 0 | 1
|  | 7 | 15 | 14:31-15:00 | 0 | 1
|  | 7 | 15 | 15:01-15:30 | 0 | 1
|  | 7 | 15 | 15:31-16:00 | 0 | 1
|  | 7 | 15 | 16:01-16:30 | 0 | 1
|  | 7 | 15 | 16:31-17:00 | 0 | 1
|  | 7 | 15 | 17:01-17:30 | 0 | 1
|  | 7 | 15 | 17:31-18:00 | 0 | 1
|  | 7 | 15 | 18:01-18:30 | 0 | 1
|  | 7 | 15 | 18:31-19:00 | 0 | 1
|  | 7 | 15 | 19:01-19:30 | 0 | 1
|  | 7 | 15 | 19:31-20:00 | 0 | 1
|  | 7 | 15 | 20:01-20:30 | 0 | 1
|  | 7 | 15 | 20:31-21:00 | 0 | 1
|  | 7 | 15 | 21:01-21:30 | 0 | 1
|  | 7 | 15 | 21:31-22:00 | 0 | 1
|  | 7 | 15 | 22:01-22:30 | 0 | 1
|  | 7 | 15 | 22:31-23:00 | 0 | 1
|  | 7 | 15 | 23:01-23:30 | 0 | 1
|  | 7 | 15 | 23:31-00:00 | 0 | 1
|  | 7 | 16 | 00:01-00:30 | 0 | 1
|  | 7 | 16 | 00:31-01:00 | 0 | 1
|  | 7 | 16 | 01:01-01:30 | 0 | 1
|  | 7 | 16 | 01:31-02:00 | 0 | 1
|  | 7 | 16 | 02:01-02:30 | 0 | 1
|  | 7 | 16 | 02:31-03:00 | 0 | 1
|  | 7 | 16 | 03:01-03:30 | 0 | 1
|  | 7 | 16 | 03:31-04:00 | 0 | 1
|  | 7 | 16 | 04:01-04:30 | 0 | 1
|  | 7 | 16 | 04:31-05:00 | 0 | 1
|  | 7 | 16 | 05:01-05:30 | 0 | 1
|  | 7 | 16 | 05:31-06:00 | 0 | 1
|  | 7 | 16 | 06:01-06:30 | 0 | 1
|  | 7 | 16 | 06:31-07:00 | 0 | 1
|  | 7 | 16 | 07:01-07:30 | 0 | 1
|  | 7 | 16 | 07:31-08:00 | 0 | 1
|  | 7 | 16 | 08:01-08:30 | 0 | 1
|  | 7 | 16 | 08:31-09:00 | 0 | 1
|  | 7 | 16 | 09:01-09:30 | 0 | 1
|  | 7 | 16 | 09:31-10:00 | 0 | 1
|  | 7 | 16 | 10:01-10:30 | 0 | 1
|  | 7 | 16 | 10:31-11:00 | 0 | 1
|  | 7 | 16 | 11:01-11:30 | 0 | 1
|  | 7 | 16 | 11:31-12:00 | 0 | 1
|  | 7 | 16 | 12:01-12:30 | 0 | 1
|  | 7 | 16 | 12:31-13:00 | 0 | 1
|  | 7 | 16 | 13:01-13:30 | 0 | 1
|  | 7 | 16 | 13:31-14:00 | 0 | 1
|  | 7 | 16 | 14:01-14:30 | 0 | 1
|  | 7 | 16 | 14:31-15:00 | 0 | 1
|  | 7 | 16 | 15:01-15:30 | 0 | 1
|  | 7 | 16 | 15:31-16:00 | 0 | 1
|  | 7 | 16 | 16:01-16:30 | 0 | 1
|  | 7 | 16 | 16:31-17:00 | 0 | 1
|  | 7 | 16 | 17:01-17:30 | 0 | 1
|  | 7 | 16 | 17:31-18:00 | 0 | 1
|  | 7 | 16 | 18:01-18:30 | 0 | 1
|  | 7 | 16 | 18:31-19:00 | 0 | 1
|  | 7 | 16 | 19:01-19:30 | 0 | 1
|  | 7 | 16 | 19:31-20:00 | 0 | 1
|  | 7 | 16 | 20:01-20:30 | 0 | 1
|  | 7 | 16 | 20:31-21:00 | 0 | 1
|  | 7 | 16 | 21:01-21:30 | 0 | 1
|  | 7 | 16 | 21:31-22:00 | 0 | 1
|  | 7 | 16 | 22:01-22:30 | 0 | 1
|  | 7 | 16 | 22:31-23:00 | 0 | 1
|  | 7 | 16 | 23:01-23:30 | 0 | 1
|  | 7 | 16 | 23:31-00:00 | 0 | 1
|  | 7 | 17 | 00:01-00:30 | 1 | 1
|  | 7 | 17 | 00:31-01:00 | 1 | 1
|  | 7 | 17 | 01:01-01:30 | 1 | 1
|  | 7 | 17 | 01:31-02:00 | 1 | 1
|  | 7 | 17 | 02:01-02:30 | 1 | 1
|  | 7 | 17 | 02:31-03:00 | 1 | 1
|  | 7 | 17 | 03:01-03:30 | 1 | 1
|  | 7 | 17 | 03:31-04:00 | 1 | 1
|  | 7 | 17 | 04:01-04:30 | 1 | 1
|  | 7 | 17 | 04:31-05:00 | 1 | 1
|  | 7 | 17 | 05:01-05:30 | 1 | 1
|  | 7 | 17 | 05:31-06:00 | 1 | 1
|  | 7 | 17 | 06:01-06:30 | 1 | 1
|  | 7 | 17 | 06:31-07:00 | 1 | 1
|  | 7 | 17 | 07:01-07:30 | 1 | 1
|  | 7 | 17 | 07:31-08:00 | 1 | 1
|  | 7 | 17 | 08:01-08:30 | 1 | 1
|  | 7 | 17 | 08:31-09:00 | 1 | 1
|  | 7 | 17 | 09:01-09:30 | 1 | 1
|  | 7 | 17 | 09:31-10:00 | 1 | 1
|  | 7 | 17 | 10:01-10:30 | 1 | 1
|  | 7 | 17 | 10:31-11:00 | 1 | 1
|  | 7 | 17 | 11:01-11:30 | 1 | 1
|  | 7 | 17 | 11:31-12:00 | 1 | 1
|  | 7 | 17 | 12:01-12:30 | 1 | 1
|  | 7 | 17 | 12:31-13:00 | 1 | 1
|  | 7 | 17 | 13:01-13:30 | 1 | 1
|  | 7 | 17 | 13:31-14:00 | 1 | 1
|  | 7 | 17 | 14:01-14:30 | 1 | 1
|  | 7 | 17 | 14:31-15:00 | 1 | 1
|  | 7 | 17 | 15:01-15:30 | 1 | 1
|  | 7 | 17 | 15:31-16:00 | 1 | 1
|  | 7 | 17 | 16:01-16:30 | 1 | 1
|  | 7 | 17 | 16:31-17:00 | 1 | 1
|  | 7 | 17 | 17:01-17:30 | 1 | 1
|  | 7 | 17 | 17:31-18:00 | 1 | 1
|  | 7 | 17 | 18:01-18:30 | 1 | 1
|  | 7 | 17 | 18:31-19:00 | 1 | 1
|  | 7 | 17 | 19:01-19:30 | 1 | 1
|  | 7 | 17 | 19:31-20:00 | 1 | 1
|  | 7 | 17 | 20:01-20:30 | 1 | 1
|  | 7 | 17 | 20:31-21:00 | 1 | 1
|  | 7 | 17 | 21:01-21:30 | 1 | 1
|  | 7 | 17 | 21:31-22:00 | 1 | 1
|  | 7 | 17 | 22:01-22:30 | 1 | 1
|  | 7 | 17 | 22:31-23:00 | 1 | 1
|  | 7 | 17 | 23:01-23:30 | 1 | 1
|  | 7 | 17 | 23:31-00:00 | 1 | 1
|  | 7 | 18 | 00:01-00:30 | 1 | 1
|  | 7 | 18 | 00:31-01:00 | 1 | 1
|  | 7 | 18 | 01:01-01:30 | 1 | 1
|  | 7 | 18 | 01:31-02:00 | 1 | 1
|  | 7 | 18 | 02:01-02:30 | 1 | 1
|  | 7 | 18 | 02:31-03:00 | 1 | 1
|  | 7 | 18 | 03:01-03:30 | 1 | 1
|  | 7 | 18 | 03:31-04:00 | 1 | 1
|  | 7 | 18 | 04:01-04:30 | 1 | 1
|  | 7 | 18 | 04:31-05:00 | 1 | 1
|  | 7 | 18 | 05:01-05:30 | 1 | 1
|  | 7 | 18 | 05:31-06:00 | 1 | 1
|  | 7 | 18 | 06:01-06:30 | 1 | 1
|  | 7 | 18 | 06:31-07:00 | 1 | 1
|  | 7 | 18 | 07:01-07:30 | 1 | 1
|  | 7 | 18 | 07:31-08:00 | 1 | 1
|  | 7 | 18 | 08:01-08:30 | 1 | 1
|  | 7 | 18 | 08:31-09:00 | 1 | 1
|  | 7 | 18 | 09:01-09:30 | 1 | 1
|  | 7 | 18 | 09:31-10:00 | 1 | 1
|  | 7 | 18 | 10:01-10:30 | 1 | 1
|  | 7 | 18 | 10:31-11:00 | 1 | 1
|  | 7 | 18 | 11:01-11:30 | 1 | 1
|  | 7 | 18 | 11:31-12:00 | 1 | 1
|  | 7 | 18 | 12:01-12:30 | 1 | 1
|  | 7 | 18 | 12:31-13:00 | 1 | 1
|  | 7 | 18 | 13:01-13:30 | 1 | 1
|  | 7 | 18 | 13:31-14:00 | 1 | 1
|  | 7 | 18 | 14:01-14:30 | 1 | 1
|  | 7 | 18 | 14:31-15:00 | 1 | 1
|  | 7 | 18 | 15:01-15:30 | 1 | 1
|  | 7 | 18 | 15:31-16:00 | 1 | 1
|  | 7 | 18 | 16:01-16:30 | 1 | 1
|  | 7 | 18 | 16:31-17:00 | 1 | 1
|  | 7 | 18 | 17:01-17:30 | 1 | 1
|  | 7 | 18 | 17:31-18:00 | 1 | 1
|  | 7 | 18 | 18:01-18:30 | 1 | 1
|  | 7 | 18 | 18:31-19:00 | 1 | 1
|  | 7 | 18 | 19:01-19:30 | 1 | 1
|  | 7 | 18 | 19:31-20:00 | 1 | 1
|  | 7 | 18 | 20:01-20:30 | 1 | 1
|  | 7 | 18 | 20:31-21:00 | 1 | 1
|  | 7 | 18 | 21:01-21:30 | 1 | 1
|  | 7 | 18 | 21:31-22:00 | 1 | 1
|  | 7 | 18 | 22:01-22:30 | 1 | 1
|  | 7 | 18 | 22:31-23:00 | 1 | 1
|  | 7 | 18 | 23:01-23:30 | 1 | 1
|  | 7 | 18 | 23:31-00:00 | 1 | 1
|  | 7 | 19 | 00:01-00:30 | 1 | 1
|  | 7 | 19 | 00:31-01:00 | 1 | 1
|  | 7 | 19 | 01:01-01:30 | 1 | 1
|  | 7 | 19 | 01:31-02:00 | 1 | 1
|  | 7 | 19 | 02:01-02:30 | 1 | 1
|  | 7 | 19 | 02:31-03:00 | 1 | 1
|  | 7 | 19 | 03:01-03:30 | 1 | 1
|  | 7 | 19 | 03:31-04:00 | 1 | 1
|  | 7 | 19 | 04:01-04:30 | 1 | 1
|  | 7 | 19 | 04:31-05:00 | 1 | 1
|  | 7 | 19 | 05:01-05:30 | 1 | 1
|  | 7 | 19 | 05:31-06:00 | 1 | 1
|  | 7 | 19 | 06:01-06:30 | 1 | 1
|  | 7 | 19 | 06:31-07:00 | 1 | 1
|  | 7 | 19 | 07:01-07:30 | 1 | 1
|  | 7 | 19 | 07:31-08:00 | 1 | 1
|  | 7 | 19 | 08:01-08:30 | 1 | 1
|  | 7 | 19 | 08:31-09:00 | 1 | 1
|  | 7 | 19 | 09:01-09:30 | 1 | 1
|  | 7 | 19 | 09:31-10:00 | 1 | 1
|  | 7 | 19 | 10:01-10:30 | 1 | 1
|  | 7 | 19 | 10:31-11:00 | 1 | 1
|  | 7 | 19 | 11:01-11:30 | 1 | 1
|  | 7 | 19 | 11:31-12:00 | 1 | 1
|  | 7 | 19 | 12:01-12:30 | 1 | 1
|  | 7 | 19 | 12:31-13:00 | 1 | 1
|  | 7 | 19 | 13:01-13:30 | 1 | 1
|  | 7 | 19 | 13:31-14:00 | 1 | 1
|  | 7 | 19 | 14:01-14:30 | 1 | 1
|  | 7 | 19 | 14:31-15:00 | 1 | 1
|  | 7 | 19 | 15:01-15:30 | 1 | 1
|  | 7 | 19 | 15:31-16:00 | 1 | 1
|  | 7 | 19 | 16:01-16:30 | 1 | 1
|  | 7 | 19 | 16:31-17:00 | 1 | 1
|  | 7 | 19 | 17:01-17:30 | 1 | 1
|  | 7 | 19 | 17:31-18:00 | 1 | 1
|  | 7 | 19 | 18:01-18:30 | 1 | 1
|  | 7 | 19 | 18:31-19:00 | 1 | 1
|  | 7 | 19 | 19:01-19:30 | 1 | 1
|  | 7 | 19 | 19:31-20:00 | 1 | 1
|  | 7 | 19 | 20:01-20:30 | 1 | 1
|  | 7 | 19 | 20:31-21:00 | 1 | 1
|  | 7 | 19 | 21:01-21:30 | 1 | 1
|  | 7 | 19 | 21:31-22:00 | 1 | 1
|  | 7 | 19 | 22:01-22:30 | 1 | 1
|  | 7 | 19 | 22:31-23:00 | 1 | 1
|  | 7 | 19 | 23:01-23:30 | 1 | 1
|  | 7 | 19 | 23:31-00:00 | 1 | 1
|  | 7 | 20 | 00:01-00:30 | 1 | 1
|  | 7 | 20 | 00:31-01:00 | 1 | 1
|  | 7 | 20 | 01:01-01:30 | 1 | 1
|  | 7 | 20 | 01:31-02:00 | 1 | 1
|  | 7 | 20 | 02:01-02:30 | 1 | 1
|  | 7 | 20 | 02:31-03:00 | 1 | 1
|  | 7 | 20 | 03:01-03:30 | 1 | 1
|  | 7 | 20 | 03:31-04:00 | 1 | 1
|  | 7 | 20 | 04:01-04:30 | 1 | 1
|  | 7 | 20 | 04:31-05:00 | 1 | 1
|  | 7 | 20 | 05:01-05:30 | 1 | 1
|  | 7 | 20 | 05:31-06:00 | 1 | 1
|  | 7 | 20 | 06:01-06:30 | 1 | 1
|  | 7 | 20 | 06:31-07:00 | 1 | 1
|  | 7 | 20 | 07:01-07:30 | 1 | 1
|  | 7 | 20 | 07:31-08:00 | 1 | 1
|  | 7 | 20 | 08:01-08:30 | 1 | 1
|  | 7 | 20 | 08:31-09:00 | 1 | 1
|  | 7 | 20 | 09:01-09:30 | 1 | 1
|  | 7 | 20 | 09:31-10:00 | 1 | 1
|  | 7 | 20 | 10:01-10:30 | 1 | 1
|  | 7 | 20 | 10:31-11:00 | 1 | 1
|  | 7 | 20 | 11:01-11:30 | 1 | 1
|  | 7 | 20 | 11:31-12:00 | 1 | 1
|  | 7 | 20 | 12:01-12:30 | 1 | 1
|  | 7 | 20 | 12:31-13:00 | 1 | 1
|  | 7 | 20 | 13:01-13:30 | 1 | 1
|  | 7 | 20 | 13:31-14:00 | 1 | 1
|  | 7 | 20 | 14:01-14:30 | 1 | 1
|  | 7 | 20 | 14:31-15:00 | 1 | 1
|  | 7 | 20 | 15:01-15:30 | 1 | 1
|  | 7 | 20 | 15:31-16:00 | 1 | 1
|  | 7 | 20 | 16:01-16:30 | 1 | 1
|  | 7 | 20 | 16:31-17:00 | 1 | 1
|  | 7 | 20 | 17:01-17:30 | 1 | 1
|  | 7 | 20 | 17:31-18:00 | 1 | 1
|  | 7 | 20 | 18:01-18:30 | 1 | 1
|  | 7 | 20 | 18:31-19:00 | 1 | 1
|  | 7 | 20 | 19:01-19:30 | 1 | 1
|  | 7 | 20 | 19:31-20:00 | 1 | 1
|  | 7 | 20 | 20:01-20:30 | 1 | 1
|  | 7 | 20 | 20:31-21:00 | 1 | 1
|  | 7 | 20 | 21:01-21:30 | 1 | 1
|  | 7 | 20 | 21:31-22:00 | 1 | 1
|  | 7 | 20 | 22:01-22:30 | 1 | 1
|  | 7 | 20 | 22:31-23:00 | 1 | 1
|  | 7 | 20 | 23:01-23:30 | 1 | 1
|  | 7 | 20 | 23:31-00:00 | 1 | 1
|  | 7 | 21 | 00:01-00:30 | 1 | 1
|  | 7 | 21 | 00:31-01:00 | 1 | 1
|  | 7 | 21 | 01:01-01:30 | 1 | 1
|  | 7 | 21 | 01:31-02:00 | 1 | 1
|  | 7 | 21 | 02:01-02:30 | 1 | 1
|  | 7 | 21 | 02:31-03:00 | 1 | 1
|  | 7 | 21 | 03:01-03:30 | 1 | 1
|  | 7 | 21 | 03:31-04:00 | 1 | 1
|  | 7 | 21 | 04:01-04:30 | 1 | 1
|  | 7 | 21 | 04:31-05:00 | 1 | 1
|  | 7 | 21 | 05:01-05:30 | 1 | 1
|  | 7 | 21 | 05:31-06:00 | 1 | 1
|  | 7 | 21 | 06:01-06:30 | 1 | 1
|  | 7 | 21 | 06:31-07:00 | 1 | 1
|  | 7 | 21 | 07:01-07:30 | 1 | 1
|  | 7 | 21 | 07:31-08:00 | 1 | 1
|  | 7 | 21 | 08:01-08:30 | 1 | 1
|  | 7 | 21 | 08:31-09:00 | 1 | 1
|  | 7 | 21 | 09:01-09:30 | 1 | 1
|  | 7 | 21 | 09:31-10:00 | 1 | 1
|  | 7 | 21 | 10:01-10:30 | 1 | 1
|  | 7 | 21 | 10:31-11:00 | 1 | 1
|  | 7 | 21 | 11:01-11:30 | 1 | 1
|  | 7 | 21 | 11:31-12:00 | 1 | 1
|  | 7 | 21 | 12:01-12:30 | 1 | 1
|  | 7 | 21 | 12:31-13:00 | 1 | 1
|  | 7 | 21 | 13:01-13:30 | 1 | 1
|  | 7 | 21 | 13:31-14:00 | 1 | 1
|  | 7 | 21 | 14:01-14:30 | 1 | 1
|  | 7 | 21 | 14:31-15:00 | 1 | 1
|  | 7 | 21 | 15:01-15:30 | 1 | 1
|  | 7 | 21 | 15:31-16:00 | 1 | 1
|  | 7 | 21 | 16:01-16:30 | 1 | 1
|  | 7 | 21 | 16:31-17:00 | 1 | 1
|  | 7 | 21 | 17:01-17:30 | 1 | 1
|  | 7 | 21 | 17:31-18:00 | 1 | 1
|  | 7 | 21 | 18:01-18:30 | 1 | 1
|  | 7 | 21 | 18:31-19:00 | 1 | 1
|  | 7 | 21 | 19:01-19:30 | 1 | 1
|  | 7 | 21 | 19:31-20:00 | 1 | 1
|  | 7 | 21 | 20:01-20:30 | 1 | 1
|  | 7 | 21 | 20:31-21:00 | 1 | 1
|  | 7 | 21 | 21:01-21:30 | 1 | 1
|  | 7 | 21 | 21:31-22:00 | 1 | 1
|  | 7 | 21 | 22:01-22:30 | 1 | 1
|  | 7 | 21 | 22:31-23:00 | 1 | 1
|  | 7 | 21 | 23:01-23:30 | 1 | 1
|  | 7 | 21 | 23:31-00:00 | 1 | 1
|  | 7 | 22 | 00:01-00:30 | 0 | 1
|  | 7 | 22 | 00:31-01:00 | 0 | 1
|  | 7 | 22 | 01:01-01:30 | 0 | 1
|  | 7 | 22 | 01:31-02:00 | 0 | 1
|  | 7 | 22 | 02:01-02:30 | 0 | 1
|  | 7 | 22 | 02:31-03:00 | 0 | 1
|  | 7 | 22 | 03:01-03:30 | 0 | 1
|  | 7 | 22 | 03:31-04:00 | 0 | 1
|  | 7 | 22 | 04:01-04:30 | 0 | 1
|  | 7 | 22 | 04:31-05:00 | 0 | 1
|  | 7 | 22 | 05:01-05:30 | 0 | 1
|  | 7 | 22 | 05:31-06:00 | 0 | 1
|  | 7 | 22 | 06:01-06:30 | 0 | 1
|  | 7 | 22 | 06:31-07:00 | 0 | 1
|  | 7 | 22 | 07:01-07:30 | 0 | 1
|  | 7 | 22 | 07:31-08:00 | 0 | 1
|  | 7 | 22 | 08:01-08:30 | 0 | 1
|  | 7 | 22 | 08:31-09:00 | 0 | 1
|  | 7 | 22 | 09:01-09:30 | 0 | 1
|  | 7 | 22 | 09:31-10:00 | 0 | 1
|  | 7 | 22 | 10:01-10:30 | 0 | 1
|  | 7 | 22 | 10:31-11:00 | 0 | 1
|  | 7 | 22 | 11:01-11:30 | 0 | 1
|  | 7 | 22 | 11:31-12:00 | 0 | 1
|  | 7 | 22 | 12:01-12:30 | 0 | 1
|  | 7 | 22 | 12:31-13:00 | 0 | 1
|  | 7 | 22 | 13:01-13:30 | 0 | 1
|  | 7 | 22 | 13:31-14:00 | 0 | 1
|  | 7 | 22 | 14:01-14:30 | 0 | 1
|  | 7 | 22 | 14:31-15:00 | 0 | 1
|  | 7 | 22 | 15:01-15:30 | 0 | 1
|  | 7 | 22 | 15:31-16:00 | 0 | 1
|  | 7 | 22 | 16:01-16:30 | 0 | 1
|  | 7 | 22 | 16:31-17:00 | 0 | 1
|  | 7 | 22 | 17:01-17:30 | 0 | 1
|  | 7 | 22 | 17:31-18:00 | 0 | 1
|  | 7 | 22 | 18:01-18:30 | 0 | 1
|  | 7 | 22 | 18:31-19:00 | 0 | 1
|  | 7 | 22 | 19:01-19:30 | 0 | 1
|  | 7 | 22 | 19:31-20:00 | 0 | 1
|  | 7 | 22 | 20:01-20:30 | 0 | 1
|  | 7 | 22 | 20:31-21:00 | 0 | 1
|  | 7 | 22 | 21:01-21:30 | 0 | 1
|  | 7 | 22 | 21:31-22:00 | 0 | 1
|  | 7 | 22 | 22:01-22:30 | 0 | 1
|  | 7 | 22 | 22:31-23:00 | 0 | 1
|  | 7 | 22 | 23:01-23:30 | 0 | 1
|  | 7 | 22 | 23:31-00:00 | 0 | 1
|  | 7 | 23 | 00:01-00:30 | 0 | 1
|  | 7 | 23 | 00:31-01:00 | 0 | 1
|  | 7 | 23 | 01:01-01:30 | 0 | 1
|  | 7 | 23 | 01:31-02:00 | 0 | 1
|  | 7 | 23 | 02:01-02:30 | 0 | 1
|  | 7 | 23 | 02:31-03:00 | 0 | 1
|  | 7 | 23 | 03:01-03:30 | 0 | 1
|  | 7 | 23 | 03:31-04:00 | 0 | 1
|  | 7 | 23 | 04:01-04:30 | 0 | 1
|  | 7 | 23 | 04:31-05:00 | 0 | 1
|  | 7 | 23 | 05:01-05:30 | 0 | 1
|  | 7 | 23 | 05:31-06:00 | 0 | 1
|  | 7 | 23 | 06:01-06:30 | 0 | 1
|  | 7 | 23 | 06:31-07:00 | 0 | 1
|  | 7 | 23 | 07:01-07:30 | 0 | 1
|  | 7 | 23 | 07:31-08:00 | 0 | 1
|  | 7 | 23 | 08:01-08:30 | 0 | 1
|  | 7 | 23 | 08:31-09:00 | 0 | 1
|  | 7 | 23 | 09:01-09:30 | 0 | 1
|  | 7 | 23 | 09:31-10:00 | 0 | 1
|  | 7 | 23 | 10:01-10:30 | 0 | 1
|  | 7 | 23 | 10:31-11:00 | 0 | 1
|  | 7 | 23 | 11:01-11:30 | 0 | 1
|  | 7 | 23 | 11:31-12:00 | 0 | 1
|  | 7 | 23 | 12:01-12:30 | 0 | 1
|  | 7 | 23 | 12:31-13:00 | 0 | 1
|  | 7 | 23 | 13:01-13:30 | 0 | 1
|  | 7 | 23 | 13:31-14:00 | 0 | 1
|  | 7 | 23 | 14:01-14:30 | 0 | 1
|  | 7 | 23 | 14:31-15:00 | 0 | 1
|  | 7 | 23 | 15:01-15:30 | 0 | 1
|  | 7 | 23 | 15:31-16:00 | 0 | 1
|  | 7 | 23 | 16:01-16:30 | 0 | 1
|  | 7 | 23 | 16:31-17:00 | 0 | 1
|  | 7 | 23 | 17:01-17:30 | 0 | 1
|  | 7 | 23 | 17:31-18:00 | 0 | 1
|  | 7 | 23 | 18:01-18:30 | 0 | 1
|  | 7 | 23 | 18:31-19:00 | 0 | 1
|  | 7 | 23 | 19:01-19:30 | 0 | 1
|  | 7 | 23 | 19:31-20:00 | 0 | 1
|  | 7 | 23 | 20:01-20:30 | 0 | 1
|  | 7 | 23 | 20:31-21:00 | 0 | 1
|  | 7 | 23 | 21:01-21:30 | 0 | 1
|  | 7 | 23 | 21:31-22:00 | 0 | 1
|  | 7 | 23 | 22:01-22:30 | 0 | 1
|  | 7 | 23 | 22:31-23:00 | 0 | 1
|  | 7 | 23 | 23:01-23:30 | 0 | 1
|  | 7 | 23 | 23:31-00:00 | 0 | 1
|  | 7 | 24 | 00:01-00:30 | 1 | 1
|  | 7 | 24 | 00:31-01:00 | 1 | 1
|  | 7 | 24 | 01:01-01:30 | 1 | 1
|  | 7 | 24 | 01:31-02:00 | 1 | 1
|  | 7 | 24 | 02:01-02:30 | 1 | 1
|  | 7 | 24 | 02:31-03:00 | 1 | 1
|  | 7 | 24 | 03:01-03:30 | 1 | 1
|  | 7 | 24 | 03:31-04:00 | 1 | 1
|  | 7 | 24 | 04:01-04:30 | 1 | 1
|  | 7 | 24 | 04:31-05:00 | 1 | 1
|  | 7 | 24 | 05:01-05:30 | 1 | 1
|  | 7 | 24 | 05:31-06:00 | 1 | 1
|  | 7 | 24 | 06:01-06:30 | 1 | 1
|  | 7 | 24 | 06:31-07:00 | 1 | 1
|  | 7 | 24 | 07:01-07:30 | 1 | 1
|  | 7 | 24 | 07:31-08:00 | 1 | 1
|  | 7 | 24 | 08:01-08:30 | 1 | 1
|  | 7 | 24 | 08:31-09:00 | 1 | 1
|  | 7 | 24 | 09:01-09:30 | 1 | 1
|  | 7 | 24 | 09:31-10:00 | 1 | 1
|  | 7 | 24 | 10:01-10:30 | 1 | 1
|  | 7 | 24 | 10:31-11:00 | 1 | 1
|  | 7 | 24 | 11:01-11:30 | 1 | 1
|  | 7 | 24 | 11:31-12:00 | 1 | 1
|  | 7 | 24 | 12:01-12:30 | 1 | 1
|  | 7 | 24 | 12:31-13:00 | 1 | 1
|  | 7 | 24 | 13:01-13:30 | 1 | 1
|  | 7 | 24 | 13:31-14:00 | 1 | 1
|  | 7 | 24 | 14:01-14:30 | 1 | 1
|  | 7 | 24 | 14:31-15:00 | 1 | 1
|  | 7 | 24 | 15:01-15:30 | 1 | 1
|  | 7 | 24 | 15:31-16:00 | 1 | 1
|  | 7 | 24 | 16:01-16:30 | 1 | 1
|  | 7 | 24 | 16:31-17:00 | 1 | 1
|  | 7 | 24 | 17:01-17:30 | 1 | 1
|  | 7 | 24 | 17:31-18:00 | 1 | 1
|  | 7 | 24 | 18:01-18:30 | 1 | 1
|  | 7 | 24 | 18:31-19:00 | 1 | 1
|  | 7 | 24 | 19:01-19:30 | 1 | 1
|  | 7 | 24 | 19:31-20:00 | 1 | 1
|  | 7 | 24 | 20:01-20:30 | 1 | 1
|  | 7 | 24 | 20:31-21:00 | 1 | 1
|  | 7 | 24 | 21:01-21:30 | 1 | 1
|  | 7 | 24 | 21:31-22:00 | 1 | 1
|  | 7 | 24 | 22:01-22:30 | 1 | 1
|  | 7 | 24 | 22:31-23:00 | 1 | 1
|  | 7 | 24 | 23:01-23:30 | 1 | 1
|  | 7 | 24 | 23:31-00:00 | 1 | 1
|  | 7 | 25 | 00:01-00:30 | 1 | 1
|  | 7 | 25 | 00:31-01:00 | 1 | 1
|  | 7 | 25 | 01:01-01:30 | 1 | 1
|  | 7 | 25 | 01:31-02:00 | 1 | 1
|  | 7 | 25 | 02:01-02:30 | 1 | 1
|  | 7 | 25 | 02:31-03:00 | 1 | 1
|  | 7 | 25 | 03:01-03:30 | 1 | 1
|  | 7 | 25 | 03:31-04:00 | 1 | 1
|  | 7 | 25 | 04:01-04:30 | 1 | 1
|  | 7 | 25 | 04:31-05:00 | 1 | 1
|  | 7 | 25 | 05:01-05:30 | 1 | 1
|  | 7 | 25 | 05:31-06:00 | 1 | 1
|  | 7 | 25 | 06:01-06:30 | 1 | 1
|  | 7 | 25 | 06:31-07:00 | 1 | 1
|  | 7 | 25 | 07:01-07:30 | 1 | 1
|  | 7 | 25 | 07:31-08:00 | 1 | 1
|  | 7 | 25 | 08:01-08:30 | 1 | 1
|  | 7 | 25 | 08:31-09:00 | 1 | 1
|  | 7 | 25 | 09:01-09:30 | 1 | 1
|  | 7 | 25 | 09:31-10:00 | 1 | 1
|  | 7 | 25 | 10:01-10:30 | 1 | 1
|  | 7 | 25 | 10:31-11:00 | 1 | 1
|  | 7 | 25 | 11:01-11:30 | 1 | 1
|  | 7 | 25 | 11:31-12:00 | 1 | 1
|  | 7 | 25 | 12:01-12:30 | 1 | 1
|  | 7 | 25 | 12:31-13:00 | 1 | 1
|  | 7 | 25 | 13:01-13:30 | 1 | 1
|  | 7 | 25 | 13:31-14:00 | 1 | 1
|  | 7 | 25 | 14:01-14:30 | 1 | 1
|  | 7 | 25 | 14:31-15:00 | 1 | 1
|  | 7 | 25 | 15:01-15:30 | 1 | 1
|  | 7 | 25 | 15:31-16:00 | 1 | 1
|  | 7 | 25 | 16:01-16:30 | 1 | 1
|  | 7 | 25 | 16:31-17:00 | 1 | 1
|  | 7 | 25 | 17:01-17:30 | 1 | 1
|  | 7 | 25 | 17:31-18:00 | 1 | 1
|  | 7 | 25 | 18:01-18:30 | 1 | 1
|  | 7 | 25 | 18:31-19:00 | 1 | 1
|  | 7 | 25 | 19:01-19:30 | 1 | 1
|  | 7 | 25 | 19:31-20:00 | 1 | 1
|  | 7 | 25 | 20:01-20:30 | 1 | 1
|  | 7 | 25 | 20:31-21:00 | 1 | 1
|  | 7 | 25 | 21:01-21:30 | 1 | 1
|  | 7 | 25 | 21:31-22:00 | 1 | 1
|  | 7 | 25 | 22:01-22:30 | 1 | 1
|  | 7 | 25 | 22:31-23:00 | 1 | 1
|  | 7 | 25 | 23:01-23:30 | 1 | 1
|  | 7 | 25 | 23:31-00:00 | 1 | 1
|  | 7 | 26 | 00:01-00:30 | 1 | 1
|  | 7 | 26 | 00:31-01:00 | 1 | 1
|  | 7 | 26 | 01:01-01:30 | 1 | 1
|  | 7 | 26 | 01:31-02:00 | 1 | 1
|  | 7 | 26 | 02:01-02:30 | 1 | 1
|  | 7 | 26 | 02:31-03:00 | 1 | 1
|  | 7 | 26 | 03:01-03:30 | 1 | 1
|  | 7 | 26 | 03:31-04:00 | 1 | 1
|  | 7 | 26 | 04:01-04:30 | 1 | 1
|  | 7 | 26 | 04:31-05:00 | 1 | 1
|  | 7 | 26 | 05:01-05:30 | 1 | 1
|  | 7 | 26 | 05:31-06:00 | 1 | 1
|  | 7 | 26 | 06:01-06:30 | 1 | 1
|  | 7 | 26 | 06:31-07:00 | 1 | 1
|  | 7 | 26 | 07:01-07:30 | 1 | 1
|  | 7 | 26 | 07:31-08:00 | 1 | 1
|  | 7 | 26 | 08:01-08:30 | 1 | 1
|  | 7 | 26 | 08:31-09:00 | 1 | 1
|  | 7 | 26 | 09:01-09:30 | 1 | 1
|  | 7 | 26 | 09:31-10:00 | 1 | 1
|  | 7 | 26 | 10:01-10:30 | 1 | 1
|  | 7 | 26 | 10:31-11:00 | 1 | 1
|  | 7 | 26 | 11:01-11:30 | 1 | 1
|  | 7 | 26 | 11:31-12:00 | 1 | 1
|  | 7 | 26 | 12:01-12:30 | 1 | 1
|  | 7 | 26 | 12:31-13:00 | 1 | 1
|  | 7 | 26 | 13:01-13:30 | 1 | 1
|  | 7 | 26 | 13:31-14:00 | 1 | 1
|  | 7 | 26 | 14:01-14:30 | 1 | 1
|  | 7 | 26 | 14:31-15:00 | 1 | 1
|  | 7 | 26 | 15:01-15:30 | 1 | 1
|  | 7 | 26 | 15:31-16:00 | 1 | 1
|  | 7 | 26 | 16:01-16:30 | 1 | 1
|  | 7 | 26 | 16:31-17:00 | 1 | 1
|  | 7 | 26 | 17:01-17:30 | 1 | 1
|  | 7 | 26 | 17:31-18:00 | 1 | 1
|  | 7 | 26 | 18:01-18:30 | 1 | 1
|  | 7 | 26 | 18:31-19:00 | 1 | 1
|  | 7 | 26 | 19:01-19:30 | 1 | 1
|  | 7 | 26 | 19:31-20:00 | 1 | 1
|  | 7 | 26 | 20:01-20:30 | 1 | 1
|  | 7 | 26 | 20:31-21:00 | 1 | 1
|  | 7 | 26 | 21:01-21:30 | 1 | 1
|  | 7 | 26 | 21:31-22:00 | 1 | 1
|  | 7 | 26 | 22:01-22:30 | 1 | 1
|  | 7 | 26 | 22:31-23:00 | 1 | 1
|  | 7 | 26 | 23:01-23:30 | 1 | 1
|  | 7 | 26 | 23:31-00:00 | 1 | 1
|  | 7 | 27 | 00:01-00:30 | 1 | 1
|  | 7 | 27 | 00:31-01:00 | 1 | 1
|  | 7 | 27 | 01:01-01:30 | 1 | 1
|  | 7 | 27 | 01:31-02:00 | 1 | 1
|  | 7 | 27 | 02:01-02:30 | 1 | 1
|  | 7 | 27 | 02:31-03:00 | 1 | 1
|  | 7 | 27 | 03:01-03:30 | 1 | 1
|  | 7 | 27 | 03:31-04:00 | 1 | 1
|  | 7 | 27 | 04:01-04:30 | 1 | 1
|  | 7 | 27 | 04:31-05:00 | 1 | 1
|  | 7 | 27 | 05:01-05:30 | 1 | 1
|  | 7 | 27 | 05:31-06:00 | 1 | 1
|  | 7 | 27 | 06:01-06:30 | 1 | 1
|  | 7 | 27 | 06:31-07:00 | 1 | 1
|  | 7 | 27 | 07:01-07:30 | 1 | 1
|  | 7 | 27 | 07:31-08:00 | 1 | 1
|  | 7 | 27 | 08:01-08:30 | 1 | 1
|  | 7 | 27 | 08:31-09:00 | 1 | 1
|  | 7 | 27 | 09:01-09:30 | 1 | 1
|  | 7 | 27 | 09:31-10:00 | 1 | 1
|  | 7 | 27 | 10:01-10:30 | 1 | 1
|  | 7 | 27 | 10:31-11:00 | 1 | 1
|  | 7 | 27 | 11:01-11:30 | 1 | 1
|  | 7 | 27 | 11:31-12:00 | 1 | 1
|  | 7 | 27 | 12:01-12:30 | 1 | 1
|  | 7 | 27 | 12:31-13:00 | 1 | 1
|  | 7 | 27 | 13:01-13:30 | 1 | 1
|  | 7 | 27 | 13:31-14:00 | 1 | 1
|  | 7 | 27 | 14:01-14:30 | 1 | 1
|  | 7 | 27 | 14:31-15:00 | 1 | 1
|  | 7 | 27 | 15:01-15:30 | 1 | 1
|  | 7 | 27 | 15:31-16:00 | 1 | 1
|  | 7 | 27 | 16:01-16:30 | 1 | 1
|  | 7 | 27 | 16:31-17:00 | 1 | 1
|  | 7 | 27 | 17:01-17:30 | 1 | 1
|  | 7 | 27 | 17:31-18:00 | 1 | 1
|  | 7 | 27 | 18:01-18:30 | 1 | 1
|  | 7 | 27 | 18:31-19:00 | 1 | 1
|  | 7 | 27 | 19:01-19:30 | 1 | 1
|  | 7 | 27 | 19:31-20:00 | 1 | 1
|  | 7 | 27 | 20:01-20:30 | 1 | 1
|  | 7 | 27 | 20:31-21:00 | 1 | 1
|  | 7 | 27 | 21:01-21:30 | 1 | 1
|  | 7 | 27 | 21:31-22:00 | 1 | 1
|  | 7 | 27 | 22:01-22:30 | 1 | 1
|  | 7 | 27 | 22:31-23:00 | 1 | 1
|  | 7 | 27 | 23:01-23:30 | 1 | 1
|  | 7 | 27 | 23:31-00:00 | 1 | 1
|  | 7 | 28 | 00:01-00:30 | 1 | 1
|  | 7 | 28 | 00:31-01:00 | 1 | 1
|  | 7 | 28 | 01:01-01:30 | 1 | 1
|  | 7 | 28 | 01:31-02:00 | 1 | 1
|  | 7 | 28 | 02:01-02:30 | 1 | 1
|  | 7 | 28 | 02:31-03:00 | 1 | 1
|  | 7 | 28 | 03:01-03:30 | 1 | 1
|  | 7 | 28 | 03:31-04:00 | 1 | 1
|  | 7 | 28 | 04:01-04:30 | 1 | 1
|  | 7 | 28 | 04:31-05:00 | 1 | 1
|  | 7 | 28 | 05:01-05:30 | 1 | 1
|  | 7 | 28 | 05:31-06:00 | 1 | 1
|  | 7 | 28 | 06:01-06:30 | 1 | 1
|  | 7 | 28 | 06:31-07:00 | 1 | 1
|  | 7 | 28 | 07:01-07:30 | 1 | 1
|  | 7 | 28 | 07:31-08:00 | 1 | 1
|  | 7 | 28 | 08:01-08:30 | 1 | 1
|  | 7 | 28 | 08:31-09:00 | 1 | 1
|  | 7 | 28 | 09:01-09:30 | 1 | 1
|  | 7 | 28 | 09:31-10:00 | 1 | 1
|  | 7 | 28 | 10:01-10:30 | 1 | 1
|  | 7 | 28 | 10:31-11:00 | 1 | 1
|  | 7 | 28 | 11:01-11:30 | 1 | 1
|  | 7 | 28 | 11:31-12:00 | 1 | 1
|  | 7 | 28 | 12:01-12:30 | 1 | 1
|  | 7 | 28 | 12:31-13:00 | 1 | 1
|  | 7 | 28 | 13:01-13:30 | 1 | 1
|  | 7 | 28 | 13:31-14:00 | 1 | 1
|  | 7 | 28 | 14:01-14:30 | 1 | 1
|  | 7 | 28 | 14:31-15:00 | 1 | 1
|  | 7 | 28 | 15:01-15:30 | 1 | 1
|  | 7 | 28 | 15:31-16:00 | 1 | 1
|  | 7 | 28 | 16:01-16:30 | 1 | 1
|  | 7 | 28 | 16:31-17:00 | 1 | 1
|  | 7 | 28 | 17:01-17:30 | 1 | 1
|  | 7 | 28 | 17:31-18:00 | 1 | 1
|  | 7 | 28 | 18:01-18:30 | 1 | 1
|  | 7 | 28 | 18:31-19:00 | 1 | 1
|  | 7 | 28 | 19:01-19:30 | 1 | 1
|  | 7 | 28 | 19:31-20:00 | 1 | 1
|  | 7 | 28 | 20:01-20:30 | 1 | 1
|  | 7 | 28 | 20:31-21:00 | 1 | 1
|  | 7 | 28 | 21:01-21:30 | 1 | 1
|  | 7 | 28 | 21:31-22:00 | 1 | 1
|  | 7 | 28 | 22:01-22:30 | 1 | 1
|  | 7 | 28 | 22:31-23:00 | 1 | 1
|  | 7 | 28 | 23:01-23:30 | 1 | 1
|  | 7 | 28 | 23:31-00:00 | 1 | 1
|  | 7 | 29 | 00:01-00:30 | 0 | 1
|  | 7 | 29 | 00:31-01:00 | 0 | 1
|  | 7 | 29 | 01:01-01:30 | 0 | 1
|  | 7 | 29 | 01:31-02:00 | 0 | 1
|  | 7 | 29 | 02:01-02:30 | 0 | 1
|  | 7 | 29 | 02:31-03:00 | 0 | 1
|  | 7 | 29 | 03:01-03:30 | 0 | 1
|  | 7 | 29 | 03:31-04:00 | 0 | 1
|  | 7 | 29 | 04:01-04:30 | 0 | 1
|  | 7 | 29 | 04:31-05:00 | 0 | 1
|  | 7 | 29 | 05:01-05:30 | 0 | 1
|  | 7 | 29 | 05:31-06:00 | 0 | 1
|  | 7 | 29 | 06:01-06:30 | 0 | 1
|  | 7 | 29 | 06:31-07:00 | 0 | 1
|  | 7 | 29 | 07:01-07:30 | 0 | 1
|  | 7 | 29 | 07:31-08:00 | 0 | 1
|  | 7 | 29 | 08:01-08:30 | 0 | 1
|  | 7 | 29 | 08:31-09:00 | 0 | 1
|  | 7 | 29 | 09:01-09:30 | 0 | 1
|  | 7 | 29 | 09:31-10:00 | 0 | 1
|  | 7 | 29 | 10:01-10:30 | 0 | 1
|  | 7 | 29 | 10:31-11:00 | 0 | 1
|  | 7 | 29 | 11:01-11:30 | 0 | 1
|  | 7 | 29 | 11:31-12:00 | 0 | 1
|  | 7 | 29 | 12:01-12:30 | 0 | 1
|  | 7 | 29 | 12:31-13:00 | 0 | 1
|  | 7 | 29 | 13:01-13:30 | 0 | 1
|  | 7 | 29 | 13:31-14:00 | 0 | 1
|  | 7 | 29 | 14:01-14:30 | 0 | 1
|  | 7 | 29 | 14:31-15:00 | 0 | 1
|  | 7 | 29 | 15:01-15:30 | 0 | 1
|  | 7 | 29 | 15:31-16:00 | 0 | 1
|  | 7 | 29 | 16:01-16:30 | 0 | 1
|  | 7 | 29 | 16:31-17:00 | 0 | 1
|  | 7 | 29 | 17:01-17:30 | 0 | 1
|  | 7 | 29 | 17:31-18:00 | 0 | 1
|  | 7 | 29 | 18:01-18:30 | 0 | 1
|  | 7 | 29 | 18:31-19:00 | 0 | 1
|  | 7 | 29 | 19:01-19:30 | 0 | 1
|  | 7 | 29 | 19:31-20:00 | 0 | 1
|  | 7 | 29 | 20:01-20:30 | 0 | 1
|  | 7 | 29 | 20:31-21:00 | 0 | 1
|  | 7 | 29 | 21:01-21:30 | 0 | 1
|  | 7 | 29 | 21:31-22:00 | 0 | 1
|  | 7 | 29 | 22:01-22:30 | 0 | 1
|  | 7 | 29 | 22:31-23:00 | 0 | 1
|  | 7 | 29 | 23:01-23:30 | 0 | 1
|  | 7 | 29 | 23:31-00:00 | 0 | 1
|  | 7 | 30 | 00:01-00:30 | 0 | 1
|  | 7 | 30 | 00:31-01:00 | 0 | 1
|  | 7 | 30 | 01:01-01:30 | 0 | 1
|  | 7 | 30 | 01:31-02:00 | 0 | 1
|  | 7 | 30 | 02:01-02:30 | 0 | 1
|  | 7 | 30 | 02:31-03:00 | 0 | 1
|  | 7 | 30 | 03:01-03:30 | 0 | 1
|  | 7 | 30 | 03:31-04:00 | 0 | 1
|  | 7 | 30 | 04:01-04:30 | 0 | 1
|  | 7 | 30 | 04:31-05:00 | 0 | 1
|  | 7 | 30 | 05:01-05:30 | 0 | 1
|  | 7 | 30 | 05:31-06:00 | 0 | 1
|  | 7 | 30 | 06:01-06:30 | 0 | 1
|  | 7 | 30 | 06:31-07:00 | 0 | 1
|  | 7 | 30 | 07:01-07:30 | 0 | 1
|  | 7 | 30 | 07:31-08:00 | 0 | 1
|  | 7 | 30 | 08:01-08:30 | 0 | 1
|  | 7 | 30 | 08:31-09:00 | 0 | 1
|  | 7 | 30 | 09:01-09:30 | 0 | 1
|  | 7 | 30 | 09:31-10:00 | 0 | 1
|  | 7 | 30 | 10:01-10:30 | 0 | 1
|  | 7 | 30 | 10:31-11:00 | 0 | 1
|  | 7 | 30 | 11:01-11:30 | 0 | 1
|  | 7 | 30 | 11:31-12:00 | 0 | 1
|  | 7 | 30 | 12:01-12:30 | 0 | 1
|  | 7 | 30 | 12:31-13:00 | 0 | 1
|  | 7 | 30 | 13:01-13:30 | 0 | 1
|  | 7 | 30 | 13:31-14:00 | 0 | 1
|  | 7 | 30 | 14:01-14:30 | 0 | 1
|  | 7 | 30 | 14:31-15:00 | 0 | 1
|  | 7 | 30 | 15:01-15:30 | 0 | 1
|  | 7 | 30 | 15:31-16:00 | 0 | 1
|  | 7 | 30 | 16:01-16:30 | 0 | 1
|  | 7 | 30 | 16:31-17:00 | 0 | 1
|  | 7 | 30 | 17:01-17:30 | 0 | 1
|  | 7 | 30 | 17:31-18:00 | 0 | 1
|  | 7 | 30 | 18:01-18:30 | 0 | 1
|  | 7 | 30 | 18:31-19:00 | 0 | 1
|  | 7 | 30 | 19:01-19:30 | 0 | 1
|  | 7 | 30 | 19:31-20:00 | 0 | 1
|  | 7 | 30 | 20:01-20:30 | 0 | 1
|  | 7 | 30 | 20:31-21:00 | 0 | 1
|  | 7 | 30 | 21:01-21:30 | 0 | 1
|  | 7 | 30 | 21:31-22:00 | 0 | 1
|  | 7 | 30 | 22:01-22:30 | 0 | 1
|  | 7 | 30 | 22:31-23:00 | 0 | 1
|  | 7 | 30 | 23:01-23:30 | 0 | 1
|  | 7 | 30 | 23:31-00:00 | 0 | 1
|  | 7 | 31 | 00:01-00:30 | 1 | 1
|  | 7 | 31 | 00:31-01:00 | 1 | 1
|  | 7 | 31 | 01:01-01:30 | 1 | 1
|  | 7 | 31 | 01:31-02:00 | 1 | 1
|  | 7 | 31 | 02:01-02:30 | 1 | 1
|  | 7 | 31 | 02:31-03:00 | 1 | 1
|  | 7 | 31 | 03:01-03:30 | 1 | 1
|  | 7 | 31 | 03:31-04:00 | 1 | 1
|  | 7 | 31 | 04:01-04:30 | 1 | 1
|  | 7 | 31 | 04:31-05:00 | 1 | 1
|  | 7 | 31 | 05:01-05:30 | 1 | 1
|  | 7 | 31 | 05:31-06:00 | 1 | 1
|  | 7 | 31 | 06:01-06:30 | 1 | 1
|  | 7 | 31 | 06:31-07:00 | 1 | 1
|  | 7 | 31 | 07:01-07:30 | 1 | 1
|  | 7 | 31 | 07:31-08:00 | 1 | 1
|  | 7 | 31 | 08:01-08:30 | 1 | 1
|  | 7 | 31 | 08:31-09:00 | 1 | 1
|  | 7 | 31 | 09:01-09:30 | 1 | 1
|  | 7 | 31 | 09:31-10:00 | 1 | 1
|  | 7 | 31 | 10:01-10:30 | 1 | 1
|  | 7 | 31 | 10:31-11:00 | 1 | 1
|  | 7 | 31 | 11:01-11:30 | 1 | 1
|  | 7 | 31 | 11:31-12:00 | 1 | 1
|  | 7 | 31 | 12:01-12:30 | 1 | 1
|  | 7 | 31 | 12:31-13:00 | 1 | 1
|  | 7 | 31 | 13:01-13:30 | 1 | 1
|  | 7 | 31 | 13:31-14:00 | 1 | 1
|  | 7 | 31 | 14:01-14:30 | 1 | 1
|  | 7 | 31 | 14:31-15:00 | 1 | 1
|  | 7 | 31 | 15:01-15:30 | 1 | 1
|  | 7 | 31 | 15:31-16:00 | 1 | 1
|  | 7 | 31 | 16:01-16:30 | 1 | 1
|  | 7 | 31 | 16:31-17:00 | 1 | 1
|  | 7 | 31 | 17:01-17:30 | 1 | 1
|  | 7 | 31 | 17:31-18:00 | 1 | 1
|  | 7 | 31 | 18:01-18:30 | 1 | 1
|  | 7 | 31 | 18:31-19:00 | 1 | 1
|  | 7 | 31 | 19:01-19:30 | 1 | 1
|  | 7 | 31 | 19:31-20:00 | 1 | 1
|  | 7 | 31 | 20:01-20:30 | 1 | 1
|  | 7 | 31 | 20:31-21:00 | 1 | 1
|  | 7 | 31 | 21:01-21:30 | 1 | 1
|  | 7 | 31 | 21:31-22:00 | 1 | 1
|  | 7 | 31 | 22:01-22:30 | 1 | 1
|  | 7 | 31 | 22:31-23:00 | 1 | 1
|  | 7 | 31 | 23:01-23:30 | 1 | 1
|  | 7 | 31 | 23:31-00:00 | 1 | 1
|  | 8 | 1 | 00:01-00:30 | 1 | 1
|  | 8 | 1 | 00:31-01:00 | 1 | 1
|  | 8 | 1 | 01:01-01:30 | 1 | 1
|  | 8 | 1 | 01:31-02:00 | 1 | 1
|  | 8 | 1 | 02:01-02:30 | 1 | 1
|  | 8 | 1 | 02:31-03:00 | 1 | 1
|  | 8 | 1 | 03:01-03:30 | 1 | 1
|  | 8 | 1 | 03:31-04:00 | 1 | 1
|  | 8 | 1 | 04:01-04:30 | 1 | 1
|  | 8 | 1 | 04:31-05:00 | 1 | 1
|  | 8 | 1 | 05:01-05:30 | 1 | 1
|  | 8 | 1 | 05:31-06:00 | 1 | 1
|  | 8 | 1 | 06:01-06:30 | 1 | 1
|  | 8 | 1 | 06:31-07:00 | 1 | 1
|  | 8 | 1 | 07:01-07:30 | 1 | 1
|  | 8 | 1 | 07:31-08:00 | 1 | 1
|  | 8 | 1 | 08:01-08:30 | 1 | 1
|  | 8 | 1 | 08:31-09:00 | 1 | 1
|  | 8 | 1 | 09:01-09:30 | 1 | 1
|  | 8 | 1 | 09:31-10:00 | 1 | 1
|  | 8 | 1 | 10:01-10:30 | 1 | 1
|  | 8 | 1 | 10:31-11:00 | 1 | 1
|  | 8 | 1 | 11:01-11:30 | 1 | 1
|  | 8 | 1 | 11:31-12:00 | 1 | 1
|  | 8 | 1 | 12:01-12:30 | 1 | 1
|  | 8 | 1 | 12:31-13:00 | 1 | 1
|  | 8 | 1 | 13:01-13:30 | 1 | 1
|  | 8 | 1 | 13:31-14:00 | 1 | 1
|  | 8 | 1 | 14:01-14:30 | 1 | 1
|  | 8 | 1 | 14:31-15:00 | 1 | 1
|  | 8 | 1 | 15:01-15:30 | 1 | 1
|  | 8 | 1 | 15:31-16:00 | 1 | 1
|  | 8 | 1 | 16:01-16:30 | 1 | 1
|  | 8 | 1 | 16:31-17:00 | 1 | 1
|  | 8 | 1 | 17:01-17:30 | 1 | 1
|  | 8 | 1 | 17:31-18:00 | 1 | 1
|  | 8 | 1 | 18:01-18:30 | 1 | 1
|  | 8 | 1 | 18:31-19:00 | 1 | 1
|  | 8 | 1 | 19:01-19:30 | 1 | 1
|  | 8 | 1 | 19:31-20:00 | 1 | 1
|  | 8 | 1 | 20:01-20:30 | 1 | 1
|  | 8 | 1 | 20:31-21:00 | 1 | 1
|  | 8 | 1 | 21:01-21:30 | 1 | 1
|  | 8 | 1 | 21:31-22:00 | 1 | 1
|  | 8 | 1 | 22:01-22:30 | 1 | 1
|  | 8 | 1 | 22:31-23:00 | 1 | 1
|  | 8 | 1 | 23:01-23:30 | 1 | 1
|  | 8 | 1 | 23:31-00:00 | 1 | 1
|  | 8 | 2 | 00:01-00:30 | 1 | 1
|  | 8 | 2 | 00:31-01:00 | 1 | 1
|  | 8 | 2 | 01:01-01:30 | 1 | 1
|  | 8 | 2 | 01:31-02:00 | 1 | 1
|  | 8 | 2 | 02:01-02:30 | 1 | 1
|  | 8 | 2 | 02:31-03:00 | 1 | 1
|  | 8 | 2 | 03:01-03:30 | 1 | 1
|  | 8 | 2 | 03:31-04:00 | 1 | 1
|  | 8 | 2 | 04:01-04:30 | 1 | 1
|  | 8 | 2 | 04:31-05:00 | 1 | 1
|  | 8 | 2 | 05:01-05:30 | 1 | 1
|  | 8 | 2 | 05:31-06:00 | 1 | 1
|  | 8 | 2 | 06:01-06:30 | 1 | 1
|  | 8 | 2 | 06:31-07:00 | 1 | 1
|  | 8 | 2 | 07:01-07:30 | 1 | 1
|  | 8 | 2 | 07:31-08:00 | 1 | 1
|  | 8 | 2 | 08:01-08:30 | 1 | 1
|  | 8 | 2 | 08:31-09:00 | 1 | 1
|  | 8 | 2 | 09:01-09:30 | 1 | 1
|  | 8 | 2 | 09:31-10:00 | 1 | 1
|  | 8 | 2 | 10:01-10:30 | 1 | 1
|  | 8 | 2 | 10:31-11:00 | 1 | 1
|  | 8 | 2 | 11:01-11:30 | 1 | 1
|  | 8 | 2 | 11:31-12:00 | 1 | 1
|  | 8 | 2 | 12:01-12:30 | 1 | 1
|  | 8 | 2 | 12:31-13:00 | 1 | 1
|  | 8 | 2 | 13:01-13:30 | 1 | 1
|  | 8 | 2 | 13:31-14:00 | 1 | 1
|  | 8 | 2 | 14:01-14:30 | 1 | 1
|  | 8 | 2 | 14:31-15:00 | 1 | 1
|  | 8 | 2 | 15:01-15:30 | 1 | 1
|  | 8 | 2 | 15:31-16:00 | 1 | 1
|  | 8 | 2 | 16:01-16:30 | 1 | 1
|  | 8 | 2 | 16:31-17:00 | 1 | 1
|  | 8 | 2 | 17:01-17:30 | 1 | 1
|  | 8 | 2 | 17:31-18:00 | 1 | 1
|  | 8 | 2 | 18:01-18:30 | 1 | 1
|  | 8 | 2 | 18:31-19:00 | 1 | 1
|  | 8 | 2 | 19:01-19:30 | 1 | 1
|  | 8 | 2 | 19:31-20:00 | 1 | 1
|  | 8 | 2 | 20:01-20:30 | 1 | 1
|  | 8 | 2 | 20:31-21:00 | 1 | 1
|  | 8 | 2 | 21:01-21:30 | 1 | 1
|  | 8 | 2 | 21:31-22:00 | 1 | 1
|  | 8 | 2 | 22:01-22:30 | 1 | 1
|  | 8 | 2 | 22:31-23:00 | 1 | 1
|  | 8 | 2 | 23:01-23:30 | 1 | 1
|  | 8 | 2 | 23:31-00:00 | 1 | 1
|  | 8 | 3 | 00:01-00:30 | 1 | 1
|  | 8 | 3 | 00:31-01:00 | 1 | 1
|  | 8 | 3 | 01:01-01:30 | 1 | 1
|  | 8 | 3 | 01:31-02:00 | 1 | 1
|  | 8 | 3 | 02:01-02:30 | 1 | 1
|  | 8 | 3 | 02:31-03:00 | 1 | 1
|  | 8 | 3 | 03:01-03:30 | 1 | 1
|  | 8 | 3 | 03:31-04:00 | 1 | 1
|  | 8 | 3 | 04:01-04:30 | 1 | 1
|  | 8 | 3 | 04:31-05:00 | 1 | 1
|  | 8 | 3 | 05:01-05:30 | 1 | 1
|  | 8 | 3 | 05:31-06:00 | 1 | 1
|  | 8 | 3 | 06:01-06:30 | 1 | 1
|  | 8 | 3 | 06:31-07:00 | 1 | 1
|  | 8 | 3 | 07:01-07:30 | 1 | 1
|  | 8 | 3 | 07:31-08:00 | 1 | 1
|  | 8 | 3 | 08:01-08:30 | 1 | 1
|  | 8 | 3 | 08:31-09:00 | 1 | 1
|  | 8 | 3 | 09:01-09:30 | 1 | 1
|  | 8 | 3 | 09:31-10:00 | 1 | 1
|  | 8 | 3 | 10:01-10:30 | 1 | 1
|  | 8 | 3 | 10:31-11:00 | 1 | 1
|  | 8 | 3 | 11:01-11:30 | 1 | 1
|  | 8 | 3 | 11:31-12:00 | 1 | 1
|  | 8 | 3 | 12:01-12:30 | 1 | 1
|  | 8 | 3 | 12:31-13:00 | 1 | 1
|  | 8 | 3 | 13:01-13:30 | 1 | 1
|  | 8 | 3 | 13:31-14:00 | 1 | 1
|  | 8 | 3 | 14:01-14:30 | 1 | 1
|  | 8 | 3 | 14:31-15:00 | 1 | 1
|  | 8 | 3 | 15:01-15:30 | 1 | 1
|  | 8 | 3 | 15:31-16:00 | 1 | 1
|  | 8 | 3 | 16:01-16:30 | 1 | 1
|  | 8 | 3 | 16:31-17:00 | 1 | 1
|  | 8 | 3 | 17:01-17:30 | 1 | 1
|  | 8 | 3 | 17:31-18:00 | 1 | 1
|  | 8 | 3 | 18:01-18:30 | 1 | 1
|  | 8 | 3 | 18:31-19:00 | 1 | 1
|  | 8 | 3 | 19:01-19:30 | 1 | 1
|  | 8 | 3 | 19:31-20:00 | 1 | 1
|  | 8 | 3 | 20:01-20:30 | 1 | 1
|  | 8 | 3 | 20:31-21:00 | 1 | 1
|  | 8 | 3 | 21:01-21:30 | 1 | 1
|  | 8 | 3 | 21:31-22:00 | 1 | 1
|  | 8 | 3 | 22:01-22:30 | 1 | 1
|  | 8 | 3 | 22:31-23:00 | 1 | 1
|  | 8 | 3 | 23:01-23:30 | 1 | 1
|  | 8 | 3 | 23:31-00:00 | 1 | 1
|  | 8 | 4 | 00:01-00:30 | 1 | 1
|  | 8 | 4 | 00:31-01:00 | 1 | 1
|  | 8 | 4 | 01:01-01:30 | 1 | 1
|  | 8 | 4 | 01:31-02:00 | 1 | 1
|  | 8 | 4 | 02:01-02:30 | 1 | 1
|  | 8 | 4 | 02:31-03:00 | 1 | 1
|  | 8 | 4 | 03:01-03:30 | 1 | 1
|  | 8 | 4 | 03:31-04:00 | 1 | 1
|  | 8 | 4 | 04:01-04:30 | 1 | 1
|  | 8 | 4 | 04:31-05:00 | 1 | 1
|  | 8 | 4 | 05:01-05:30 | 1 | 1
|  | 8 | 4 | 05:31-06:00 | 1 | 1
|  | 8 | 4 | 06:01-06:30 | 1 | 1
|  | 8 | 4 | 06:31-07:00 | 1 | 1
|  | 8 | 4 | 07:01-07:30 | 1 | 1
|  | 8 | 4 | 07:31-08:00 | 1 | 1
|  | 8 | 4 | 08:01-08:30 | 1 | 1
|  | 8 | 4 | 08:31-09:00 | 1 | 1
|  | 8 | 4 | 09:01-09:30 | 1 | 1
|  | 8 | 4 | 09:31-10:00 | 1 | 1
|  | 8 | 4 | 10:01-10:30 | 1 | 1
|  | 8 | 4 | 10:31-11:00 | 1 | 1
|  | 8 | 4 | 11:01-11:30 | 1 | 1
|  | 8 | 4 | 11:31-12:00 | 1 | 1
|  | 8 | 4 | 12:01-12:30 | 1 | 1
|  | 8 | 4 | 12:31-13:00 | 1 | 1
|  | 8 | 4 | 13:01-13:30 | 1 | 1
|  | 8 | 4 | 13:31-14:00 | 1 | 1
|  | 8 | 4 | 14:01-14:30 | 1 | 1
|  | 8 | 4 | 14:31-15:00 | 1 | 1
|  | 8 | 4 | 15:01-15:30 | 1 | 1
|  | 8 | 4 | 15:31-16:00 | 1 | 1
|  | 8 | 4 | 16:01-16:30 | 1 | 1
|  | 8 | 4 | 16:31-17:00 | 1 | 1
|  | 8 | 4 | 17:01-17:30 | 1 | 1
|  | 8 | 4 | 17:31-18:00 | 1 | 1
|  | 8 | 4 | 18:01-18:30 | 1 | 1
|  | 8 | 4 | 18:31-19:00 | 1 | 1
|  | 8 | 4 | 19:01-19:30 | 1 | 1
|  | 8 | 4 | 19:31-20:00 | 1 | 1
|  | 8 | 4 | 20:01-20:30 | 1 | 1
|  | 8 | 4 | 20:31-21:00 | 1 | 1
|  | 8 | 4 | 21:01-21:30 | 1 | 1
|  | 8 | 4 | 21:31-22:00 | 1 | 1
|  | 8 | 4 | 22:01-22:30 | 1 | 1
|  | 8 | 4 | 22:31-23:00 | 1 | 1
|  | 8 | 4 | 23:01-23:30 | 1 | 1
|  | 8 | 4 | 23:31-00:00 | 1 | 1
|  | 8 | 5 | 00:01-00:30 | 0 | 1
|  | 8 | 5 | 00:31-01:00 | 0 | 1
|  | 8 | 5 | 01:01-01:30 | 0 | 1
|  | 8 | 5 | 01:31-02:00 | 0 | 1
|  | 8 | 5 | 02:01-02:30 | 0 | 1
|  | 8 | 5 | 02:31-03:00 | 0 | 1
|  | 8 | 5 | 03:01-03:30 | 0 | 1
|  | 8 | 5 | 03:31-04:00 | 0 | 1
|  | 8 | 5 | 04:01-04:30 | 0 | 1
|  | 8 | 5 | 04:31-05:00 | 0 | 1
|  | 8 | 5 | 05:01-05:30 | 0 | 1
|  | 8 | 5 | 05:31-06:00 | 0 | 1
|  | 8 | 5 | 06:01-06:30 | 0 | 1
|  | 8 | 5 | 06:31-07:00 | 0 | 1
|  | 8 | 5 | 07:01-07:30 | 0 | 1
|  | 8 | 5 | 07:31-08:00 | 0 | 1
|  | 8 | 5 | 08:01-08:30 | 0 | 1
|  | 8 | 5 | 08:31-09:00 | 0 | 1
|  | 8 | 5 | 09:01-09:30 | 0 | 1
|  | 8 | 5 | 09:31-10:00 | 0 | 1
|  | 8 | 5 | 10:01-10:30 | 0 | 1
|  | 8 | 5 | 10:31-11:00 | 0 | 1
|  | 8 | 5 | 11:01-11:30 | 0 | 1
|  | 8 | 5 | 11:31-12:00 | 0 | 1
|  | 8 | 5 | 12:01-12:30 | 0 | 1
|  | 8 | 5 | 12:31-13:00 | 0 | 1
|  | 8 | 5 | 13:01-13:30 | 0 | 1
|  | 8 | 5 | 13:31-14:00 | 0 | 1
|  | 8 | 5 | 14:01-14:30 | 0 | 1
|  | 8 | 5 | 14:31-15:00 | 0 | 1
|  | 8 | 5 | 15:01-15:30 | 0 | 1
|  | 8 | 5 | 15:31-16:00 | 0 | 1
|  | 8 | 5 | 16:01-16:30 | 0 | 1
|  | 8 | 5 | 16:31-17:00 | 0 | 1
|  | 8 | 5 | 17:01-17:30 | 0 | 1
|  | 8 | 5 | 17:31-18:00 | 0 | 1
|  | 8 | 5 | 18:01-18:30 | 0 | 1
|  | 8 | 5 | 18:31-19:00 | 0 | 1
|  | 8 | 5 | 19:01-19:30 | 0 | 1
|  | 8 | 5 | 19:31-20:00 | 0 | 1
|  | 8 | 5 | 20:01-20:30 | 0 | 1
|  | 8 | 5 | 20:31-21:00 | 0 | 1
|  | 8 | 5 | 21:01-21:30 | 0 | 1
|  | 8 | 5 | 21:31-22:00 | 0 | 1
|  | 8 | 5 | 22:01-22:30 | 0 | 1
|  | 8 | 5 | 22:31-23:00 | 0 | 1
|  | 8 | 5 | 23:01-23:30 | 0 | 1
|  | 8 | 5 | 23:31-00:00 | 0 | 1
|  | 8 | 6 | 00:01-00:30 | 0 | 1
|  | 8 | 6 | 00:31-01:00 | 0 | 1
|  | 8 | 6 | 01:01-01:30 | 0 | 1
|  | 8 | 6 | 01:31-02:00 | 0 | 1
|  | 8 | 6 | 02:01-02:30 | 0 | 1
|  | 8 | 6 | 02:31-03:00 | 0 | 1
|  | 8 | 6 | 03:01-03:30 | 0 | 1
|  | 8 | 6 | 03:31-04:00 | 0 | 1
|  | 8 | 6 | 04:01-04:30 | 0 | 1
|  | 8 | 6 | 04:31-05:00 | 0 | 1
|  | 8 | 6 | 05:01-05:30 | 0 | 1
|  | 8 | 6 | 05:31-06:00 | 0 | 1
|  | 8 | 6 | 06:01-06:30 | 0 | 1
|  | 8 | 6 | 06:31-07:00 | 0 | 1
|  | 8 | 6 | 07:01-07:30 | 0 | 1
|  | 8 | 6 | 07:31-08:00 | 0 | 1
|  | 8 | 6 | 08:01-08:30 | 0 | 1
|  | 8 | 6 | 08:31-09:00 | 0 | 1
|  | 8 | 6 | 09:01-09:30 | 0 | 1
|  | 8 | 6 | 09:31-10:00 | 0 | 1
|  | 8 | 6 | 10:01-10:30 | 0 | 1
|  | 8 | 6 | 10:31-11:00 | 0 | 1
|  | 8 | 6 | 11:01-11:30 | 0 | 1
|  | 8 | 6 | 11:31-12:00 | 0 | 1
|  | 8 | 6 | 12:01-12:30 | 0 | 1
|  | 8 | 6 | 12:31-13:00 | 0 | 1
|  | 8 | 6 | 13:01-13:30 | 0 | 1
|  | 8 | 6 | 13:31-14:00 | 0 | 1
|  | 8 | 6 | 14:01-14:30 | 0 | 1
|  | 8 | 6 | 14:31-15:00 | 0 | 1
|  | 8 | 6 | 15:01-15:30 | 0 | 1
|  | 8 | 6 | 15:31-16:00 | 0 | 1
|  | 8 | 6 | 16:01-16:30 | 0 | 1
|  | 8 | 6 | 16:31-17:00 | 0 | 1
|  | 8 | 6 | 17:01-17:30 | 0 | 1
|  | 8 | 6 | 17:31-18:00 | 0 | 1
|  | 8 | 6 | 18:01-18:30 | 0 | 1
|  | 8 | 6 | 18:31-19:00 | 0 | 1
|  | 8 | 6 | 19:01-19:30 | 0 | 1
|  | 8 | 6 | 19:31-20:00 | 0 | 1
|  | 8 | 6 | 20:01-20:30 | 0 | 1
|  | 8 | 6 | 20:31-21:00 | 0 | 1
|  | 8 | 6 | 21:01-21:30 | 0 | 1
|  | 8 | 6 | 21:31-22:00 | 0 | 1
|  | 8 | 6 | 22:01-22:30 | 0 | 1
|  | 8 | 6 | 22:31-23:00 | 0 | 1
|  | 8 | 6 | 23:01-23:30 | 0 | 1
|  | 8 | 6 | 23:31-00:00 | 0 | 1
|  | 8 | 7 | 00:01-00:30 | 1 | 1
|  | 8 | 7 | 00:31-01:00 | 1 | 1
|  | 8 | 7 | 01:01-01:30 | 1 | 1
|  | 8 | 7 | 01:31-02:00 | 1 | 1
|  | 8 | 7 | 02:01-02:30 | 1 | 1
|  | 8 | 7 | 02:31-03:00 | 1 | 1
|  | 8 | 7 | 03:01-03:30 | 1 | 1
|  | 8 | 7 | 03:31-04:00 | 1 | 1
|  | 8 | 7 | 04:01-04:30 | 1 | 1
|  | 8 | 7 | 04:31-05:00 | 1 | 1
|  | 8 | 7 | 05:01-05:30 | 1 | 1
|  | 8 | 7 | 05:31-06:00 | 1 | 1
|  | 8 | 7 | 06:01-06:30 | 1 | 1
|  | 8 | 7 | 06:31-07:00 | 1 | 1
|  | 8 | 7 | 07:01-07:30 | 1 | 1
|  | 8 | 7 | 07:31-08:00 | 1 | 1
|  | 8 | 7 | 08:01-08:30 | 1 | 1
|  | 8 | 7 | 08:31-09:00 | 1 | 1
|  | 8 | 7 | 09:01-09:30 | 1 | 1
|  | 8 | 7 | 09:31-10:00 | 1 | 1
|  | 8 | 7 | 10:01-10:30 | 1 | 1
|  | 8 | 7 | 10:31-11:00 | 1 | 1
|  | 8 | 7 | 11:01-11:30 | 1 | 1
|  | 8 | 7 | 11:31-12:00 | 1 | 1
|  | 8 | 7 | 12:01-12:30 | 1 | 1
|  | 8 | 7 | 12:31-13:00 | 1 | 1
|  | 8 | 7 | 13:01-13:30 | 1 | 1
|  | 8 | 7 | 13:31-14:00 | 1 | 1
|  | 8 | 7 | 14:01-14:30 | 1 | 1
|  | 8 | 7 | 14:31-15:00 | 1 | 1
|  | 8 | 7 | 15:01-15:30 | 1 | 1
|  | 8 | 7 | 15:31-16:00 | 1 | 1
|  | 8 | 7 | 16:01-16:30 | 1 | 1
|  | 8 | 7 | 16:31-17:00 | 1 | 1
|  | 8 | 7 | 17:01-17:30 | 1 | 1
|  | 8 | 7 | 17:31-18:00 | 1 | 1
|  | 8 | 7 | 18:01-18:30 | 1 | 1
|  | 8 | 7 | 18:31-19:00 | 1 | 1
|  | 8 | 7 | 19:01-19:30 | 1 | 1
|  | 8 | 7 | 19:31-20:00 | 1 | 1
|  | 8 | 7 | 20:01-20:30 | 1 | 1
|  | 8 | 7 | 20:31-21:00 | 1 | 1
|  | 8 | 7 | 21:01-21:30 | 1 | 1
|  | 8 | 7 | 21:31-22:00 | 1 | 1
|  | 8 | 7 | 22:01-22:30 | 1 | 1
|  | 8 | 7 | 22:31-23:00 | 1 | 1
|  | 8 | 7 | 23:01-23:30 | 1 | 1
|  | 8 | 7 | 23:31-00:00 | 1 | 1
|  | 8 | 8 | 00:01-00:30 | 1 | 1
|  | 8 | 8 | 00:31-01:00 | 1 | 1
|  | 8 | 8 | 01:01-01:30 | 1 | 1
|  | 8 | 8 | 01:31-02:00 | 1 | 1
|  | 8 | 8 | 02:01-02:30 | 1 | 1
|  | 8 | 8 | 02:31-03:00 | 1 | 1
|  | 8 | 8 | 03:01-03:30 | 1 | 1
|  | 8 | 8 | 03:31-04:00 | 1 | 1
|  | 8 | 8 | 04:01-04:30 | 1 | 1
|  | 8 | 8 | 04:31-05:00 | 1 | 1
|  | 8 | 8 | 05:01-05:30 | 1 | 1
|  | 8 | 8 | 05:31-06:00 | 1 | 1
|  | 8 | 8 | 06:01-06:30 | 1 | 1
|  | 8 | 8 | 06:31-07:00 | 1 | 1
|  | 8 | 8 | 07:01-07:30 | 1 | 1
|  | 8 | 8 | 07:31-08:00 | 1 | 1
|  | 8 | 8 | 08:01-08:30 | 1 | 1
|  | 8 | 8 | 08:31-09:00 | 1 | 1
|  | 8 | 8 | 09:01-09:30 | 1 | 1
|  | 8 | 8 | 09:31-10:00 | 1 | 1
|  | 8 | 8 | 10:01-10:30 | 1 | 1
|  | 8 | 8 | 10:31-11:00 | 1 | 1
|  | 8 | 8 | 11:01-11:30 | 1 | 1
|  | 8 | 8 | 11:31-12:00 | 1 | 1
|  | 8 | 8 | 12:01-12:30 | 1 | 1
|  | 8 | 8 | 12:31-13:00 | 1 | 1
|  | 8 | 8 | 13:01-13:30 | 1 | 1
|  | 8 | 8 | 13:31-14:00 | 1 | 1
|  | 8 | 8 | 14:01-14:30 | 1 | 1
|  | 8 | 8 | 14:31-15:00 | 1 | 1
|  | 8 | 8 | 15:01-15:30 | 1 | 1
|  | 8 | 8 | 15:31-16:00 | 1 | 1
|  | 8 | 8 | 16:01-16:30 | 1 | 1
|  | 8 | 8 | 16:31-17:00 | 1 | 1
|  | 8 | 8 | 17:01-17:30 | 1 | 1
|  | 8 | 8 | 17:31-18:00 | 1 | 1
|  | 8 | 8 | 18:01-18:30 | 1 | 1
|  | 8 | 8 | 18:31-19:00 | 1 | 1
|  | 8 | 8 | 19:01-19:30 | 1 | 1
|  | 8 | 8 | 19:31-20:00 | 1 | 1
|  | 8 | 8 | 20:01-20:30 | 1 | 1
|  | 8 | 8 | 20:31-21:00 | 1 | 1
|  | 8 | 8 | 21:01-21:30 | 1 | 1
|  | 8 | 8 | 21:31-22:00 | 1 | 1
|  | 8 | 8 | 22:01-22:30 | 1 | 1
|  | 8 | 8 | 22:31-23:00 | 1 | 1
|  | 8 | 8 | 23:01-23:30 | 1 | 1
|  | 8 | 8 | 23:31-00:00 | 1 | 1
|  | 8 | 9 | 00:01-00:30 | 1 | 1
|  | 8 | 9 | 00:31-01:00 | 1 | 1
|  | 8 | 9 | 01:01-01:30 | 1 | 1
|  | 8 | 9 | 01:31-02:00 | 1 | 1
|  | 8 | 9 | 02:01-02:30 | 1 | 1
|  | 8 | 9 | 02:31-03:00 | 1 | 1
|  | 8 | 9 | 03:01-03:30 | 1 | 1
|  | 8 | 9 | 03:31-04:00 | 1 | 1
|  | 8 | 9 | 04:01-04:30 | 1 | 1
|  | 8 | 9 | 04:31-05:00 | 1 | 1
|  | 8 | 9 | 05:01-05:30 | 1 | 1
|  | 8 | 9 | 05:31-06:00 | 1 | 1
|  | 8 | 9 | 06:01-06:30 | 1 | 1
|  | 8 | 9 | 06:31-07:00 | 1 | 1
|  | 8 | 9 | 07:01-07:30 | 1 | 1
|  | 8 | 9 | 07:31-08:00 | 1 | 1
|  | 8 | 9 | 08:01-08:30 | 1 | 1
|  | 8 | 9 | 08:31-09:00 | 1 | 1
|  | 8 | 9 | 09:01-09:30 | 1 | 1
|  | 8 | 9 | 09:31-10:00 | 1 | 1
|  | 8 | 9 | 10:01-10:30 | 1 | 1
|  | 8 | 9 | 10:31-11:00 | 1 | 1
|  | 8 | 9 | 11:01-11:30 | 1 | 1
|  | 8 | 9 | 11:31-12:00 | 1 | 1
|  | 8 | 9 | 12:01-12:30 | 1 | 1
|  | 8 | 9 | 12:31-13:00 | 1 | 1
|  | 8 | 9 | 13:01-13:30 | 1 | 1
|  | 8 | 9 | 13:31-14:00 | 1 | 1
|  | 8 | 9 | 14:01-14:30 | 1 | 1
|  | 8 | 9 | 14:31-15:00 | 1 | 1
|  | 8 | 9 | 15:01-15:30 | 1 | 1
|  | 8 | 9 | 15:31-16:00 | 1 | 1
|  | 8 | 9 | 16:01-16:30 | 1 | 1
|  | 8 | 9 | 16:31-17:00 | 1 | 1
|  | 8 | 9 | 17:01-17:30 | 1 | 1
|  | 8 | 9 | 17:31-18:00 | 1 | 1
|  | 8 | 9 | 18:01-18:30 | 1 | 1
|  | 8 | 9 | 18:31-19:00 | 1 | 1
|  | 8 | 9 | 19:01-19:30 | 1 | 1
|  | 8 | 9 | 19:31-20:00 | 1 | 1
|  | 8 | 9 | 20:01-20:30 | 1 | 1
|  | 8 | 9 | 20:31-21:00 | 1 | 1
|  | 8 | 9 | 21:01-21:30 | 1 | 1
|  | 8 | 9 | 21:31-22:00 | 1 | 1
|  | 8 | 9 | 22:01-22:30 | 1 | 1
|  | 8 | 9 | 22:31-23:00 | 1 | 1
|  | 8 | 9 | 23:01-23:30 | 1 | 1
|  | 8 | 9 | 23:31-00:00 | 1 | 1
|  | 8 | 10 | 00:01-00:30 | 1 | 1
|  | 8 | 10 | 00:31-01:00 | 1 | 1
|  | 8 | 10 | 01:01-01:30 | 1 | 1
|  | 8 | 10 | 01:31-02:00 | 1 | 1
|  | 8 | 10 | 02:01-02:30 | 1 | 1
|  | 8 | 10 | 02:31-03:00 | 1 | 1
|  | 8 | 10 | 03:01-03:30 | 1 | 1
|  | 8 | 10 | 03:31-04:00 | 1 | 1
|  | 8 | 10 | 04:01-04:30 | 1 | 1
|  | 8 | 10 | 04:31-05:00 | 1 | 1
|  | 8 | 10 | 05:01-05:30 | 1 | 1
|  | 8 | 10 | 05:31-06:00 | 1 | 1
|  | 8 | 10 | 06:01-06:30 | 1 | 1
|  | 8 | 10 | 06:31-07:00 | 1 | 1
|  | 8 | 10 | 07:01-07:30 | 1 | 1
|  | 8 | 10 | 07:31-08:00 | 1 | 1
|  | 8 | 10 | 08:01-08:30 | 1 | 1
|  | 8 | 10 | 08:31-09:00 | 1 | 1
|  | 8 | 10 | 09:01-09:30 | 1 | 1
|  | 8 | 10 | 09:31-10:00 | 1 | 1
|  | 8 | 10 | 10:01-10:30 | 1 | 1
|  | 8 | 10 | 10:31-11:00 | 1 | 1
|  | 8 | 10 | 11:01-11:30 | 1 | 1
|  | 8 | 10 | 11:31-12:00 | 1 | 1
|  | 8 | 10 | 12:01-12:30 | 1 | 1
|  | 8 | 10 | 12:31-13:00 | 1 | 1
|  | 8 | 10 | 13:01-13:30 | 1 | 1
|  | 8 | 10 | 13:31-14:00 | 1 | 1
|  | 8 | 10 | 14:01-14:30 | 1 | 1
|  | 8 | 10 | 14:31-15:00 | 1 | 1
|  | 8 | 10 | 15:01-15:30 | 1 | 1
|  | 8 | 10 | 15:31-16:00 | 1 | 1
|  | 8 | 10 | 16:01-16:30 | 1 | 1
|  | 8 | 10 | 16:31-17:00 | 1 | 1
|  | 8 | 10 | 17:01-17:30 | 1 | 1
|  | 8 | 10 | 17:31-18:00 | 1 | 1
|  | 8 | 10 | 18:01-18:30 | 1 | 1
|  | 8 | 10 | 18:31-19:00 | 1 | 1
|  | 8 | 10 | 19:01-19:30 | 1 | 1
|  | 8 | 10 | 19:31-20:00 | 1 | 1
|  | 8 | 10 | 20:01-20:30 | 1 | 1
|  | 8 | 10 | 20:31-21:00 | 1 | 1
|  | 8 | 10 | 21:01-21:30 | 1 | 1
|  | 8 | 10 | 21:31-22:00 | 1 | 1
|  | 8 | 10 | 22:01-22:30 | 1 | 1
|  | 8 | 10 | 22:31-23:00 | 1 | 1
|  | 8 | 10 | 23:01-23:30 | 1 | 1
|  | 8 | 10 | 23:31-00:00 | 1 | 1
|  | 8 | 11 | 00:01-00:30 | 1 | 1
|  | 8 | 11 | 00:31-01:00 | 1 | 1
|  | 8 | 11 | 01:01-01:30 | 1 | 1
|  | 8 | 11 | 01:31-02:00 | 1 | 1
|  | 8 | 11 | 02:01-02:30 | 1 | 1
|  | 8 | 11 | 02:31-03:00 | 1 | 1
|  | 8 | 11 | 03:01-03:30 | 1 | 1
|  | 8 | 11 | 03:31-04:00 | 1 | 1
|  | 8 | 11 | 04:01-04:30 | 1 | 1
|  | 8 | 11 | 04:31-05:00 | 1 | 1
|  | 8 | 11 | 05:01-05:30 | 1 | 1
|  | 8 | 11 | 05:31-06:00 | 1 | 1
|  | 8 | 11 | 06:01-06:30 | 1 | 1
|  | 8 | 11 | 06:31-07:00 | 1 | 1
|  | 8 | 11 | 07:01-07:30 | 1 | 1
|  | 8 | 11 | 07:31-08:00 | 1 | 1
|  | 8 | 11 | 08:01-08:30 | 1 | 1
|  | 8 | 11 | 08:31-09:00 | 1 | 1
|  | 8 | 11 | 09:01-09:30 | 1 | 1
|  | 8 | 11 | 09:31-10:00 | 1 | 1
|  | 8 | 11 | 10:01-10:30 | 1 | 1
|  | 8 | 11 | 10:31-11:00 | 1 | 1
|  | 8 | 11 | 11:01-11:30 | 1 | 1
|  | 8 | 11 | 11:31-12:00 | 1 | 1
|  | 8 | 11 | 12:01-12:30 | 1 | 1
|  | 8 | 11 | 12:31-13:00 | 1 | 1
|  | 8 | 11 | 13:01-13:30 | 1 | 1
|  | 8 | 11 | 13:31-14:00 | 1 | 1
|  | 8 | 11 | 14:01-14:30 | 1 | 1
|  | 8 | 11 | 14:31-15:00 | 1 | 1
|  | 8 | 11 | 15:01-15:30 | 1 | 1
|  | 8 | 11 | 15:31-16:00 | 1 | 1
|  | 8 | 11 | 16:01-16:30 | 1 | 1
|  | 8 | 11 | 16:31-17:00 | 1 | 1
|  | 8 | 11 | 17:01-17:30 | 1 | 1
|  | 8 | 11 | 17:31-18:00 | 1 | 1
|  | 8 | 11 | 18:01-18:30 | 1 | 1
|  | 8 | 11 | 18:31-19:00 | 1 | 1
|  | 8 | 11 | 19:01-19:30 | 1 | 1
|  | 8 | 11 | 19:31-20:00 | 1 | 1
|  | 8 | 11 | 20:01-20:30 | 1 | 1
|  | 8 | 11 | 20:31-21:00 | 1 | 1
|  | 8 | 11 | 21:01-21:30 | 1 | 1
|  | 8 | 11 | 21:31-22:00 | 1 | 1
|  | 8 | 11 | 22:01-22:30 | 1 | 1
|  | 8 | 11 | 22:31-23:00 | 1 | 1
|  | 8 | 11 | 23:01-23:30 | 1 | 1
|  | 8 | 11 | 23:31-00:00 | 1 | 1
|  | 8 | 12 | 00:01-00:30 | 0 | 1
|  | 8 | 12 | 00:31-01:00 | 0 | 1
|  | 8 | 12 | 01:01-01:30 | 0 | 1
|  | 8 | 12 | 01:31-02:00 | 0 | 1
|  | 8 | 12 | 02:01-02:30 | 0 | 1
|  | 8 | 12 | 02:31-03:00 | 0 | 1
|  | 8 | 12 | 03:01-03:30 | 0 | 1
|  | 8 | 12 | 03:31-04:00 | 0 | 1
|  | 8 | 12 | 04:01-04:30 | 0 | 1
|  | 8 | 12 | 04:31-05:00 | 0 | 1
|  | 8 | 12 | 05:01-05:30 | 0 | 1
|  | 8 | 12 | 05:31-06:00 | 0 | 1
|  | 8 | 12 | 06:01-06:30 | 0 | 1
|  | 8 | 12 | 06:31-07:00 | 0 | 1
|  | 8 | 12 | 07:01-07:30 | 0 | 1
|  | 8 | 12 | 07:31-08:00 | 0 | 1
|  | 8 | 12 | 08:01-08:30 | 0 | 1
|  | 8 | 12 | 08:31-09:00 | 0 | 1
|  | 8 | 12 | 09:01-09:30 | 0 | 1
|  | 8 | 12 | 09:31-10:00 | 0 | 1
|  | 8 | 12 | 10:01-10:30 | 0 | 1
|  | 8 | 12 | 10:31-11:00 | 0 | 1
|  | 8 | 12 | 11:01-11:30 | 0 | 1
|  | 8 | 12 | 11:31-12:00 | 0 | 1
|  | 8 | 12 | 12:01-12:30 | 0 | 1
|  | 8 | 12 | 12:31-13:00 | 0 | 1
|  | 8 | 12 | 13:01-13:30 | 0 | 1
|  | 8 | 12 | 13:31-14:00 | 0 | 1
|  | 8 | 12 | 14:01-14:30 | 0 | 1
|  | 8 | 12 | 14:31-15:00 | 0 | 1
|  | 8 | 12 | 15:01-15:30 | 0 | 1
|  | 8 | 12 | 15:31-16:00 | 0 | 1
|  | 8 | 12 | 16:01-16:30 | 0 | 1
|  | 8 | 12 | 16:31-17:00 | 0 | 1
|  | 8 | 12 | 17:01-17:30 | 0 | 1
|  | 8 | 12 | 17:31-18:00 | 0 | 1
|  | 8 | 12 | 18:01-18:30 | 0 | 1
|  | 8 | 12 | 18:31-19:00 | 0 | 1
|  | 8 | 12 | 19:01-19:30 | 0 | 1
|  | 8 | 12 | 19:31-20:00 | 0 | 1
|  | 8 | 12 | 20:01-20:30 | 0 | 1
|  | 8 | 12 | 20:31-21:00 | 0 | 1
|  | 8 | 12 | 21:01-21:30 | 0 | 1
|  | 8 | 12 | 21:31-22:00 | 0 | 1
|  | 8 | 12 | 22:01-22:30 | 0 | 1
|  | 8 | 12 | 22:31-23:00 | 0 | 1
|  | 8 | 12 | 23:01-23:30 | 0 | 1
|  | 8 | 12 | 23:31-00:00 | 0 | 1
|  | 8 | 13 | 00:01-00:30 | 0 | 1
|  | 8 | 13 | 00:31-01:00 | 0 | 1
|  | 8 | 13 | 01:01-01:30 | 0 | 1
|  | 8 | 13 | 01:31-02:00 | 0 | 1
|  | 8 | 13 | 02:01-02:30 | 0 | 1
|  | 8 | 13 | 02:31-03:00 | 0 | 1
|  | 8 | 13 | 03:01-03:30 | 0 | 1
|  | 8 | 13 | 03:31-04:00 | 0 | 1
|  | 8 | 13 | 04:01-04:30 | 0 | 1
|  | 8 | 13 | 04:31-05:00 | 0 | 1
|  | 8 | 13 | 05:01-05:30 | 0 | 1
|  | 8 | 13 | 05:31-06:00 | 0 | 1
|  | 8 | 13 | 06:01-06:30 | 0 | 1
|  | 8 | 13 | 06:31-07:00 | 0 | 1
|  | 8 | 13 | 07:01-07:30 | 0 | 1
|  | 8 | 13 | 07:31-08:00 | 0 | 1
|  | 8 | 13 | 08:01-08:30 | 0 | 1
|  | 8 | 13 | 08:31-09:00 | 0 | 1
|  | 8 | 13 | 09:01-09:30 | 0 | 1
|  | 8 | 13 | 09:31-10:00 | 0 | 1
|  | 8 | 13 | 10:01-10:30 | 0 | 1
|  | 8 | 13 | 10:31-11:00 | 0 | 1
|  | 8 | 13 | 11:01-11:30 | 0 | 1
|  | 8 | 13 | 11:31-12:00 | 0 | 1
|  | 8 | 13 | 12:01-12:30 | 0 | 1
|  | 8 | 13 | 12:31-13:00 | 0 | 1
|  | 8 | 13 | 13:01-13:30 | 0 | 1
|  | 8 | 13 | 13:31-14:00 | 0 | 1
|  | 8 | 13 | 14:01-14:30 | 0 | 1
|  | 8 | 13 | 14:31-15:00 | 0 | 1
|  | 8 | 13 | 15:01-15:30 | 0 | 1
|  | 8 | 13 | 15:31-16:00 | 0 | 1
|  | 8 | 13 | 16:01-16:30 | 0 | 1
|  | 8 | 13 | 16:31-17:00 | 0 | 1
|  | 8 | 13 | 17:01-17:30 | 0 | 1
|  | 8 | 13 | 17:31-18:00 | 0 | 1
|  | 8 | 13 | 18:01-18:30 | 0 | 1
|  | 8 | 13 | 18:31-19:00 | 0 | 1
|  | 8 | 13 | 19:01-19:30 | 0 | 1
|  | 8 | 13 | 19:31-20:00 | 0 | 1
|  | 8 | 13 | 20:01-20:30 | 0 | 1
|  | 8 | 13 | 20:31-21:00 | 0 | 1
|  | 8 | 13 | 21:01-21:30 | 0 | 1
|  | 8 | 13 | 21:31-22:00 | 0 | 1
|  | 8 | 13 | 22:01-22:30 | 0 | 1
|  | 8 | 13 | 22:31-23:00 | 0 | 1
|  | 8 | 13 | 23:01-23:30 | 0 | 1
|  | 8 | 13 | 23:31-00:00 | 0 | 1
|  | 8 | 14 | 00:01-00:30 | 1 | 1
|  | 8 | 14 | 00:31-01:00 | 1 | 1
|  | 8 | 14 | 01:01-01:30 | 1 | 1
|  | 8 | 14 | 01:31-02:00 | 1 | 1
|  | 8 | 14 | 02:01-02:30 | 1 | 1
|  | 8 | 14 | 02:31-03:00 | 1 | 1
|  | 8 | 14 | 03:01-03:30 | 1 | 1
|  | 8 | 14 | 03:31-04:00 | 1 | 1
|  | 8 | 14 | 04:01-04:30 | 1 | 1
|  | 8 | 14 | 04:31-05:00 | 1 | 1
|  | 8 | 14 | 05:01-05:30 | 1 | 1
|  | 8 | 14 | 05:31-06:00 | 1 | 1
|  | 8 | 14 | 06:01-06:30 | 1 | 1
|  | 8 | 14 | 06:31-07:00 | 1 | 1
|  | 8 | 14 | 07:01-07:30 | 1 | 1
|  | 8 | 14 | 07:31-08:00 | 1 | 1
|  | 8 | 14 | 08:01-08:30 | 1 | 1
|  | 8 | 14 | 08:31-09:00 | 1 | 1
|  | 8 | 14 | 09:01-09:30 | 1 | 1
|  | 8 | 14 | 09:31-10:00 | 1 | 1
|  | 8 | 14 | 10:01-10:30 | 1 | 1
|  | 8 | 14 | 10:31-11:00 | 1 | 1
|  | 8 | 14 | 11:01-11:30 | 1 | 1
|  | 8 | 14 | 11:31-12:00 | 1 | 1
|  | 8 | 14 | 12:01-12:30 | 1 | 1
|  | 8 | 14 | 12:31-13:00 | 1 | 1
|  | 8 | 14 | 13:01-13:30 | 1 | 1
|  | 8 | 14 | 13:31-14:00 | 1 | 1
|  | 8 | 14 | 14:01-14:30 | 1 | 1
|  | 8 | 14 | 14:31-15:00 | 1 | 1
|  | 8 | 14 | 15:01-15:30 | 1 | 1
|  | 8 | 14 | 15:31-16:00 | 1 | 1
|  | 8 | 14 | 16:01-16:30 | 1 | 1
|  | 8 | 14 | 16:31-17:00 | 1 | 1
|  | 8 | 14 | 17:01-17:30 | 1 | 1
|  | 8 | 14 | 17:31-18:00 | 1 | 1
|  | 8 | 14 | 18:01-18:30 | 1 | 1
|  | 8 | 14 | 18:31-19:00 | 1 | 1
|  | 8 | 14 | 19:01-19:30 | 1 | 1
|  | 8 | 14 | 19:31-20:00 | 1 | 1
|  | 8 | 14 | 20:01-20:30 | 1 | 1
|  | 8 | 14 | 20:31-21:00 | 1 | 1
|  | 8 | 14 | 21:01-21:30 | 1 | 1
|  | 8 | 14 | 21:31-22:00 | 1 | 1
|  | 8 | 14 | 22:01-22:30 | 1 | 1
|  | 8 | 14 | 22:31-23:00 | 1 | 1
|  | 8 | 14 | 23:01-23:30 | 1 | 1
|  | 8 | 14 | 23:31-00:00 | 1 | 1
|  | 8 | 15 | 00:01-00:30 | 1 | 1
|  | 8 | 15 | 00:31-01:00 | 1 | 1
|  | 8 | 15 | 01:01-01:30 | 1 | 1
|  | 8 | 15 | 01:31-02:00 | 1 | 1
|  | 8 | 15 | 02:01-02:30 | 1 | 1
|  | 8 | 15 | 02:31-03:00 | 1 | 1
|  | 8 | 15 | 03:01-03:30 | 1 | 1
|  | 8 | 15 | 03:31-04:00 | 1 | 1
|  | 8 | 15 | 04:01-04:30 | 1 | 1
|  | 8 | 15 | 04:31-05:00 | 1 | 1
|  | 8 | 15 | 05:01-05:30 | 1 | 1
|  | 8 | 15 | 05:31-06:00 | 1 | 1
|  | 8 | 15 | 06:01-06:30 | 1 | 1
|  | 8 | 15 | 06:31-07:00 | 1 | 1
|  | 8 | 15 | 07:01-07:30 | 1 | 1
|  | 8 | 15 | 07:31-08:00 | 1 | 1
|  | 8 | 15 | 08:01-08:30 | 1 | 1
|  | 8 | 15 | 08:31-09:00 | 1 | 1
|  | 8 | 15 | 09:01-09:30 | 1 | 1
|  | 8 | 15 | 09:31-10:00 | 1 | 1
|  | 8 | 15 | 10:01-10:30 | 1 | 1
|  | 8 | 15 | 10:31-11:00 | 1 | 1
|  | 8 | 15 | 11:01-11:30 | 1 | 1
|  | 8 | 15 | 11:31-12:00 | 1 | 1
|  | 8 | 15 | 12:01-12:30 | 1 | 1
|  | 8 | 15 | 12:31-13:00 | 1 | 1
|  | 8 | 15 | 13:01-13:30 | 1 | 1
|  | 8 | 15 | 13:31-14:00 | 1 | 1
|  | 8 | 15 | 14:01-14:30 | 1 | 1
|  | 8 | 15 | 14:31-15:00 | 1 | 1
|  | 8 | 15 | 15:01-15:30 | 1 | 1
|  | 8 | 15 | 15:31-16:00 | 1 | 1
|  | 8 | 15 | 16:01-16:30 | 1 | 1
|  | 8 | 15 | 16:31-17:00 | 1 | 1
|  | 8 | 15 | 17:01-17:30 | 1 | 1
|  | 8 | 15 | 17:31-18:00 | 1 | 1
|  | 8 | 15 | 18:01-18:30 | 1 | 1
|  | 8 | 15 | 18:31-19:00 | 1 | 1
|  | 8 | 15 | 19:01-19:30 | 1 | 1
|  | 8 | 15 | 19:31-20:00 | 1 | 1
|  | 8 | 15 | 20:01-20:30 | 1 | 1
|  | 8 | 15 | 20:31-21:00 | 1 | 1
|  | 8 | 15 | 21:01-21:30 | 1 | 1
|  | 8 | 15 | 21:31-22:00 | 1 | 1
|  | 8 | 15 | 22:01-22:30 | 1 | 1
|  | 8 | 15 | 22:31-23:00 | 1 | 1
|  | 8 | 15 | 23:01-23:30 | 1 | 1
|  | 8 | 15 | 23:31-00:00 | 1 | 1
|  | 8 | 16 | 00:01-00:30 | 1 | 1
|  | 8 | 16 | 00:31-01:00 | 1 | 1
|  | 8 | 16 | 01:01-01:30 | 1 | 1
|  | 8 | 16 | 01:31-02:00 | 1 | 1
|  | 8 | 16 | 02:01-02:30 | 1 | 1
|  | 8 | 16 | 02:31-03:00 | 1 | 1
|  | 8 | 16 | 03:01-03:30 | 1 | 1
|  | 8 | 16 | 03:31-04:00 | 1 | 1
|  | 8 | 16 | 04:01-04:30 | 1 | 1
|  | 8 | 16 | 04:31-05:00 | 1 | 1
|  | 8 | 16 | 05:01-05:30 | 1 | 1
|  | 8 | 16 | 05:31-06:00 | 1 | 1
|  | 8 | 16 | 06:01-06:30 | 1 | 1
|  | 8 | 16 | 06:31-07:00 | 1 | 1
|  | 8 | 16 | 07:01-07:30 | 1 | 1
|  | 8 | 16 | 07:31-08:00 | 1 | 1
|  | 8 | 16 | 08:01-08:30 | 1 | 1
|  | 8 | 16 | 08:31-09:00 | 1 | 1
|  | 8 | 16 | 09:01-09:30 | 1 | 1
|  | 8 | 16 | 09:31-10:00 | 1 | 1
|  | 8 | 16 | 10:01-10:30 | 1 | 1
|  | 8 | 16 | 10:31-11:00 | 1 | 1
|  | 8 | 16 | 11:01-11:30 | 1 | 1
|  | 8 | 16 | 11:31-12:00 | 1 | 1
|  | 8 | 16 | 12:01-12:30 | 1 | 1
|  | 8 | 16 | 12:31-13:00 | 1 | 1
|  | 8 | 16 | 13:01-13:30 | 1 | 1
|  | 8 | 16 | 13:31-14:00 | 1 | 1
|  | 8 | 16 | 14:01-14:30 | 1 | 1
|  | 8 | 16 | 14:31-15:00 | 1 | 1
|  | 8 | 16 | 15:01-15:30 | 1 | 1
|  | 8 | 16 | 15:31-16:00 | 1 | 1
|  | 8 | 16 | 16:01-16:30 | 1 | 1
|  | 8 | 16 | 16:31-17:00 | 1 | 1
|  | 8 | 16 | 17:01-17:30 | 1 | 1
|  | 8 | 16 | 17:31-18:00 | 1 | 1
|  | 8 | 16 | 18:01-18:30 | 1 | 1
|  | 8 | 16 | 18:31-19:00 | 1 | 1
|  | 8 | 16 | 19:01-19:30 | 1 | 1
|  | 8 | 16 | 19:31-20:00 | 1 | 1
|  | 8 | 16 | 20:01-20:30 | 1 | 1
|  | 8 | 16 | 20:31-21:00 | 1 | 1
|  | 8 | 16 | 21:01-21:30 | 1 | 1
|  | 8 | 16 | 21:31-22:00 | 1 | 1
|  | 8 | 16 | 22:01-22:30 | 1 | 1
|  | 8 | 16 | 22:31-23:00 | 1 | 1
|  | 8 | 16 | 23:01-23:30 | 1 | 1
|  | 8 | 16 | 23:31-00:00 | 1 | 1
|  | 8 | 17 | 00:01-00:30 | 1 | 1
|  | 8 | 17 | 00:31-01:00 | 1 | 1
|  | 8 | 17 | 01:01-01:30 | 1 | 1
|  | 8 | 17 | 01:31-02:00 | 1 | 1
|  | 8 | 17 | 02:01-02:30 | 1 | 1
|  | 8 | 17 | 02:31-03:00 | 1 | 1
|  | 8 | 17 | 03:01-03:30 | 1 | 1
|  | 8 | 17 | 03:31-04:00 | 1 | 1
|  | 8 | 17 | 04:01-04:30 | 1 | 1
|  | 8 | 17 | 04:31-05:00 | 1 | 1
|  | 8 | 17 | 05:01-05:30 | 1 | 1
|  | 8 | 17 | 05:31-06:00 | 1 | 1
|  | 8 | 17 | 06:01-06:30 | 1 | 1
|  | 8 | 17 | 06:31-07:00 | 1 | 1
|  | 8 | 17 | 07:01-07:30 | 1 | 1
|  | 8 | 17 | 07:31-08:00 | 1 | 1
|  | 8 | 17 | 08:01-08:30 | 1 | 1
|  | 8 | 17 | 08:31-09:00 | 1 | 1
|  | 8 | 17 | 09:01-09:30 | 1 | 1
|  | 8 | 17 | 09:31-10:00 | 1 | 1
|  | 8 | 17 | 10:01-10:30 | 1 | 1
|  | 8 | 17 | 10:31-11:00 | 1 | 1
|  | 8 | 17 | 11:01-11:30 | 1 | 1
|  | 8 | 17 | 11:31-12:00 | 1 | 1
|  | 8 | 17 | 12:01-12:30 | 1 | 1
|  | 8 | 17 | 12:31-13:00 | 1 | 1
|  | 8 | 17 | 13:01-13:30 | 1 | 1
|  | 8 | 17 | 13:31-14:00 | 1 | 1
|  | 8 | 17 | 14:01-14:30 | 1 | 1
|  | 8 | 17 | 14:31-15:00 | 1 | 1
|  | 8 | 17 | 15:01-15:30 | 1 | 1
|  | 8 | 17 | 15:31-16:00 | 1 | 1
|  | 8 | 17 | 16:01-16:30 | 1 | 1
|  | 8 | 17 | 16:31-17:00 | 1 | 1
|  | 8 | 17 | 17:01-17:30 | 1 | 1
|  | 8 | 17 | 17:31-18:00 | 1 | 1
|  | 8 | 17 | 18:01-18:30 | 1 | 1
|  | 8 | 17 | 18:31-19:00 | 1 | 1
|  | 8 | 17 | 19:01-19:30 | 1 | 1
|  | 8 | 17 | 19:31-20:00 | 1 | 1
|  | 8 | 17 | 20:01-20:30 | 1 | 1
|  | 8 | 17 | 20:31-21:00 | 1 | 1
|  | 8 | 17 | 21:01-21:30 | 1 | 1
|  | 8 | 17 | 21:31-22:00 | 1 | 1
|  | 8 | 17 | 22:01-22:30 | 1 | 1
|  | 8 | 17 | 22:31-23:00 | 1 | 1
|  | 8 | 17 | 23:01-23:30 | 1 | 1
|  | 8 | 17 | 23:31-00:00 | 1 | 1
|  | 8 | 18 | 00:01-00:30 | 1 | 1
|  | 8 | 18 | 00:31-01:00 | 1 | 1
|  | 8 | 18 | 01:01-01:30 | 1 | 1
|  | 8 | 18 | 01:31-02:00 | 1 | 1
|  | 8 | 18 | 02:01-02:30 | 1 | 1
|  | 8 | 18 | 02:31-03:00 | 1 | 1
|  | 8 | 18 | 03:01-03:30 | 1 | 1
|  | 8 | 18 | 03:31-04:00 | 1 | 1
|  | 8 | 18 | 04:01-04:30 | 1 | 1
|  | 8 | 18 | 04:31-05:00 | 1 | 1
|  | 8 | 18 | 05:01-05:30 | 1 | 1
|  | 8 | 18 | 05:31-06:00 | 1 | 1
|  | 8 | 18 | 06:01-06:30 | 1 | 1
|  | 8 | 18 | 06:31-07:00 | 1 | 1
|  | 8 | 18 | 07:01-07:30 | 1 | 1
|  | 8 | 18 | 07:31-08:00 | 1 | 1
|  | 8 | 18 | 08:01-08:30 | 1 | 1
|  | 8 | 18 | 08:31-09:00 | 1 | 1
|  | 8 | 18 | 09:01-09:30 | 1 | 1
|  | 8 | 18 | 09:31-10:00 | 1 | 1
|  | 8 | 18 | 10:01-10:30 | 1 | 1
|  | 8 | 18 | 10:31-11:00 | 1 | 1
|  | 8 | 18 | 11:01-11:30 | 1 | 1
|  | 8 | 18 | 11:31-12:00 | 1 | 1
|  | 8 | 18 | 12:01-12:30 | 1 | 1
|  | 8 | 18 | 12:31-13:00 | 1 | 1
|  | 8 | 18 | 13:01-13:30 | 1 | 1
|  | 8 | 18 | 13:31-14:00 | 1 | 1
|  | 8 | 18 | 14:01-14:30 | 1 | 1
|  | 8 | 18 | 14:31-15:00 | 1 | 1
|  | 8 | 18 | 15:01-15:30 | 1 | 1
|  | 8 | 18 | 15:31-16:00 | 1 | 1
|  | 8 | 18 | 16:01-16:30 | 1 | 1
|  | 8 | 18 | 16:31-17:00 | 1 | 1
|  | 8 | 18 | 17:01-17:30 | 1 | 1
|  | 8 | 18 | 17:31-18:00 | 1 | 1
|  | 8 | 18 | 18:01-18:30 | 1 | 1
|  | 8 | 18 | 18:31-19:00 | 1 | 1
|  | 8 | 18 | 19:01-19:30 | 1 | 1
|  | 8 | 18 | 19:31-20:00 | 1 | 1
|  | 8 | 18 | 20:01-20:30 | 1 | 1
|  | 8 | 18 | 20:31-21:00 | 1 | 1
|  | 8 | 18 | 21:01-21:30 | 1 | 1
|  | 8 | 18 | 21:31-22:00 | 1 | 1
|  | 8 | 18 | 22:01-22:30 | 1 | 1
|  | 8 | 18 | 22:31-23:00 | 1 | 1
|  | 8 | 18 | 23:01-23:30 | 1 | 1
|  | 8 | 18 | 23:31-00:00 | 1 | 1
|  | 8 | 19 | 00:01-00:30 | 0 | 1
|  | 8 | 19 | 00:31-01:00 | 0 | 1
|  | 8 | 19 | 01:01-01:30 | 0 | 1
|  | 8 | 19 | 01:31-02:00 | 0 | 1
|  | 8 | 19 | 02:01-02:30 | 0 | 1
|  | 8 | 19 | 02:31-03:00 | 0 | 1
|  | 8 | 19 | 03:01-03:30 | 0 | 1
|  | 8 | 19 | 03:31-04:00 | 0 | 1
|  | 8 | 19 | 04:01-04:30 | 0 | 1
|  | 8 | 19 | 04:31-05:00 | 0 | 1
|  | 8 | 19 | 05:01-05:30 | 0 | 1
|  | 8 | 19 | 05:31-06:00 | 0 | 1
|  | 8 | 19 | 06:01-06:30 | 0 | 1
|  | 8 | 19 | 06:31-07:00 | 0 | 1
|  | 8 | 19 | 07:01-07:30 | 0 | 1
|  | 8 | 19 | 07:31-08:00 | 0 | 1
|  | 8 | 19 | 08:01-08:30 | 0 | 1
|  | 8 | 19 | 08:31-09:00 | 0 | 1
|  | 8 | 19 | 09:01-09:30 | 0 | 1
|  | 8 | 19 | 09:31-10:00 | 0 | 1
|  | 8 | 19 | 10:01-10:30 | 0 | 1
|  | 8 | 19 | 10:31-11:00 | 0 | 1
|  | 8 | 19 | 11:01-11:30 | 0 | 1
|  | 8 | 19 | 11:31-12:00 | 0 | 1
|  | 8 | 19 | 12:01-12:30 | 0 | 1
|  | 8 | 19 | 12:31-13:00 | 0 | 1
|  | 8 | 19 | 13:01-13:30 | 0 | 1
|  | 8 | 19 | 13:31-14:00 | 0 | 1
|  | 8 | 19 | 14:01-14:30 | 0 | 1
|  | 8 | 19 | 14:31-15:00 | 0 | 1
|  | 8 | 19 | 15:01-15:30 | 0 | 1
|  | 8 | 19 | 15:31-16:00 | 0 | 1
|  | 8 | 19 | 16:01-16:30 | 0 | 1
|  | 8 | 19 | 16:31-17:00 | 0 | 1
|  | 8 | 19 | 17:01-17:30 | 0 | 1
|  | 8 | 19 | 17:31-18:00 | 0 | 1
|  | 8 | 19 | 18:01-18:30 | 0 | 1
|  | 8 | 19 | 18:31-19:00 | 0 | 1
|  | 8 | 19 | 19:01-19:30 | 0 | 1
|  | 8 | 19 | 19:31-20:00 | 0 | 1
|  | 8 | 19 | 20:01-20:30 | 0 | 1
|  | 8 | 19 | 20:31-21:00 | 0 | 1
|  | 8 | 19 | 21:01-21:30 | 0 | 1
|  | 8 | 19 | 21:31-22:00 | 0 | 1
|  | 8 | 19 | 22:01-22:30 | 0 | 1
|  | 8 | 19 | 22:31-23:00 | 0 | 1
|  | 8 | 19 | 23:01-23:30 | 0 | 1
|  | 8 | 19 | 23:31-00:00 | 0 | 1
|  | 8 | 20 | 00:01-00:30 | 0 | 1
|  | 8 | 20 | 00:31-01:00 | 0 | 1
|  | 8 | 20 | 01:01-01:30 | 0 | 1
|  | 8 | 20 | 01:31-02:00 | 0 | 1
|  | 8 | 20 | 02:01-02:30 | 0 | 1
|  | 8 | 20 | 02:31-03:00 | 0 | 1
|  | 8 | 20 | 03:01-03:30 | 0 | 1
|  | 8 | 20 | 03:31-04:00 | 0 | 1
|  | 8 | 20 | 04:01-04:30 | 0 | 1
|  | 8 | 20 | 04:31-05:00 | 0 | 1
|  | 8 | 20 | 05:01-05:30 | 0 | 1
|  | 8 | 20 | 05:31-06:00 | 0 | 1
|  | 8 | 20 | 06:01-06:30 | 0 | 1
|  | 8 | 20 | 06:31-07:00 | 0 | 1
|  | 8 | 20 | 07:01-07:30 | 0 | 1
|  | 8 | 20 | 07:31-08:00 | 0 | 1
|  | 8 | 20 | 08:01-08:30 | 0 | 1
|  | 8 | 20 | 08:31-09:00 | 0 | 1
|  | 8 | 20 | 09:01-09:30 | 0 | 1
|  | 8 | 20 | 09:31-10:00 | 0 | 1
|  | 8 | 20 | 10:01-10:30 | 0 | 1
|  | 8 | 20 | 10:31-11:00 | 0 | 1
|  | 8 | 20 | 11:01-11:30 | 0 | 1
|  | 8 | 20 | 11:31-12:00 | 0 | 1
|  | 8 | 20 | 12:01-12:30 | 0 | 1
|  | 8 | 20 | 12:31-13:00 | 0 | 1
|  | 8 | 20 | 13:01-13:30 | 0 | 1
|  | 8 | 20 | 13:31-14:00 | 0 | 1
|  | 8 | 20 | 14:01-14:30 | 0 | 1
|  | 8 | 20 | 14:31-15:00 | 0 | 1
|  | 8 | 20 | 15:01-15:30 | 0 | 1
|  | 8 | 20 | 15:31-16:00 | 0 | 1
|  | 8 | 20 | 16:01-16:30 | 0 | 1
|  | 8 | 20 | 16:31-17:00 | 0 | 1
|  | 8 | 20 | 17:01-17:30 | 0 | 1
|  | 8 | 20 | 17:31-18:00 | 0 | 1
|  | 8 | 20 | 18:01-18:30 | 0 | 1
|  | 8 | 20 | 18:31-19:00 | 0 | 1
|  | 8 | 20 | 19:01-19:30 | 0 | 1
|  | 8 | 20 | 19:31-20:00 | 0 | 1
|  | 8 | 20 | 20:01-20:30 | 0 | 1
|  | 8 | 20 | 20:31-21:00 | 0 | 1
|  | 8 | 20 | 21:01-21:30 | 0 | 1
|  | 8 | 20 | 21:31-22:00 | 0 | 1
|  | 8 | 20 | 22:01-22:30 | 0 | 1
|  | 8 | 20 | 22:31-23:00 | 0 | 1
|  | 8 | 20 | 23:01-23:30 | 0 | 1
|  | 8 | 20 | 23:31-00:00 | 0 | 1
|  | 8 | 21 | 00:01-00:30 | 1 | 1
|  | 8 | 21 | 00:31-01:00 | 1 | 1
|  | 8 | 21 | 01:01-01:30 | 1 | 1
|  | 8 | 21 | 01:31-02:00 | 1 | 1
|  | 8 | 21 | 02:01-02:30 | 1 | 1
|  | 8 | 21 | 02:31-03:00 | 1 | 1
|  | 8 | 21 | 03:01-03:30 | 1 | 1
|  | 8 | 21 | 03:31-04:00 | 1 | 1
|  | 8 | 21 | 04:01-04:30 | 1 | 1
|  | 8 | 21 | 04:31-05:00 | 1 | 1
|  | 8 | 21 | 05:01-05:30 | 1 | 1
|  | 8 | 21 | 05:31-06:00 | 1 | 1
|  | 8 | 21 | 06:01-06:30 | 1 | 1
|  | 8 | 21 | 06:31-07:00 | 1 | 1
|  | 8 | 21 | 07:01-07:30 | 1 | 1
|  | 8 | 21 | 07:31-08:00 | 1 | 1
|  | 8 | 21 | 08:01-08:30 | 1 | 1
|  | 8 | 21 | 08:31-09:00 | 1 | 1
|  | 8 | 21 | 09:01-09:30 | 1 | 1
|  | 8 | 21 | 09:31-10:00 | 1 | 1
|  | 8 | 21 | 10:01-10:30 | 1 | 1
|  | 8 | 21 | 10:31-11:00 | 1 | 1
|  | 8 | 21 | 11:01-11:30 | 1 | 1
|  | 8 | 21 | 11:31-12:00 | 1 | 1
|  | 8 | 21 | 12:01-12:30 | 1 | 1
|  | 8 | 21 | 12:31-13:00 | 1 | 1
|  | 8 | 21 | 13:01-13:30 | 1 | 1
|  | 8 | 21 | 13:31-14:00 | 1 | 1
|  | 8 | 21 | 14:01-14:30 | 1 | 1
|  | 8 | 21 | 14:31-15:00 | 1 | 1
|  | 8 | 21 | 15:01-15:30 | 1 | 1
|  | 8 | 21 | 15:31-16:00 | 1 | 1
|  | 8 | 21 | 16:01-16:30 | 1 | 1
|  | 8 | 21 | 16:31-17:00 | 1 | 1
|  | 8 | 21 | 17:01-17:30 | 1 | 1
|  | 8 | 21 | 17:31-18:00 | 1 | 1
|  | 8 | 21 | 18:01-18:30 | 1 | 1
|  | 8 | 21 | 18:31-19:00 | 1 | 1
|  | 8 | 21 | 19:01-19:30 | 1 | 1
|  | 8 | 21 | 19:31-20:00 | 1 | 1
|  | 8 | 21 | 20:01-20:30 | 1 | 1
|  | 8 | 21 | 20:31-21:00 | 1 | 1
|  | 8 | 21 | 21:01-21:30 | 1 | 1
|  | 8 | 21 | 21:31-22:00 | 1 | 1
|  | 8 | 21 | 22:01-22:30 | 1 | 1
|  | 8 | 21 | 22:31-23:00 | 1 | 1
|  | 8 | 21 | 23:01-23:30 | 1 | 1
|  | 8 | 21 | 23:31-00:00 | 1 | 1
|  | 8 | 22 | 00:01-00:30 | 1 | 1
|  | 8 | 22 | 00:31-01:00 | 1 | 1
|  | 8 | 22 | 01:01-01:30 | 1 | 1
|  | 8 | 22 | 01:31-02:00 | 1 | 1
|  | 8 | 22 | 02:01-02:30 | 1 | 1
|  | 8 | 22 | 02:31-03:00 | 1 | 1
|  | 8 | 22 | 03:01-03:30 | 1 | 1
|  | 8 | 22 | 03:31-04:00 | 1 | 1
|  | 8 | 22 | 04:01-04:30 | 1 | 1
|  | 8 | 22 | 04:31-05:00 | 1 | 1
|  | 8 | 22 | 05:01-05:30 | 1 | 1
|  | 8 | 22 | 05:31-06:00 | 1 | 1
|  | 8 | 22 | 06:01-06:30 | 1 | 1
|  | 8 | 22 | 06:31-07:00 | 1 | 1
|  | 8 | 22 | 07:01-07:30 | 1 | 1
|  | 8 | 22 | 07:31-08:00 | 1 | 1
|  | 8 | 22 | 08:01-08:30 | 1 | 1
|  | 8 | 22 | 08:31-09:00 | 1 | 1
|  | 8 | 22 | 09:01-09:30 | 1 | 1
|  | 8 | 22 | 09:31-10:00 | 1 | 1
|  | 8 | 22 | 10:01-10:30 | 1 | 1
|  | 8 | 22 | 10:31-11:00 | 1 | 1
|  | 8 | 22 | 11:01-11:30 | 1 | 1
|  | 8 | 22 | 11:31-12:00 | 1 | 1
|  | 8 | 22 | 12:01-12:30 | 1 | 1
|  | 8 | 22 | 12:31-13:00 | 1 | 1
|  | 8 | 22 | 13:01-13:30 | 1 | 1
|  | 8 | 22 | 13:31-14:00 | 1 | 1
|  | 8 | 22 | 14:01-14:30 | 1 | 1
|  | 8 | 22 | 14:31-15:00 | 1 | 1
|  | 8 | 22 | 15:01-15:30 | 1 | 1
|  | 8 | 22 | 15:31-16:00 | 1 | 1
|  | 8 | 22 | 16:01-16:30 | 1 | 1
|  | 8 | 22 | 16:31-17:00 | 1 | 1
|  | 8 | 22 | 17:01-17:30 | 1 | 1
|  | 8 | 22 | 17:31-18:00 | 1 | 1
|  | 8 | 22 | 18:01-18:30 | 1 | 1
|  | 8 | 22 | 18:31-19:00 | 1 | 1
|  | 8 | 22 | 19:01-19:30 | 1 | 1
|  | 8 | 22 | 19:31-20:00 | 1 | 1
|  | 8 | 22 | 20:01-20:30 | 1 | 1
|  | 8 | 22 | 20:31-21:00 | 1 | 1
|  | 8 | 22 | 21:01-21:30 | 1 | 1
|  | 8 | 22 | 21:31-22:00 | 1 | 1
|  | 8 | 22 | 22:01-22:30 | 1 | 1
|  | 8 | 22 | 22:31-23:00 | 1 | 1
|  | 8 | 22 | 23:01-23:30 | 1 | 1
|  | 8 | 22 | 23:31-00:00 | 1 | 1
|  | 8 | 23 | 00:01-00:30 | 1 | 1
|  | 8 | 23 | 00:31-01:00 | 1 | 1
|  | 8 | 23 | 01:01-01:30 | 1 | 1
|  | 8 | 23 | 01:31-02:00 | 1 | 1
|  | 8 | 23 | 02:01-02:30 | 1 | 1
|  | 8 | 23 | 02:31-03:00 | 1 | 1
|  | 8 | 23 | 03:01-03:30 | 1 | 1
|  | 8 | 23 | 03:31-04:00 | 1 | 1
|  | 8 | 23 | 04:01-04:30 | 1 | 1
|  | 8 | 23 | 04:31-05:00 | 1 | 1
|  | 8 | 23 | 05:01-05:30 | 1 | 1
|  | 8 | 23 | 05:31-06:00 | 1 | 1
|  | 8 | 23 | 06:01-06:30 | 1 | 1
|  | 8 | 23 | 06:31-07:00 | 1 | 1
|  | 8 | 23 | 07:01-07:30 | 1 | 1
|  | 8 | 23 | 07:31-08:00 | 1 | 1
|  | 8 | 23 | 08:01-08:30 | 1 | 1
|  | 8 | 23 | 08:31-09:00 | 1 | 1
|  | 8 | 23 | 09:01-09:30 | 1 | 1
|  | 8 | 23 | 09:31-10:00 | 1 | 1
|  | 8 | 23 | 10:01-10:30 | 1 | 1
|  | 8 | 23 | 10:31-11:00 | 1 | 1
|  | 8 | 23 | 11:01-11:30 | 1 | 1
|  | 8 | 23 | 11:31-12:00 | 1 | 1
|  | 8 | 23 | 12:01-12:30 | 1 | 1
|  | 8 | 23 | 12:31-13:00 | 1 | 1
|  | 8 | 23 | 13:01-13:30 | 1 | 1
|  | 8 | 23 | 13:31-14:00 | 1 | 1
|  | 8 | 23 | 14:01-14:30 | 1 | 1
|  | 8 | 23 | 14:31-15:00 | 1 | 1
|  | 8 | 23 | 15:01-15:30 | 1 | 1
|  | 8 | 23 | 15:31-16:00 | 1 | 1
|  | 8 | 23 | 16:01-16:30 | 1 | 1
|  | 8 | 23 | 16:31-17:00 | 1 | 1
|  | 8 | 23 | 17:01-17:30 | 1 | 1
|  | 8 | 23 | 17:31-18:00 | 1 | 1
|  | 8 | 23 | 18:01-18:30 | 1 | 1
|  | 8 | 23 | 18:31-19:00 | 1 | 1
|  | 8 | 23 | 19:01-19:30 | 1 | 1
|  | 8 | 23 | 19:31-20:00 | 1 | 1
|  | 8 | 23 | 20:01-20:30 | 1 | 1
|  | 8 | 23 | 20:31-21:00 | 1 | 1
|  | 8 | 23 | 21:01-21:30 | 1 | 1
|  | 8 | 23 | 21:31-22:00 | 1 | 1
|  | 8 | 23 | 22:01-22:30 | 1 | 1
|  | 8 | 23 | 22:31-23:00 | 1 | 1
|  | 8 | 23 | 23:01-23:30 | 1 | 1
|  | 8 | 23 | 23:31-00:00 | 1 | 1
|  | 8 | 24 | 00:01-00:30 | 1 | 1
|  | 8 | 24 | 00:31-01:00 | 1 | 1
|  | 8 | 24 | 01:01-01:30 | 1 | 1
|  | 8 | 24 | 01:31-02:00 | 1 | 1
|  | 8 | 24 | 02:01-02:30 | 1 | 1
|  | 8 | 24 | 02:31-03:00 | 1 | 1
|  | 8 | 24 | 03:01-03:30 | 1 | 1
|  | 8 | 24 | 03:31-04:00 | 1 | 1
|  | 8 | 24 | 04:01-04:30 | 1 | 1
|  | 8 | 24 | 04:31-05:00 | 1 | 1
|  | 8 | 24 | 05:01-05:30 | 1 | 1
|  | 8 | 24 | 05:31-06:00 | 1 | 1
|  | 8 | 24 | 06:01-06:30 | 1 | 1
|  | 8 | 24 | 06:31-07:00 | 1 | 1
|  | 8 | 24 | 07:01-07:30 | 1 | 1
|  | 8 | 24 | 07:31-08:00 | 1 | 1
|  | 8 | 24 | 08:01-08:30 | 1 | 1
|  | 8 | 24 | 08:31-09:00 | 1 | 1
|  | 8 | 24 | 09:01-09:30 | 1 | 1
|  | 8 | 24 | 09:31-10:00 | 1 | 1
|  | 8 | 24 | 10:01-10:30 | 1 | 1
|  | 8 | 24 | 10:31-11:00 | 1 | 1
|  | 8 | 24 | 11:01-11:30 | 1 | 1
|  | 8 | 24 | 11:31-12:00 | 1 | 1
|  | 8 | 24 | 12:01-12:30 | 1 | 1
|  | 8 | 24 | 12:31-13:00 | 1 | 1
|  | 8 | 24 | 13:01-13:30 | 1 | 1
|  | 8 | 24 | 13:31-14:00 | 1 | 1
|  | 8 | 24 | 14:01-14:30 | 1 | 1
|  | 8 | 24 | 14:31-15:00 | 1 | 1
|  | 8 | 24 | 15:01-15:30 | 1 | 1
|  | 8 | 24 | 15:31-16:00 | 1 | 1
|  | 8 | 24 | 16:01-16:30 | 1 | 1
|  | 8 | 24 | 16:31-17:00 | 1 | 1
|  | 8 | 24 | 17:01-17:30 | 1 | 1
|  | 8 | 24 | 17:31-18:00 | 1 | 1
|  | 8 | 24 | 18:01-18:30 | 1 | 1
|  | 8 | 24 | 18:31-19:00 | 1 | 1
|  | 8 | 24 | 19:01-19:30 | 1 | 1
|  | 8 | 24 | 19:31-20:00 | 1 | 1
|  | 8 | 24 | 20:01-20:30 | 1 | 1
|  | 8 | 24 | 20:31-21:00 | 1 | 1
|  | 8 | 24 | 21:01-21:30 | 1 | 1
|  | 8 | 24 | 21:31-22:00 | 1 | 1
|  | 8 | 24 | 22:01-22:30 | 1 | 1
|  | 8 | 24 | 22:31-23:00 | 1 | 1
|  | 8 | 24 | 23:01-23:30 | 1 | 1
|  | 8 | 24 | 23:31-00:00 | 1 | 1
|  | 8 | 25 | 00:01-00:30 | 1 | 1
|  | 8 | 25 | 00:31-01:00 | 1 | 1
|  | 8 | 25 | 01:01-01:30 | 1 | 1
|  | 8 | 25 | 01:31-02:00 | 1 | 1
|  | 8 | 25 | 02:01-02:30 | 1 | 1
|  | 8 | 25 | 02:31-03:00 | 1 | 1
|  | 8 | 25 | 03:01-03:30 | 1 | 1
|  | 8 | 25 | 03:31-04:00 | 1 | 1
|  | 8 | 25 | 04:01-04:30 | 1 | 1
|  | 8 | 25 | 04:31-05:00 | 1 | 1
|  | 8 | 25 | 05:01-05:30 | 1 | 1
|  | 8 | 25 | 05:31-06:00 | 1 | 1
|  | 8 | 25 | 06:01-06:30 | 1 | 1
|  | 8 | 25 | 06:31-07:00 | 1 | 1
|  | 8 | 25 | 07:01-07:30 | 1 | 1
|  | 8 | 25 | 07:31-08:00 | 1 | 1
|  | 8 | 25 | 08:01-08:30 | 1 | 1
|  | 8 | 25 | 08:31-09:00 | 1 | 1
|  | 8 | 25 | 09:01-09:30 | 1 | 1
|  | 8 | 25 | 09:31-10:00 | 1 | 1
|  | 8 | 25 | 10:01-10:30 | 1 | 1
|  | 8 | 25 | 10:31-11:00 | 1 | 1
|  | 8 | 25 | 11:01-11:30 | 1 | 1
|  | 8 | 25 | 11:31-12:00 | 1 | 1
|  | 8 | 25 | 12:01-12:30 | 1 | 1
|  | 8 | 25 | 12:31-13:00 | 1 | 1
|  | 8 | 25 | 13:01-13:30 | 1 | 1
|  | 8 | 25 | 13:31-14:00 | 1 | 1
|  | 8 | 25 | 14:01-14:30 | 1 | 1
|  | 8 | 25 | 14:31-15:00 | 1 | 1
|  | 8 | 25 | 15:01-15:30 | 1 | 1
|  | 8 | 25 | 15:31-16:00 | 1 | 1
|  | 8 | 25 | 16:01-16:30 | 1 | 1
|  | 8 | 25 | 16:31-17:00 | 1 | 1
|  | 8 | 25 | 17:01-17:30 | 1 | 1
|  | 8 | 25 | 17:31-18:00 | 1 | 1
|  | 8 | 25 | 18:01-18:30 | 1 | 1
|  | 8 | 25 | 18:31-19:00 | 1 | 1
|  | 8 | 25 | 19:01-19:30 | 1 | 1
|  | 8 | 25 | 19:31-20:00 | 1 | 1
|  | 8 | 25 | 20:01-20:30 | 1 | 1
|  | 8 | 25 | 20:31-21:00 | 1 | 1
|  | 8 | 25 | 21:01-21:30 | 1 | 1
|  | 8 | 25 | 21:31-22:00 | 1 | 1
|  | 8 | 25 | 22:01-22:30 | 1 | 1
|  | 8 | 25 | 22:31-23:00 | 1 | 1
|  | 8 | 25 | 23:01-23:30 | 1 | 1
|  | 8 | 25 | 23:31-00:00 | 1 | 1
|  | 8 | 26 | 00:01-00:30 | 0 | 1
|  | 8 | 26 | 00:31-01:00 | 0 | 1
|  | 8 | 26 | 01:01-01:30 | 0 | 1
|  | 8 | 26 | 01:31-02:00 | 0 | 1
|  | 8 | 26 | 02:01-02:30 | 0 | 1
|  | 8 | 26 | 02:31-03:00 | 0 | 1
|  | 8 | 26 | 03:01-03:30 | 0 | 1
|  | 8 | 26 | 03:31-04:00 | 0 | 1
|  | 8 | 26 | 04:01-04:30 | 0 | 1
|  | 8 | 26 | 04:31-05:00 | 0 | 1
|  | 8 | 26 | 05:01-05:30 | 0 | 1
|  | 8 | 26 | 05:31-06:00 | 0 | 1
|  | 8 | 26 | 06:01-06:30 | 0 | 1
|  | 8 | 26 | 06:31-07:00 | 0 | 1
|  | 8 | 26 | 07:01-07:30 | 0 | 1
|  | 8 | 26 | 07:31-08:00 | 0 | 1
|  | 8 | 26 | 08:01-08:30 | 0 | 1
|  | 8 | 26 | 08:31-09:00 | 0 | 1
|  | 8 | 26 | 09:01-09:30 | 0 | 1
|  | 8 | 26 | 09:31-10:00 | 0 | 1
|  | 8 | 26 | 10:01-10:30 | 0 | 1
|  | 8 | 26 | 10:31-11:00 | 0 | 1
|  | 8 | 26 | 11:01-11:30 | 0 | 1
|  | 8 | 26 | 11:31-12:00 | 0 | 1
|  | 8 | 26 | 12:01-12:30 | 0 | 1
|  | 8 | 26 | 12:31-13:00 | 0 | 1
|  | 8 | 26 | 13:01-13:30 | 0 | 1
|  | 8 | 26 | 13:31-14:00 | 0 | 1
|  | 8 | 26 | 14:01-14:30 | 0 | 1
|  | 8 | 26 | 14:31-15:00 | 0 | 1
|  | 8 | 26 | 15:01-15:30 | 0 | 1
|  | 8 | 26 | 15:31-16:00 | 0 | 1
|  | 8 | 26 | 16:01-16:30 | 0 | 1
|  | 8 | 26 | 16:31-17:00 | 0 | 1
|  | 8 | 26 | 17:01-17:30 | 0 | 1
|  | 8 | 26 | 17:31-18:00 | 0 | 1
|  | 8 | 26 | 18:01-18:30 | 0 | 1
|  | 8 | 26 | 18:31-19:00 | 0 | 1
|  | 8 | 26 | 19:01-19:30 | 0 | 1
|  | 8 | 26 | 19:31-20:00 | 0 | 1
|  | 8 | 26 | 20:01-20:30 | 0 | 1
|  | 8 | 26 | 20:31-21:00 | 0 | 1
|  | 8 | 26 | 21:01-21:30 | 0 | 1
|  | 8 | 26 | 21:31-22:00 | 0 | 1
|  | 8 | 26 | 22:01-22:30 | 0 | 1
|  | 8 | 26 | 22:31-23:00 | 0 | 1
|  | 8 | 26 | 23:01-23:30 | 0 | 1
|  | 8 | 26 | 23:31-00:00 | 0 | 1
|  | 8 | 27 | 00:01-00:30 | 0 | 1
|  | 8 | 27 | 00:31-01:00 | 0 | 1
|  | 8 | 27 | 01:01-01:30 | 0 | 1
|  | 8 | 27 | 01:31-02:00 | 0 | 1
|  | 8 | 27 | 02:01-02:30 | 0 | 1
|  | 8 | 27 | 02:31-03:00 | 0 | 1
|  | 8 | 27 | 03:01-03:30 | 0 | 1
|  | 8 | 27 | 03:31-04:00 | 0 | 1
|  | 8 | 27 | 04:01-04:30 | 0 | 1
|  | 8 | 27 | 04:31-05:00 | 0 | 1
|  | 8 | 27 | 05:01-05:30 | 0 | 1
|  | 8 | 27 | 05:31-06:00 | 0 | 1
|  | 8 | 27 | 06:01-06:30 | 0 | 1
|  | 8 | 27 | 06:31-07:00 | 0 | 1
|  | 8 | 27 | 07:01-07:30 | 0 | 1
|  | 8 | 27 | 07:31-08:00 | 0 | 1
|  | 8 | 27 | 08:01-08:30 | 0 | 1
|  | 8 | 27 | 08:31-09:00 | 0 | 1
|  | 8 | 27 | 09:01-09:30 | 0 | 1
|  | 8 | 27 | 09:31-10:00 | 0 | 1
|  | 8 | 27 | 10:01-10:30 | 0 | 1
|  | 8 | 27 | 10:31-11:00 | 0 | 1
|  | 8 | 27 | 11:01-11:30 | 0 | 1
|  | 8 | 27 | 11:31-12:00 | 0 | 1
|  | 8 | 27 | 12:01-12:30 | 0 | 1
|  | 8 | 27 | 12:31-13:00 | 0 | 1
|  | 8 | 27 | 13:01-13:30 | 0 | 1
|  | 8 | 27 | 13:31-14:00 | 0 | 1
|  | 8 | 27 | 14:01-14:30 | 0 | 1
|  | 8 | 27 | 14:31-15:00 | 0 | 1
|  | 8 | 27 | 15:01-15:30 | 0 | 1
|  | 8 | 27 | 15:31-16:00 | 0 | 1
|  | 8 | 27 | 16:01-16:30 | 0 | 1
|  | 8 | 27 | 16:31-17:00 | 0 | 1
|  | 8 | 27 | 17:01-17:30 | 0 | 1
|  | 8 | 27 | 17:31-18:00 | 0 | 1
|  | 8 | 27 | 18:01-18:30 | 0 | 1
|  | 8 | 27 | 18:31-19:00 | 0 | 1
|  | 8 | 27 | 19:01-19:30 | 0 | 1
|  | 8 | 27 | 19:31-20:00 | 0 | 1
|  | 8 | 27 | 20:01-20:30 | 0 | 1
|  | 8 | 27 | 20:31-21:00 | 0 | 1
|  | 8 | 27 | 21:01-21:30 | 0 | 1
|  | 8 | 27 | 21:31-22:00 | 0 | 1
|  | 8 | 27 | 22:01-22:30 | 0 | 1
|  | 8 | 27 | 22:31-23:00 | 0 | 1
|  | 8 | 27 | 23:01-23:30 | 0 | 1
|  | 8 | 27 | 23:31-00:00 | 0 | 1
|  | 8 | 28 | 00:01-00:30 | 1 | 1
|  | 8 | 28 | 00:31-01:00 | 1 | 1
|  | 8 | 28 | 01:01-01:30 | 1 | 1
|  | 8 | 28 | 01:31-02:00 | 1 | 1
|  | 8 | 28 | 02:01-02:30 | 1 | 1
|  | 8 | 28 | 02:31-03:00 | 1 | 1
|  | 8 | 28 | 03:01-03:30 | 1 | 1
|  | 8 | 28 | 03:31-04:00 | 1 | 1
|  | 8 | 28 | 04:01-04:30 | 1 | 1
|  | 8 | 28 | 04:31-05:00 | 1 | 1
|  | 8 | 28 | 05:01-05:30 | 1 | 1
|  | 8 | 28 | 05:31-06:00 | 1 | 1
|  | 8 | 28 | 06:01-06:30 | 1 | 1
|  | 8 | 28 | 06:31-07:00 | 1 | 1
|  | 8 | 28 | 07:01-07:30 | 1 | 1
|  | 8 | 28 | 07:31-08:00 | 1 | 1
|  | 8 | 28 | 08:01-08:30 | 1 | 1
|  | 8 | 28 | 08:31-09:00 | 1 | 1
|  | 8 | 28 | 09:01-09:30 | 1 | 1
|  | 8 | 28 | 09:31-10:00 | 1 | 1
|  | 8 | 28 | 10:01-10:30 | 1 | 1
|  | 8 | 28 | 10:31-11:00 | 1 | 1
|  | 8 | 28 | 11:01-11:30 | 1 | 1
|  | 8 | 28 | 11:31-12:00 | 1 | 1
|  | 8 | 28 | 12:01-12:30 | 1 | 1
|  | 8 | 28 | 12:31-13:00 | 1 | 1
|  | 8 | 28 | 13:01-13:30 | 1 | 1
|  | 8 | 28 | 13:31-14:00 | 1 | 1
|  | 8 | 28 | 14:01-14:30 | 1 | 1
|  | 8 | 28 | 14:31-15:00 | 1 | 1
|  | 8 | 28 | 15:01-15:30 | 1 | 1
|  | 8 | 28 | 15:31-16:00 | 1 | 1
|  | 8 | 28 | 16:01-16:30 | 1 | 1
|  | 8 | 28 | 16:31-17:00 | 1 | 1
|  | 8 | 28 | 17:01-17:30 | 1 | 1
|  | 8 | 28 | 17:31-18:00 | 1 | 1
|  | 8 | 28 | 18:01-18:30 | 1 | 1
|  | 8 | 28 | 18:31-19:00 | 1 | 1
|  | 8 | 28 | 19:01-19:30 | 1 | 1
|  | 8 | 28 | 19:31-20:00 | 1 | 1
|  | 8 | 28 | 20:01-20:30 | 1 | 1
|  | 8 | 28 | 20:31-21:00 | 1 | 1
|  | 8 | 28 | 21:01-21:30 | 1 | 1
|  | 8 | 28 | 21:31-22:00 | 1 | 1
|  | 8 | 28 | 22:01-22:30 | 1 | 1
|  | 8 | 28 | 22:31-23:00 | 1 | 1
|  | 8 | 28 | 23:01-23:30 | 1 | 1
|  | 8 | 28 | 23:31-00:00 | 1 | 1
|  | 8 | 29 | 00:01-00:30 | 1 | 1
|  | 8 | 29 | 00:31-01:00 | 1 | 1
|  | 8 | 29 | 01:01-01:30 | 1 | 1
|  | 8 | 29 | 01:31-02:00 | 1 | 1
|  | 8 | 29 | 02:01-02:30 | 1 | 1
|  | 8 | 29 | 02:31-03:00 | 1 | 1
|  | 8 | 29 | 03:01-03:30 | 1 | 1
|  | 8 | 29 | 03:31-04:00 | 1 | 1
|  | 8 | 29 | 04:01-04:30 | 1 | 1
|  | 8 | 29 | 04:31-05:00 | 1 | 1
|  | 8 | 29 | 05:01-05:30 | 1 | 1
|  | 8 | 29 | 05:31-06:00 | 1 | 1
|  | 8 | 29 | 06:01-06:30 | 1 | 1
|  | 8 | 29 | 06:31-07:00 | 1 | 1
|  | 8 | 29 | 07:01-07:30 | 1 | 1
|  | 8 | 29 | 07:31-08:00 | 1 | 1
|  | 8 | 29 | 08:01-08:30 | 1 | 1
|  | 8 | 29 | 08:31-09:00 | 1 | 1
|  | 8 | 29 | 09:01-09:30 | 1 | 1
|  | 8 | 29 | 09:31-10:00 | 1 | 1
|  | 8 | 29 | 10:01-10:30 | 1 | 1
|  | 8 | 29 | 10:31-11:00 | 1 | 1
|  | 8 | 29 | 11:01-11:30 | 1 | 1
|  | 8 | 29 | 11:31-12:00 | 1 | 1
|  | 8 | 29 | 12:01-12:30 | 1 | 1
|  | 8 | 29 | 12:31-13:00 | 1 | 1
|  | 8 | 29 | 13:01-13:30 | 1 | 1
|  | 8 | 29 | 13:31-14:00 | 1 | 1
|  | 8 | 29 | 14:01-14:30 | 1 | 1
|  | 8 | 29 | 14:31-15:00 | 1 | 1
|  | 8 | 29 | 15:01-15:30 | 1 | 1
|  | 8 | 29 | 15:31-16:00 | 1 | 1
|  | 8 | 29 | 16:01-16:30 | 1 | 1
|  | 8 | 29 | 16:31-17:00 | 1 | 1
|  | 8 | 29 | 17:01-17:30 | 1 | 1
|  | 8 | 29 | 17:31-18:00 | 1 | 1
|  | 8 | 29 | 18:01-18:30 | 1 | 1
|  | 8 | 29 | 18:31-19:00 | 1 | 1
|  | 8 | 29 | 19:01-19:30 | 1 | 1
|  | 8 | 29 | 19:31-20:00 | 1 | 1
|  | 8 | 29 | 20:01-20:30 | 1 | 1
|  | 8 | 29 | 20:31-21:00 | 1 | 1
|  | 8 | 29 | 21:01-21:30 | 1 | 1
|  | 8 | 29 | 21:31-22:00 | 1 | 1
|  | 8 | 29 | 22:01-22:30 | 1 | 1
|  | 8 | 29 | 22:31-23:00 | 1 | 1
|  | 8 | 29 | 23:01-23:30 | 1 | 1
|  | 8 | 29 | 23:31-00:00 | 1 | 1
|  | 8 | 30 | 00:01-00:30 | 1 | 1
|  | 8 | 30 | 00:31-01:00 | 1 | 1
|  | 8 | 30 | 01:01-01:30 | 1 | 1
|  | 8 | 30 | 01:31-02:00 | 1 | 1
|  | 8 | 30 | 02:01-02:30 | 1 | 1
|  | 8 | 30 | 02:31-03:00 | 1 | 1
|  | 8 | 30 | 03:01-03:30 | 1 | 1
|  | 8 | 30 | 03:31-04:00 | 1 | 1
|  | 8 | 30 | 04:01-04:30 | 1 | 1
|  | 8 | 30 | 04:31-05:00 | 1 | 1
|  | 8 | 30 | 05:01-05:30 | 1 | 1
|  | 8 | 30 | 05:31-06:00 | 1 | 1
|  | 8 | 30 | 06:01-06:30 | 1 | 1
|  | 8 | 30 | 06:31-07:00 | 1 | 1
|  | 8 | 30 | 07:01-07:30 | 1 | 1
|  | 8 | 30 | 07:31-08:00 | 1 | 1
|  | 8 | 30 | 08:01-08:30 | 1 | 1
|  | 8 | 30 | 08:31-09:00 | 1 | 1
|  | 8 | 30 | 09:01-09:30 | 1 | 1
|  | 8 | 30 | 09:31-10:00 | 1 | 1
|  | 8 | 30 | 10:01-10:30 | 1 | 1
|  | 8 | 30 | 10:31-11:00 | 1 | 1
|  | 8 | 30 | 11:01-11:30 | 1 | 1
|  | 8 | 30 | 11:31-12:00 | 1 | 1
|  | 8 | 30 | 12:01-12:30 | 1 | 1
|  | 8 | 30 | 12:31-13:00 | 1 | 1
|  | 8 | 30 | 13:01-13:30 | 1 | 1
|  | 8 | 30 | 13:31-14:00 | 1 | 1
|  | 8 | 30 | 14:01-14:30 | 1 | 1
|  | 8 | 30 | 14:31-15:00 | 1 | 1
|  | 8 | 30 | 15:01-15:30 | 1 | 1
|  | 8 | 30 | 15:31-16:00 | 1 | 1
|  | 8 | 30 | 16:01-16:30 | 1 | 1
|  | 8 | 30 | 16:31-17:00 | 1 | 1
|  | 8 | 30 | 17:01-17:30 | 1 | 1
|  | 8 | 30 | 17:31-18:00 | 1 | 1
|  | 8 | 30 | 18:01-18:30 | 1 | 1
|  | 8 | 30 | 18:31-19:00 | 1 | 1
|  | 8 | 30 | 19:01-19:30 | 1 | 1
|  | 8 | 30 | 19:31-20:00 | 1 | 1
|  | 8 | 30 | 20:01-20:30 | 1 | 1
|  | 8 | 30 | 20:31-21:00 | 1 | 1
|  | 8 | 30 | 21:01-21:30 | 1 | 1
|  | 8 | 30 | 21:31-22:00 | 1 | 1
|  | 8 | 30 | 22:01-22:30 | 1 | 1
|  | 8 | 30 | 22:31-23:00 | 1 | 1
|  | 8 | 30 | 23:01-23:30 | 1 | 1
|  | 8 | 30 | 23:31-00:00 | 1 | 1
|  | 8 | 31 | 00:01-00:30 | 1 | 1
|  | 8 | 31 | 00:31-01:00 | 1 | 1
|  | 8 | 31 | 01:01-01:30 | 1 | 1
|  | 8 | 31 | 01:31-02:00 | 1 | 1
|  | 8 | 31 | 02:01-02:30 | 1 | 1
|  | 8 | 31 | 02:31-03:00 | 1 | 1
|  | 8 | 31 | 03:01-03:30 | 1 | 1
|  | 8 | 31 | 03:31-04:00 | 1 | 1
|  | 8 | 31 | 04:01-04:30 | 1 | 1
|  | 8 | 31 | 04:31-05:00 | 1 | 1
|  | 8 | 31 | 05:01-05:30 | 1 | 1
|  | 8 | 31 | 05:31-06:00 | 1 | 1
|  | 8 | 31 | 06:01-06:30 | 1 | 1
|  | 8 | 31 | 06:31-07:00 | 1 | 1
|  | 8 | 31 | 07:01-07:30 | 1 | 1
|  | 8 | 31 | 07:31-08:00 | 1 | 1
|  | 8 | 31 | 08:01-08:30 | 1 | 1
|  | 8 | 31 | 08:31-09:00 | 1 | 1
|  | 8 | 31 | 09:01-09:30 | 1 | 1
|  | 8 | 31 | 09:31-10:00 | 1 | 1
|  | 8 | 31 | 10:01-10:30 | 1 | 1
|  | 8 | 31 | 10:31-11:00 | 1 | 1
|  | 8 | 31 | 11:01-11:30 | 1 | 1
|  | 8 | 31 | 11:31-12:00 | 1 | 1
|  | 8 | 31 | 12:01-12:30 | 1 | 1
|  | 8 | 31 | 12:31-13:00 | 1 | 1
|  | 8 | 31 | 13:01-13:30 | 1 | 1
|  | 8 | 31 | 13:31-14:00 | 1 | 1
|  | 8 | 31 | 14:01-14:30 | 1 | 1
|  | 8 | 31 | 14:31-15:00 | 1 | 1
|  | 8 | 31 | 15:01-15:30 | 1 | 1
|  | 8 | 31 | 15:31-16:00 | 1 | 1
|  | 8 | 31 | 16:01-16:30 | 1 | 1
|  | 8 | 31 | 16:31-17:00 | 1 | 1
|  | 8 | 31 | 17:01-17:30 | 1 | 1
|  | 8 | 31 | 17:31-18:00 | 1 | 1
|  | 8 | 31 | 18:01-18:30 | 1 | 1
|  | 8 | 31 | 18:31-19:00 | 1 | 1
|  | 8 | 31 | 19:01-19:30 | 1 | 1
|  | 8 | 31 | 19:31-20:00 | 1 | 1
|  | 8 | 31 | 20:01-20:30 | 1 | 1
|  | 8 | 31 | 20:31-21:00 | 1 | 1
|  | 8 | 31 | 21:01-21:30 | 1 | 1
|  | 8 | 31 | 21:31-22:00 | 1 | 1
|  | 8 | 31 | 22:01-22:30 | 1 | 1
|  | 8 | 31 | 22:31-23:00 | 1 | 1
|  | 8 | 31 | 23:01-23:30 | 1 | 1
|  | 8 | 31 | 23:31-00:00 | 1 | 1
|  | 9 | 1 | 00:01-00:30 | 1 | 1
|  | 9 | 1 | 00:31-01:00 | 1 | 1
|  | 9 | 1 | 01:01-01:30 | 1 | 1
|  | 9 | 1 | 01:31-02:00 | 1 | 1
|  | 9 | 1 | 02:01-02:30 | 1 | 1
|  | 9 | 1 | 02:31-03:00 | 1 | 1
|  | 9 | 1 | 03:01-03:30 | 1 | 1
|  | 9 | 1 | 03:31-04:00 | 1 | 1
|  | 9 | 1 | 04:01-04:30 | 1 | 1
|  | 9 | 1 | 04:31-05:00 | 1 | 1
|  | 9 | 1 | 05:01-05:30 | 1 | 1
|  | 9 | 1 | 05:31-06:00 | 1 | 1
|  | 9 | 1 | 06:01-06:30 | 1 | 1
|  | 9 | 1 | 06:31-07:00 | 1 | 1
|  | 9 | 1 | 07:01-07:30 | 1 | 1
|  | 9 | 1 | 07:31-08:00 | 1 | 1
|  | 9 | 1 | 08:01-08:30 | 1 | 1
|  | 9 | 1 | 08:31-09:00 | 1 | 1
|  | 9 | 1 | 09:01-09:30 | 1 | 1
|  | 9 | 1 | 09:31-10:00 | 1 | 1
|  | 9 | 1 | 10:01-10:30 | 1 | 1
|  | 9 | 1 | 10:31-11:00 | 1 | 1
|  | 9 | 1 | 11:01-11:30 | 1 | 1
|  | 9 | 1 | 11:31-12:00 | 1 | 1
|  | 9 | 1 | 12:01-12:30 | 1 | 1
|  | 9 | 1 | 12:31-13:00 | 1 | 1
|  | 9 | 1 | 13:01-13:30 | 1 | 1
|  | 9 | 1 | 13:31-14:00 | 1 | 1
|  | 9 | 1 | 14:01-14:30 | 1 | 1
|  | 9 | 1 | 14:31-15:00 | 1 | 1
|  | 9 | 1 | 15:01-15:30 | 1 | 1
|  | 9 | 1 | 15:31-16:00 | 1 | 1
|  | 9 | 1 | 16:01-16:30 | 1 | 1
|  | 9 | 1 | 16:31-17:00 | 1 | 1
|  | 9 | 1 | 17:01-17:30 | 1 | 1
|  | 9 | 1 | 17:31-18:00 | 1 | 1
|  | 9 | 1 | 18:01-18:30 | 1 | 1
|  | 9 | 1 | 18:31-19:00 | 1 | 1
|  | 9 | 1 | 19:01-19:30 | 1 | 1
|  | 9 | 1 | 19:31-20:00 | 1 | 1
|  | 9 | 1 | 20:01-20:30 | 1 | 1
|  | 9 | 1 | 20:31-21:00 | 1 | 1
|  | 9 | 1 | 21:01-21:30 | 1 | 1
|  | 9 | 1 | 21:31-22:00 | 1 | 1
|  | 9 | 1 | 22:01-22:30 | 1 | 1
|  | 9 | 1 | 22:31-23:00 | 1 | 1
|  | 9 | 1 | 23:01-23:30 | 1 | 1
|  | 9 | 1 | 23:31-00:00 | 1 | 1
|  | 9 | 2 | 00:01-00:30 | 0 | 1
|  | 9 | 2 | 00:31-01:00 | 0 | 1
|  | 9 | 2 | 01:01-01:30 | 0 | 1
|  | 9 | 2 | 01:31-02:00 | 0 | 1
|  | 9 | 2 | 02:01-02:30 | 0 | 1
|  | 9 | 2 | 02:31-03:00 | 0 | 1
|  | 9 | 2 | 03:01-03:30 | 0 | 1
|  | 9 | 2 | 03:31-04:00 | 0 | 1
|  | 9 | 2 | 04:01-04:30 | 0 | 1
|  | 9 | 2 | 04:31-05:00 | 0 | 1
|  | 9 | 2 | 05:01-05:30 | 0 | 1
|  | 9 | 2 | 05:31-06:00 | 0 | 1
|  | 9 | 2 | 06:01-06:30 | 0 | 1
|  | 9 | 2 | 06:31-07:00 | 0 | 1
|  | 9 | 2 | 07:01-07:30 | 0 | 1
|  | 9 | 2 | 07:31-08:00 | 0 | 1
|  | 9 | 2 | 08:01-08:30 | 0 | 1
|  | 9 | 2 | 08:31-09:00 | 0 | 1
|  | 9 | 2 | 09:01-09:30 | 0 | 1
|  | 9 | 2 | 09:31-10:00 | 0 | 1
|  | 9 | 2 | 10:01-10:30 | 0 | 1
|  | 9 | 2 | 10:31-11:00 | 0 | 1
|  | 9 | 2 | 11:01-11:30 | 0 | 1
|  | 9 | 2 | 11:31-12:00 | 0 | 1
|  | 9 | 2 | 12:01-12:30 | 0 | 1
|  | 9 | 2 | 12:31-13:00 | 0 | 1
|  | 9 | 2 | 13:01-13:30 | 0 | 1
|  | 9 | 2 | 13:31-14:00 | 0 | 1
|  | 9 | 2 | 14:01-14:30 | 0 | 1
|  | 9 | 2 | 14:31-15:00 | 0 | 1
|  | 9 | 2 | 15:01-15:30 | 0 | 1
|  | 9 | 2 | 15:31-16:00 | 0 | 1
|  | 9 | 2 | 16:01-16:30 | 0 | 1
|  | 9 | 2 | 16:31-17:00 | 0 | 1
|  | 9 | 2 | 17:01-17:30 | 0 | 1
|  | 9 | 2 | 17:31-18:00 | 0 | 1
|  | 9 | 2 | 18:01-18:30 | 0 | 1
|  | 9 | 2 | 18:31-19:00 | 0 | 1
|  | 9 | 2 | 19:01-19:30 | 0 | 1
|  | 9 | 2 | 19:31-20:00 | 0 | 1
|  | 9 | 2 | 20:01-20:30 | 0 | 1
|  | 9 | 2 | 20:31-21:00 | 0 | 1
|  | 9 | 2 | 21:01-21:30 | 0 | 1
|  | 9 | 2 | 21:31-22:00 | 0 | 1
|  | 9 | 2 | 22:01-22:30 | 0 | 1
|  | 9 | 2 | 22:31-23:00 | 0 | 1
|  | 9 | 2 | 23:01-23:30 | 0 | 1
|  | 9 | 2 | 23:31-00:00 | 0 | 1
|  | 9 | 3 | 00:01-00:30 | 0 | 1
|  | 9 | 3 | 00:31-01:00 | 0 | 1
|  | 9 | 3 | 01:01-01:30 | 0 | 1
|  | 9 | 3 | 01:31-02:00 | 0 | 1
|  | 9 | 3 | 02:01-02:30 | 0 | 1
|  | 9 | 3 | 02:31-03:00 | 0 | 1
|  | 9 | 3 | 03:01-03:30 | 0 | 1
|  | 9 | 3 | 03:31-04:00 | 0 | 1
|  | 9 | 3 | 04:01-04:30 | 0 | 1
|  | 9 | 3 | 04:31-05:00 | 0 | 1
|  | 9 | 3 | 05:01-05:30 | 0 | 1
|  | 9 | 3 | 05:31-06:00 | 0 | 1
|  | 9 | 3 | 06:01-06:30 | 0 | 1
|  | 9 | 3 | 06:31-07:00 | 0 | 1
|  | 9 | 3 | 07:01-07:30 | 0 | 1
|  | 9 | 3 | 07:31-08:00 | 0 | 1
|  | 9 | 3 | 08:01-08:30 | 0 | 1
|  | 9 | 3 | 08:31-09:00 | 0 | 1
|  | 9 | 3 | 09:01-09:30 | 0 | 1
|  | 9 | 3 | 09:31-10:00 | 0 | 1
|  | 9 | 3 | 10:01-10:30 | 0 | 1
|  | 9 | 3 | 10:31-11:00 | 0 | 1
|  | 9 | 3 | 11:01-11:30 | 0 | 1
|  | 9 | 3 | 11:31-12:00 | 0 | 1
|  | 9 | 3 | 12:01-12:30 | 0 | 1
|  | 9 | 3 | 12:31-13:00 | 0 | 1
|  | 9 | 3 | 13:01-13:30 | 0 | 1
|  | 9 | 3 | 13:31-14:00 | 0 | 1
|  | 9 | 3 | 14:01-14:30 | 0 | 1
|  | 9 | 3 | 14:31-15:00 | 0 | 1
|  | 9 | 3 | 15:01-15:30 | 0 | 1
|  | 9 | 3 | 15:31-16:00 | 0 | 1
|  | 9 | 3 | 16:01-16:30 | 0 | 1
|  | 9 | 3 | 16:31-17:00 | 0 | 1
|  | 9 | 3 | 17:01-17:30 | 0 | 1
|  | 9 | 3 | 17:31-18:00 | 0 | 1
|  | 9 | 3 | 18:01-18:30 | 0 | 1
|  | 9 | 3 | 18:31-19:00 | 0 | 1
|  | 9 | 3 | 19:01-19:30 | 0 | 1
|  | 9 | 3 | 19:31-20:00 | 0 | 1
|  | 9 | 3 | 20:01-20:30 | 0 | 1
|  | 9 | 3 | 20:31-21:00 | 0 | 1
|  | 9 | 3 | 21:01-21:30 | 0 | 1
|  | 9 | 3 | 21:31-22:00 | 0 | 1
|  | 9 | 3 | 22:01-22:30 | 0 | 1
|  | 9 | 3 | 22:31-23:00 | 0 | 1
|  | 9 | 3 | 23:01-23:30 | 0 | 1
|  | 9 | 3 | 23:31-00:00 | 0 | 1
|  | 9 | 4 | 00:01-00:30 | 1 | 1
|  | 9 | 4 | 00:31-01:00 | 1 | 1
|  | 9 | 4 | 01:01-01:30 | 1 | 1
|  | 9 | 4 | 01:31-02:00 | 1 | 1
|  | 9 | 4 | 02:01-02:30 | 1 | 1
|  | 9 | 4 | 02:31-03:00 | 1 | 1
|  | 9 | 4 | 03:01-03:30 | 1 | 1
|  | 9 | 4 | 03:31-04:00 | 1 | 1
|  | 9 | 4 | 04:01-04:30 | 1 | 1
|  | 9 | 4 | 04:31-05:00 | 1 | 1
|  | 9 | 4 | 05:01-05:30 | 1 | 1
|  | 9 | 4 | 05:31-06:00 | 1 | 1
|  | 9 | 4 | 06:01-06:30 | 1 | 1
|  | 9 | 4 | 06:31-07:00 | 1 | 1
|  | 9 | 4 | 07:01-07:30 | 1 | 1
|  | 9 | 4 | 07:31-08:00 | 1 | 1
|  | 9 | 4 | 08:01-08:30 | 1 | 1
|  | 9 | 4 | 08:31-09:00 | 1 | 1
|  | 9 | 4 | 09:01-09:30 | 1 | 1
|  | 9 | 4 | 09:31-10:00 | 1 | 1
|  | 9 | 4 | 10:01-10:30 | 1 | 1
|  | 9 | 4 | 10:31-11:00 | 1 | 1
|  | 9 | 4 | 11:01-11:30 | 1 | 1
|  | 9 | 4 | 11:31-12:00 | 1 | 1
|  | 9 | 4 | 12:01-12:30 | 1 | 1
|  | 9 | 4 | 12:31-13:00 | 1 | 1
|  | 9 | 4 | 13:01-13:30 | 1 | 1
|  | 9 | 4 | 13:31-14:00 | 1 | 1
|  | 9 | 4 | 14:01-14:30 | 1 | 1
|  | 9 | 4 | 14:31-15:00 | 1 | 1
|  | 9 | 4 | 15:01-15:30 | 1 | 1
|  | 9 | 4 | 15:31-16:00 | 1 | 1
|  | 9 | 4 | 16:01-16:30 | 1 | 1
|  | 9 | 4 | 16:31-17:00 | 1 | 1
|  | 9 | 4 | 17:01-17:30 | 1 | 1
|  | 9 | 4 | 17:31-18:00 | 1 | 1
|  | 9 | 4 | 18:01-18:30 | 1 | 1
|  | 9 | 4 | 18:31-19:00 | 1 | 1
|  | 9 | 4 | 19:01-19:30 | 1 | 1
|  | 9 | 4 | 19:31-20:00 | 1 | 1
|  | 9 | 4 | 20:01-20:30 | 1 | 1
|  | 9 | 4 | 20:31-21:00 | 1 | 1
|  | 9 | 4 | 21:01-21:30 | 1 | 1
|  | 9 | 4 | 21:31-22:00 | 1 | 1
|  | 9 | 4 | 22:01-22:30 | 1 | 1
|  | 9 | 4 | 22:31-23:00 | 1 | 1
|  | 9 | 4 | 23:01-23:30 | 1 | 1
|  | 9 | 4 | 23:31-00:00 | 1 | 1
|  | 9 | 5 | 00:01-00:30 | 1 | 1
|  | 9 | 5 | 00:31-01:00 | 1 | 1
|  | 9 | 5 | 01:01-01:30 | 1 | 1
|  | 9 | 5 | 01:31-02:00 | 1 | 1
|  | 9 | 5 | 02:01-02:30 | 1 | 1
|  | 9 | 5 | 02:31-03:00 | 1 | 1
|  | 9 | 5 | 03:01-03:30 | 1 | 1
|  | 9 | 5 | 03:31-04:00 | 1 | 1
|  | 9 | 5 | 04:01-04:30 | 1 | 1
|  | 9 | 5 | 04:31-05:00 | 1 | 1
|  | 9 | 5 | 05:01-05:30 | 1 | 1
|  | 9 | 5 | 05:31-06:00 | 1 | 1
|  | 9 | 5 | 06:01-06:30 | 1 | 1
|  | 9 | 5 | 06:31-07:00 | 1 | 1
|  | 9 | 5 | 07:01-07:30 | 1 | 1
|  | 9 | 5 | 07:31-08:00 | 1 | 1
|  | 9 | 5 | 08:01-08:30 | 1 | 1
|  | 9 | 5 | 08:31-09:00 | 1 | 1
|  | 9 | 5 | 09:01-09:30 | 1 | 1
|  | 9 | 5 | 09:31-10:00 | 1 | 1
|  | 9 | 5 | 10:01-10:30 | 1 | 1
|  | 9 | 5 | 10:31-11:00 | 1 | 1
|  | 9 | 5 | 11:01-11:30 | 1 | 1
|  | 9 | 5 | 11:31-12:00 | 1 | 1
|  | 9 | 5 | 12:01-12:30 | 1 | 1
|  | 9 | 5 | 12:31-13:00 | 1 | 1
|  | 9 | 5 | 13:01-13:30 | 1 | 1
|  | 9 | 5 | 13:31-14:00 | 1 | 1
|  | 9 | 5 | 14:01-14:30 | 1 | 1
|  | 9 | 5 | 14:31-15:00 | 1 | 1
|  | 9 | 5 | 15:01-15:30 | 1 | 1
|  | 9 | 5 | 15:31-16:00 | 1 | 1
|  | 9 | 5 | 16:01-16:30 | 1 | 1
|  | 9 | 5 | 16:31-17:00 | 1 | 1
|  | 9 | 5 | 17:01-17:30 | 1 | 1
|  | 9 | 5 | 17:31-18:00 | 1 | 1
|  | 9 | 5 | 18:01-18:30 | 1 | 1
|  | 9 | 5 | 18:31-19:00 | 1 | 1
|  | 9 | 5 | 19:01-19:30 | 1 | 1
|  | 9 | 5 | 19:31-20:00 | 1 | 1
|  | 9 | 5 | 20:01-20:30 | 1 | 1
|  | 9 | 5 | 20:31-21:00 | 1 | 1
|  | 9 | 5 | 21:01-21:30 | 1 | 1
|  | 9 | 5 | 21:31-22:00 | 1 | 1
|  | 9 | 5 | 22:01-22:30 | 1 | 1
|  | 9 | 5 | 22:31-23:00 | 1 | 1
|  | 9 | 5 | 23:01-23:30 | 1 | 1
|  | 9 | 5 | 23:31-00:00 | 1 | 1
|  | 9 | 6 | 00:01-00:30 | 1 | 1
|  | 9 | 6 | 00:31-01:00 | 1 | 1
|  | 9 | 6 | 01:01-01:30 | 1 | 1
|  | 9 | 6 | 01:31-02:00 | 1 | 1
|  | 9 | 6 | 02:01-02:30 | 1 | 1
|  | 9 | 6 | 02:31-03:00 | 1 | 1
|  | 9 | 6 | 03:01-03:30 | 1 | 1
|  | 9 | 6 | 03:31-04:00 | 1 | 1
|  | 9 | 6 | 04:01-04:30 | 1 | 1
|  | 9 | 6 | 04:31-05:00 | 1 | 1
|  | 9 | 6 | 05:01-05:30 | 1 | 1
|  | 9 | 6 | 05:31-06:00 | 1 | 1
|  | 9 | 6 | 06:01-06:30 | 1 | 1
|  | 9 | 6 | 06:31-07:00 | 1 | 1
|  | 9 | 6 | 07:01-07:30 | 1 | 1
|  | 9 | 6 | 07:31-08:00 | 1 | 1
|  | 9 | 6 | 08:01-08:30 | 1 | 1
|  | 9 | 6 | 08:31-09:00 | 1 | 1
|  | 9 | 6 | 09:01-09:30 | 1 | 1
|  | 9 | 6 | 09:31-10:00 | 1 | 1
|  | 9 | 6 | 10:01-10:30 | 1 | 1
|  | 9 | 6 | 10:31-11:00 | 1 | 1
|  | 9 | 6 | 11:01-11:30 | 1 | 1
|  | 9 | 6 | 11:31-12:00 | 1 | 1
|  | 9 | 6 | 12:01-12:30 | 1 | 1
|  | 9 | 6 | 12:31-13:00 | 1 | 1
|  | 9 | 6 | 13:01-13:30 | 1 | 1
|  | 9 | 6 | 13:31-14:00 | 1 | 1
|  | 9 | 6 | 14:01-14:30 | 1 | 1
|  | 9 | 6 | 14:31-15:00 | 1 | 1
|  | 9 | 6 | 15:01-15:30 | 1 | 1
|  | 9 | 6 | 15:31-16:00 | 1 | 1
|  | 9 | 6 | 16:01-16:30 | 1 | 1
|  | 9 | 6 | 16:31-17:00 | 1 | 1
|  | 9 | 6 | 17:01-17:30 | 1 | 1
|  | 9 | 6 | 17:31-18:00 | 1 | 1
|  | 9 | 6 | 18:01-18:30 | 1 | 1
|  | 9 | 6 | 18:31-19:00 | 1 | 1
|  | 9 | 6 | 19:01-19:30 | 1 | 1
|  | 9 | 6 | 19:31-20:00 | 1 | 1
|  | 9 | 6 | 20:01-20:30 | 1 | 1
|  | 9 | 6 | 20:31-21:00 | 1 | 1
|  | 9 | 6 | 21:01-21:30 | 1 | 1
|  | 9 | 6 | 21:31-22:00 | 1 | 1
|  | 9 | 6 | 22:01-22:30 | 1 | 1
|  | 9 | 6 | 22:31-23:00 | 1 | 1
|  | 9 | 6 | 23:01-23:30 | 1 | 1
|  | 9 | 6 | 23:31-00:00 | 1 | 1
|  | 9 | 7 | 00:01-00:30 | 1 | 1
|  | 9 | 7 | 00:31-01:00 | 1 | 1
|  | 9 | 7 | 01:01-01:30 | 1 | 1
|  | 9 | 7 | 01:31-02:00 | 1 | 1
|  | 9 | 7 | 02:01-02:30 | 1 | 1
|  | 9 | 7 | 02:31-03:00 | 1 | 1
|  | 9 | 7 | 03:01-03:30 | 1 | 1
|  | 9 | 7 | 03:31-04:00 | 1 | 1
|  | 9 | 7 | 04:01-04:30 | 1 | 1
|  | 9 | 7 | 04:31-05:00 | 1 | 1
|  | 9 | 7 | 05:01-05:30 | 1 | 1
|  | 9 | 7 | 05:31-06:00 | 1 | 1
|  | 9 | 7 | 06:01-06:30 | 1 | 1
|  | 9 | 7 | 06:31-07:00 | 1 | 1
|  | 9 | 7 | 07:01-07:30 | 1 | 1
|  | 9 | 7 | 07:31-08:00 | 1 | 1
|  | 9 | 7 | 08:01-08:30 | 1 | 1
|  | 9 | 7 | 08:31-09:00 | 1 | 1
|  | 9 | 7 | 09:01-09:30 | 1 | 1
|  | 9 | 7 | 09:31-10:00 | 1 | 1
|  | 9 | 7 | 10:01-10:30 | 1 | 1
|  | 9 | 7 | 10:31-11:00 | 1 | 1
|  | 9 | 7 | 11:01-11:30 | 1 | 1
|  | 9 | 7 | 11:31-12:00 | 1 | 1
|  | 9 | 7 | 12:01-12:30 | 1 | 1
|  | 9 | 7 | 12:31-13:00 | 1 | 1
|  | 9 | 7 | 13:01-13:30 | 1 | 1
|  | 9 | 7 | 13:31-14:00 | 1 | 1
|  | 9 | 7 | 14:01-14:30 | 1 | 1
|  | 9 | 7 | 14:31-15:00 | 1 | 1
|  | 9 | 7 | 15:01-15:30 | 1 | 1
|  | 9 | 7 | 15:31-16:00 | 1 | 1
|  | 9 | 7 | 16:01-16:30 | 1 | 1
|  | 9 | 7 | 16:31-17:00 | 1 | 1
|  | 9 | 7 | 17:01-17:30 | 1 | 1
|  | 9 | 7 | 17:31-18:00 | 1 | 1
|  | 9 | 7 | 18:01-18:30 | 1 | 1
|  | 9 | 7 | 18:31-19:00 | 1 | 1
|  | 9 | 7 | 19:01-19:30 | 1 | 1
|  | 9 | 7 | 19:31-20:00 | 1 | 1
|  | 9 | 7 | 20:01-20:30 | 1 | 1
|  | 9 | 7 | 20:31-21:00 | 1 | 1
|  | 9 | 7 | 21:01-21:30 | 1 | 1
|  | 9 | 7 | 21:31-22:00 | 1 | 1
|  | 9 | 7 | 22:01-22:30 | 1 | 1
|  | 9 | 7 | 22:31-23:00 | 1 | 1
|  | 9 | 7 | 23:01-23:30 | 1 | 1
|  | 9 | 7 | 23:31-00:00 | 1 | 1
|  | 9 | 8 | 00:01-00:30 | 1 | 1
|  | 9 | 8 | 00:31-01:00 | 1 | 1
|  | 9 | 8 | 01:01-01:30 | 1 | 1
|  | 9 | 8 | 01:31-02:00 | 1 | 1
|  | 9 | 8 | 02:01-02:30 | 1 | 1
|  | 9 | 8 | 02:31-03:00 | 1 | 1
|  | 9 | 8 | 03:01-03:30 | 1 | 1
|  | 9 | 8 | 03:31-04:00 | 1 | 1
|  | 9 | 8 | 04:01-04:30 | 1 | 1
|  | 9 | 8 | 04:31-05:00 | 1 | 1
|  | 9 | 8 | 05:01-05:30 | 1 | 1
|  | 9 | 8 | 05:31-06:00 | 1 | 1
|  | 9 | 8 | 06:01-06:30 | 1 | 1
|  | 9 | 8 | 06:31-07:00 | 1 | 1
|  | 9 | 8 | 07:01-07:30 | 1 | 1
|  | 9 | 8 | 07:31-08:00 | 1 | 1
|  | 9 | 8 | 08:01-08:30 | 1 | 1
|  | 9 | 8 | 08:31-09:00 | 1 | 1
|  | 9 | 8 | 09:01-09:30 | 1 | 1
|  | 9 | 8 | 09:31-10:00 | 1 | 1
|  | 9 | 8 | 10:01-10:30 | 1 | 1
|  | 9 | 8 | 10:31-11:00 | 1 | 1
|  | 9 | 8 | 11:01-11:30 | 1 | 1
|  | 9 | 8 | 11:31-12:00 | 1 | 1
|  | 9 | 8 | 12:01-12:30 | 1 | 1
|  | 9 | 8 | 12:31-13:00 | 1 | 1
|  | 9 | 8 | 13:01-13:30 | 1 | 1
|  | 9 | 8 | 13:31-14:00 | 1 | 1
|  | 9 | 8 | 14:01-14:30 | 1 | 1
|  | 9 | 8 | 14:31-15:00 | 1 | 1
|  | 9 | 8 | 15:01-15:30 | 1 | 1
|  | 9 | 8 | 15:31-16:00 | 1 | 1
|  | 9 | 8 | 16:01-16:30 | 1 | 1
|  | 9 | 8 | 16:31-17:00 | 1 | 1
|  | 9 | 8 | 17:01-17:30 | 1 | 1
|  | 9 | 8 | 17:31-18:00 | 1 | 1
|  | 9 | 8 | 18:01-18:30 | 1 | 1
|  | 9 | 8 | 18:31-19:00 | 1 | 1
|  | 9 | 8 | 19:01-19:30 | 1 | 1
|  | 9 | 8 | 19:31-20:00 | 1 | 1
|  | 9 | 8 | 20:01-20:30 | 1 | 1
|  | 9 | 8 | 20:31-21:00 | 1 | 1
|  | 9 | 8 | 21:01-21:30 | 1 | 1
|  | 9 | 8 | 21:31-22:00 | 1 | 1
|  | 9 | 8 | 22:01-22:30 | 1 | 1
|  | 9 | 8 | 22:31-23:00 | 1 | 1
|  | 9 | 8 | 23:01-23:30 | 1 | 1
|  | 9 | 8 | 23:31-00:00 | 1 | 1
|  | 9 | 9 | 00:01-00:30 | 0 | 1
|  | 9 | 9 | 00:31-01:00 | 0 | 1
|  | 9 | 9 | 01:01-01:30 | 0 | 1
|  | 9 | 9 | 01:31-02:00 | 0 | 1
|  | 9 | 9 | 02:01-02:30 | 0 | 1
|  | 9 | 9 | 02:31-03:00 | 0 | 1
|  | 9 | 9 | 03:01-03:30 | 0 | 1
|  | 9 | 9 | 03:31-04:00 | 0 | 1
|  | 9 | 9 | 04:01-04:30 | 0 | 1
|  | 9 | 9 | 04:31-05:00 | 0 | 1
|  | 9 | 9 | 05:01-05:30 | 0 | 1
|  | 9 | 9 | 05:31-06:00 | 0 | 1
|  | 9 | 9 | 06:01-06:30 | 0 | 1
|  | 9 | 9 | 06:31-07:00 | 0 | 1
|  | 9 | 9 | 07:01-07:30 | 0 | 1
|  | 9 | 9 | 07:31-08:00 | 0 | 1
|  | 9 | 9 | 08:01-08:30 | 0 | 1
|  | 9 | 9 | 08:31-09:00 | 0 | 1
|  | 9 | 9 | 09:01-09:30 | 0 | 1
|  | 9 | 9 | 09:31-10:00 | 0 | 1
|  | 9 | 9 | 10:01-10:30 | 0 | 1
|  | 9 | 9 | 10:31-11:00 | 0 | 1
|  | 9 | 9 | 11:01-11:30 | 0 | 1
|  | 9 | 9 | 11:31-12:00 | 0 | 1
|  | 9 | 9 | 12:01-12:30 | 0 | 1
|  | 9 | 9 | 12:31-13:00 | 0 | 1
|  | 9 | 9 | 13:01-13:30 | 0 | 1
|  | 9 | 9 | 13:31-14:00 | 0 | 1
|  | 9 | 9 | 14:01-14:30 | 0 | 1
|  | 9 | 9 | 14:31-15:00 | 0 | 1
|  | 9 | 9 | 15:01-15:30 | 0 | 1
|  | 9 | 9 | 15:31-16:00 | 0 | 1
|  | 9 | 9 | 16:01-16:30 | 0 | 1
|  | 9 | 9 | 16:31-17:00 | 0 | 1
|  | 9 | 9 | 17:01-17:30 | 0 | 1
|  | 9 | 9 | 17:31-18:00 | 0 | 1
|  | 9 | 9 | 18:01-18:30 | 0 | 1
|  | 9 | 9 | 18:31-19:00 | 0 | 1
|  | 9 | 9 | 19:01-19:30 | 0 | 1
|  | 9 | 9 | 19:31-20:00 | 0 | 1
|  | 9 | 9 | 20:01-20:30 | 0 | 1
|  | 9 | 9 | 20:31-21:00 | 0 | 1
|  | 9 | 9 | 21:01-21:30 | 0 | 1
|  | 9 | 9 | 21:31-22:00 | 0 | 1
|  | 9 | 9 | 22:01-22:30 | 0 | 1
|  | 9 | 9 | 22:31-23:00 | 0 | 1
|  | 9 | 9 | 23:01-23:30 | 0 | 1
|  | 9 | 9 | 23:31-00:00 | 0 | 1
|  | 9 | 10 | 00:01-00:30 | 0 | 1
|  | 9 | 10 | 00:31-01:00 | 0 | 1
|  | 9 | 10 | 01:01-01:30 | 0 | 1
|  | 9 | 10 | 01:31-02:00 | 0 | 1
|  | 9 | 10 | 02:01-02:30 | 0 | 1
|  | 9 | 10 | 02:31-03:00 | 0 | 1
|  | 9 | 10 | 03:01-03:30 | 0 | 1
|  | 9 | 10 | 03:31-04:00 | 0 | 1
|  | 9 | 10 | 04:01-04:30 | 0 | 1
|  | 9 | 10 | 04:31-05:00 | 0 | 1
|  | 9 | 10 | 05:01-05:30 | 0 | 1
|  | 9 | 10 | 05:31-06:00 | 0 | 1
|  | 9 | 10 | 06:01-06:30 | 0 | 1
|  | 9 | 10 | 06:31-07:00 | 0 | 1
|  | 9 | 10 | 07:01-07:30 | 0 | 1
|  | 9 | 10 | 07:31-08:00 | 0 | 1
|  | 9 | 10 | 08:01-08:30 | 0 | 1
|  | 9 | 10 | 08:31-09:00 | 0 | 1
|  | 9 | 10 | 09:01-09:30 | 0 | 1
|  | 9 | 10 | 09:31-10:00 | 0 | 1
|  | 9 | 10 | 10:01-10:30 | 0 | 1
|  | 9 | 10 | 10:31-11:00 | 0 | 1
|  | 9 | 10 | 11:01-11:30 | 0 | 1
|  | 9 | 10 | 11:31-12:00 | 0 | 1
|  | 9 | 10 | 12:01-12:30 | 0 | 1
|  | 9 | 10 | 12:31-13:00 | 0 | 1
|  | 9 | 10 | 13:01-13:30 | 0 | 1
|  | 9 | 10 | 13:31-14:00 | 0 | 1
|  | 9 | 10 | 14:01-14:30 | 0 | 1
|  | 9 | 10 | 14:31-15:00 | 0 | 1
|  | 9 | 10 | 15:01-15:30 | 0 | 1
|  | 9 | 10 | 15:31-16:00 | 0 | 1
|  | 9 | 10 | 16:01-16:30 | 0 | 1
|  | 9 | 10 | 16:31-17:00 | 0 | 1
|  | 9 | 10 | 17:01-17:30 | 0 | 1
|  | 9 | 10 | 17:31-18:00 | 0 | 1
|  | 9 | 10 | 18:01-18:30 | 0 | 1
|  | 9 | 10 | 18:31-19:00 | 0 | 1
|  | 9 | 10 | 19:01-19:30 | 0 | 1
|  | 9 | 10 | 19:31-20:00 | 0 | 1
|  | 9 | 10 | 20:01-20:30 | 0 | 1
|  | 9 | 10 | 20:31-21:00 | 0 | 1
|  | 9 | 10 | 21:01-21:30 | 0 | 1
|  | 9 | 10 | 21:31-22:00 | 0 | 1
|  | 9 | 10 | 22:01-22:30 | 0 | 1
|  | 9 | 10 | 22:31-23:00 | 0 | 1
|  | 9 | 10 | 23:01-23:30 | 0 | 1
|  | 9 | 10 | 23:31-00:00 | 0 | 1
|  | 9 | 11 | 00:01-00:30 | 1 | 1
|  | 9 | 11 | 00:31-01:00 | 1 | 1
|  | 9 | 11 | 01:01-01:30 | 1 | 1
|  | 9 | 11 | 01:31-02:00 | 1 | 1
|  | 9 | 11 | 02:01-02:30 | 1 | 1
|  | 9 | 11 | 02:31-03:00 | 1 | 1
|  | 9 | 11 | 03:01-03:30 | 1 | 1
|  | 9 | 11 | 03:31-04:00 | 1 | 1
|  | 9 | 11 | 04:01-04:30 | 1 | 1
|  | 9 | 11 | 04:31-05:00 | 1 | 1
|  | 9 | 11 | 05:01-05:30 | 1 | 1
|  | 9 | 11 | 05:31-06:00 | 1 | 1
|  | 9 | 11 | 06:01-06:30 | 1 | 1
|  | 9 | 11 | 06:31-07:00 | 1 | 1
|  | 9 | 11 | 07:01-07:30 | 1 | 1
|  | 9 | 11 | 07:31-08:00 | 1 | 1
|  | 9 | 11 | 08:01-08:30 | 1 | 1
|  | 9 | 11 | 08:31-09:00 | 1 | 1
|  | 9 | 11 | 09:01-09:30 | 1 | 1
|  | 9 | 11 | 09:31-10:00 | 1 | 1
|  | 9 | 11 | 10:01-10:30 | 1 | 1
|  | 9 | 11 | 10:31-11:00 | 1 | 1
|  | 9 | 11 | 11:01-11:30 | 1 | 1
|  | 9 | 11 | 11:31-12:00 | 1 | 1
|  | 9 | 11 | 12:01-12:30 | 1 | 1
|  | 9 | 11 | 12:31-13:00 | 1 | 1
|  | 9 | 11 | 13:01-13:30 | 1 | 1
|  | 9 | 11 | 13:31-14:00 | 1 | 1
|  | 9 | 11 | 14:01-14:30 | 1 | 1
|  | 9 | 11 | 14:31-15:00 | 1 | 1
|  | 9 | 11 | 15:01-15:30 | 1 | 1
|  | 9 | 11 | 15:31-16:00 | 1 | 1
|  | 9 | 11 | 16:01-16:30 | 1 | 1
|  | 9 | 11 | 16:31-17:00 | 1 | 1
|  | 9 | 11 | 17:01-17:30 | 1 | 1
|  | 9 | 11 | 17:31-18:00 | 1 | 1
|  | 9 | 11 | 18:01-18:30 | 1 | 1
|  | 9 | 11 | 18:31-19:00 | 1 | 1
|  | 9 | 11 | 19:01-19:30 | 1 | 1
|  | 9 | 11 | 19:31-20:00 | 1 | 1
|  | 9 | 11 | 20:01-20:30 | 1 | 1
|  | 9 | 11 | 20:31-21:00 | 1 | 1
|  | 9 | 11 | 21:01-21:30 | 1 | 1
|  | 9 | 11 | 21:31-22:00 | 1 | 1
|  | 9 | 11 | 22:01-22:30 | 1 | 1
|  | 9 | 11 | 22:31-23:00 | 1 | 1
|  | 9 | 11 | 23:01-23:30 | 1 | 1
|  | 9 | 11 | 23:31-00:00 | 1 | 1
|  | 9 | 12 | 00:01-00:30 | 1 | 1
|  | 9 | 12 | 00:31-01:00 | 1 | 1
|  | 9 | 12 | 01:01-01:30 | 1 | 1
|  | 9 | 12 | 01:31-02:00 | 1 | 1
|  | 9 | 12 | 02:01-02:30 | 1 | 1
|  | 9 | 12 | 02:31-03:00 | 1 | 1
|  | 9 | 12 | 03:01-03:30 | 1 | 1
|  | 9 | 12 | 03:31-04:00 | 1 | 1
|  | 9 | 12 | 04:01-04:30 | 1 | 1
|  | 9 | 12 | 04:31-05:00 | 1 | 1
|  | 9 | 12 | 05:01-05:30 | 1 | 1
|  | 9 | 12 | 05:31-06:00 | 1 | 1
|  | 9 | 12 | 06:01-06:30 | 1 | 1
|  | 9 | 12 | 06:31-07:00 | 1 | 1
|  | 9 | 12 | 07:01-07:30 | 1 | 1
|  | 9 | 12 | 07:31-08:00 | 1 | 1
|  | 9 | 12 | 08:01-08:30 | 1 | 1
|  | 9 | 12 | 08:31-09:00 | 1 | 1
|  | 9 | 12 | 09:01-09:30 | 1 | 1
|  | 9 | 12 | 09:31-10:00 | 1 | 1
|  | 9 | 12 | 10:01-10:30 | 1 | 1
|  | 9 | 12 | 10:31-11:00 | 1 | 1
|  | 9 | 12 | 11:01-11:30 | 1 | 1
|  | 9 | 12 | 11:31-12:00 | 1 | 1
|  | 9 | 12 | 12:01-12:30 | 1 | 1
|  | 9 | 12 | 12:31-13:00 | 1 | 1
|  | 9 | 12 | 13:01-13:30 | 1 | 1
|  | 9 | 12 | 13:31-14:00 | 1 | 1
|  | 9 | 12 | 14:01-14:30 | 1 | 1
|  | 9 | 12 | 14:31-15:00 | 1 | 1
|  | 9 | 12 | 15:01-15:30 | 1 | 1
|  | 9 | 12 | 15:31-16:00 | 1 | 1
|  | 9 | 12 | 16:01-16:30 | 1 | 1
|  | 9 | 12 | 16:31-17:00 | 1 | 1
|  | 9 | 12 | 17:01-17:30 | 1 | 1
|  | 9 | 12 | 17:31-18:00 | 1 | 1
|  | 9 | 12 | 18:01-18:30 | 1 | 1
|  | 9 | 12 | 18:31-19:00 | 1 | 1
|  | 9 | 12 | 19:01-19:30 | 1 | 1
|  | 9 | 12 | 19:31-20:00 | 1 | 1
|  | 9 | 12 | 20:01-20:30 | 1 | 1
|  | 9 | 12 | 20:31-21:00 | 1 | 1
|  | 9 | 12 | 21:01-21:30 | 1 | 1
|  | 9 | 12 | 21:31-22:00 | 1 | 1
|  | 9 | 12 | 22:01-22:30 | 1 | 1
|  | 9 | 12 | 22:31-23:00 | 1 | 1
|  | 9 | 12 | 23:01-23:30 | 1 | 1
|  | 9 | 12 | 23:31-00:00 | 1 | 1
|  | 9 | 13 | 00:01-00:30 | 1 | 1
|  | 9 | 13 | 00:31-01:00 | 1 | 1
|  | 9 | 13 | 01:01-01:30 | 1 | 1
|  | 9 | 13 | 01:31-02:00 | 1 | 1
|  | 9 | 13 | 02:01-02:30 | 1 | 1
|  | 9 | 13 | 02:31-03:00 | 1 | 1
|  | 9 | 13 | 03:01-03:30 | 1 | 1
|  | 9 | 13 | 03:31-04:00 | 1 | 1
|  | 9 | 13 | 04:01-04:30 | 1 | 1
|  | 9 | 13 | 04:31-05:00 | 1 | 1
|  | 9 | 13 | 05:01-05:30 | 1 | 1
|  | 9 | 13 | 05:31-06:00 | 1 | 1
|  | 9 | 13 | 06:01-06:30 | 1 | 1
|  | 9 | 13 | 06:31-07:00 | 1 | 1
|  | 9 | 13 | 07:01-07:30 | 1 | 1
|  | 9 | 13 | 07:31-08:00 | 1 | 1
|  | 9 | 13 | 08:01-08:30 | 1 | 1
|  | 9 | 13 | 08:31-09:00 | 1 | 1
|  | 9 | 13 | 09:01-09:30 | 1 | 1
|  | 9 | 13 | 09:31-10:00 | 1 | 1
|  | 9 | 13 | 10:01-10:30 | 1 | 1
|  | 9 | 13 | 10:31-11:00 | 1 | 1
|  | 9 | 13 | 11:01-11:30 | 1 | 1
|  | 9 | 13 | 11:31-12:00 | 1 | 1
|  | 9 | 13 | 12:01-12:30 | 1 | 1
|  | 9 | 13 | 12:31-13:00 | 1 | 1
|  | 9 | 13 | 13:01-13:30 | 1 | 1
|  | 9 | 13 | 13:31-14:00 | 1 | 1
|  | 9 | 13 | 14:01-14:30 | 1 | 1
|  | 9 | 13 | 14:31-15:00 | 1 | 1
|  | 9 | 13 | 15:01-15:30 | 1 | 1
|  | 9 | 13 | 15:31-16:00 | 1 | 1
|  | 9 | 13 | 16:01-16:30 | 1 | 1
|  | 9 | 13 | 16:31-17:00 | 1 | 1
|  | 9 | 13 | 17:01-17:30 | 1 | 1
|  | 9 | 13 | 17:31-18:00 | 1 | 1
|  | 9 | 13 | 18:01-18:30 | 1 | 1
|  | 9 | 13 | 18:31-19:00 | 1 | 1
|  | 9 | 13 | 19:01-19:30 | 1 | 1
|  | 9 | 13 | 19:31-20:00 | 1 | 1
|  | 9 | 13 | 20:01-20:30 | 1 | 1
|  | 9 | 13 | 20:31-21:00 | 1 | 1
|  | 9 | 13 | 21:01-21:30 | 1 | 1
|  | 9 | 13 | 21:31-22:00 | 1 | 1
|  | 9 | 13 | 22:01-22:30 | 1 | 1
|  | 9 | 13 | 22:31-23:00 | 1 | 1
|  | 9 | 13 | 23:01-23:30 | 1 | 1
|  | 9 | 13 | 23:31-00:00 | 1 | 1
|  | 9 | 14 | 00:01-00:30 | 1 | 1
|  | 9 | 14 | 00:31-01:00 | 1 | 1
|  | 9 | 14 | 01:01-01:30 | 1 | 1
|  | 9 | 14 | 01:31-02:00 | 1 | 1
|  | 9 | 14 | 02:01-02:30 | 1 | 1
|  | 9 | 14 | 02:31-03:00 | 1 | 1
|  | 9 | 14 | 03:01-03:30 | 1 | 1
|  | 9 | 14 | 03:31-04:00 | 1 | 1
|  | 9 | 14 | 04:01-04:30 | 1 | 1
|  | 9 | 14 | 04:31-05:00 | 1 | 1
|  | 9 | 14 | 05:01-05:30 | 1 | 1
|  | 9 | 14 | 05:31-06:00 | 1 | 1
|  | 9 | 14 | 06:01-06:30 | 1 | 1
|  | 9 | 14 | 06:31-07:00 | 1 | 1
|  | 9 | 14 | 07:01-07:30 | 1 | 1
|  | 9 | 14 | 07:31-08:00 | 1 | 1
|  | 9 | 14 | 08:01-08:30 | 1 | 1
|  | 9 | 14 | 08:31-09:00 | 1 | 1
|  | 9 | 14 | 09:01-09:30 | 1 | 1
|  | 9 | 14 | 09:31-10:00 | 1 | 1
|  | 9 | 14 | 10:01-10:30 | 1 | 1
|  | 9 | 14 | 10:31-11:00 | 1 | 1
|  | 9 | 14 | 11:01-11:30 | 1 | 1
|  | 9 | 14 | 11:31-12:00 | 1 | 1
|  | 9 | 14 | 12:01-12:30 | 1 | 1
|  | 9 | 14 | 12:31-13:00 | 1 | 1
|  | 9 | 14 | 13:01-13:30 | 1 | 1
|  | 9 | 14 | 13:31-14:00 | 1 | 1
|  | 9 | 14 | 14:01-14:30 | 1 | 1
|  | 9 | 14 | 14:31-15:00 | 1 | 1
|  | 9 | 14 | 15:01-15:30 | 1 | 1
|  | 9 | 14 | 15:31-16:00 | 1 | 1
|  | 9 | 14 | 16:01-16:30 | 1 | 1
|  | 9 | 14 | 16:31-17:00 | 1 | 1
|  | 9 | 14 | 17:01-17:30 | 1 | 1
|  | 9 | 14 | 17:31-18:00 | 1 | 1
|  | 9 | 14 | 18:01-18:30 | 1 | 1
|  | 9 | 14 | 18:31-19:00 | 1 | 1
|  | 9 | 14 | 19:01-19:30 | 1 | 1
|  | 9 | 14 | 19:31-20:00 | 1 | 1
|  | 9 | 14 | 20:01-20:30 | 1 | 1
|  | 9 | 14 | 20:31-21:00 | 1 | 1
|  | 9 | 14 | 21:01-21:30 | 1 | 1
|  | 9 | 14 | 21:31-22:00 | 1 | 1
|  | 9 | 14 | 22:01-22:30 | 1 | 1
|  | 9 | 14 | 22:31-23:00 | 1 | 1
|  | 9 | 14 | 23:01-23:30 | 1 | 1
|  | 9 | 14 | 23:31-00:00 | 1 | 1
|  | 9 | 15 | 00:01-00:30 | 1 | 1
|  | 9 | 15 | 00:31-01:00 | 1 | 1
|  | 9 | 15 | 01:01-01:30 | 1 | 1
|  | 9 | 15 | 01:31-02:00 | 1 | 1
|  | 9 | 15 | 02:01-02:30 | 1 | 1
|  | 9 | 15 | 02:31-03:00 | 1 | 1
|  | 9 | 15 | 03:01-03:30 | 1 | 1
|  | 9 | 15 | 03:31-04:00 | 1 | 1
|  | 9 | 15 | 04:01-04:30 | 1 | 1
|  | 9 | 15 | 04:31-05:00 | 1 | 1
|  | 9 | 15 | 05:01-05:30 | 1 | 1
|  | 9 | 15 | 05:31-06:00 | 1 | 1
|  | 9 | 15 | 06:01-06:30 | 1 | 1
|  | 9 | 15 | 06:31-07:00 | 1 | 1
|  | 9 | 15 | 07:01-07:30 | 1 | 1
|  | 9 | 15 | 07:31-08:00 | 1 | 1
|  | 9 | 15 | 08:01-08:30 | 1 | 1
|  | 9 | 15 | 08:31-09:00 | 1 | 1
|  | 9 | 15 | 09:01-09:30 | 1 | 1
|  | 9 | 15 | 09:31-10:00 | 1 | 1
|  | 9 | 15 | 10:01-10:30 | 1 | 1
|  | 9 | 15 | 10:31-11:00 | 1 | 1
|  | 9 | 15 | 11:01-11:30 | 1 | 1
|  | 9 | 15 | 11:31-12:00 | 1 | 1
|  | 9 | 15 | 12:01-12:30 | 1 | 1
|  | 9 | 15 | 12:31-13:00 | 1 | 1
|  | 9 | 15 | 13:01-13:30 | 1 | 1
|  | 9 | 15 | 13:31-14:00 | 1 | 1
|  | 9 | 15 | 14:01-14:30 | 1 | 1
|  | 9 | 15 | 14:31-15:00 | 1 | 1
|  | 9 | 15 | 15:01-15:30 | 1 | 1
|  | 9 | 15 | 15:31-16:00 | 1 | 1
|  | 9 | 15 | 16:01-16:30 | 1 | 1
|  | 9 | 15 | 16:31-17:00 | 1 | 1
|  | 9 | 15 | 17:01-17:30 | 1 | 1
|  | 9 | 15 | 17:31-18:00 | 1 | 1
|  | 9 | 15 | 18:01-18:30 | 1 | 1
|  | 9 | 15 | 18:31-19:00 | 1 | 1
|  | 9 | 15 | 19:01-19:30 | 1 | 1
|  | 9 | 15 | 19:31-20:00 | 1 | 1
|  | 9 | 15 | 20:01-20:30 | 1 | 1
|  | 9 | 15 | 20:31-21:00 | 1 | 1
|  | 9 | 15 | 21:01-21:30 | 1 | 1
|  | 9 | 15 | 21:31-22:00 | 1 | 1
|  | 9 | 15 | 22:01-22:30 | 1 | 1
|  | 9 | 15 | 22:31-23:00 | 1 | 1
|  | 9 | 15 | 23:01-23:30 | 1 | 1
|  | 9 | 15 | 23:31-00:00 | 1 | 1
|  | 9 | 16 | 00:01-00:30 | 0 | 1
|  | 9 | 16 | 00:31-01:00 | 0 | 1
|  | 9 | 16 | 01:01-01:30 | 0 | 1
|  | 9 | 16 | 01:31-02:00 | 0 | 1
|  | 9 | 16 | 02:01-02:30 | 0 | 1
|  | 9 | 16 | 02:31-03:00 | 0 | 1
|  | 9 | 16 | 03:01-03:30 | 0 | 1
|  | 9 | 16 | 03:31-04:00 | 0 | 1
|  | 9 | 16 | 04:01-04:30 | 0 | 1
|  | 9 | 16 | 04:31-05:00 | 0 | 1
|  | 9 | 16 | 05:01-05:30 | 0 | 1
|  | 9 | 16 | 05:31-06:00 | 0 | 1
|  | 9 | 16 | 06:01-06:30 | 0 | 1
|  | 9 | 16 | 06:31-07:00 | 0 | 1
|  | 9 | 16 | 07:01-07:30 | 0 | 1
|  | 9 | 16 | 07:31-08:00 | 0 | 1
|  | 9 | 16 | 08:01-08:30 | 0 | 1
|  | 9 | 16 | 08:31-09:00 | 0 | 1
|  | 9 | 16 | 09:01-09:30 | 0 | 1
|  | 9 | 16 | 09:31-10:00 | 0 | 1
|  | 9 | 16 | 10:01-10:30 | 0 | 1
|  | 9 | 16 | 10:31-11:00 | 0 | 1
|  | 9 | 16 | 11:01-11:30 | 0 | 1
|  | 9 | 16 | 11:31-12:00 | 0 | 1
|  | 9 | 16 | 12:01-12:30 | 0 | 1
|  | 9 | 16 | 12:31-13:00 | 0 | 1
|  | 9 | 16 | 13:01-13:30 | 0 | 1
|  | 9 | 16 | 13:31-14:00 | 0 | 1
|  | 9 | 16 | 14:01-14:30 | 0 | 1
|  | 9 | 16 | 14:31-15:00 | 0 | 1
|  | 9 | 16 | 15:01-15:30 | 0 | 1
|  | 9 | 16 | 15:31-16:00 | 0 | 1
|  | 9 | 16 | 16:01-16:30 | 0 | 1
|  | 9 | 16 | 16:31-17:00 | 0 | 1
|  | 9 | 16 | 17:01-17:30 | 0 | 1
|  | 9 | 16 | 17:31-18:00 | 0 | 1
|  | 9 | 16 | 18:01-18:30 | 0 | 1
|  | 9 | 16 | 18:31-19:00 | 0 | 1
|  | 9 | 16 | 19:01-19:30 | 0 | 1
|  | 9 | 16 | 19:31-20:00 | 0 | 1
|  | 9 | 16 | 20:01-20:30 | 0 | 1
|  | 9 | 16 | 20:31-21:00 | 0 | 1
|  | 9 | 16 | 21:01-21:30 | 0 | 1
|  | 9 | 16 | 21:31-22:00 | 0 | 1
|  | 9 | 16 | 22:01-22:30 | 0 | 1
|  | 9 | 16 | 22:31-23:00 | 0 | 1
|  | 9 | 16 | 23:01-23:30 | 0 | 1
|  | 9 | 16 | 23:31-00:00 | 0 | 1
|  | 9 | 17 | 00:01-00:30 | 0 | 1
|  | 9 | 17 | 00:31-01:00 | 0 | 1
|  | 9 | 17 | 01:01-01:30 | 0 | 1
|  | 9 | 17 | 01:31-02:00 | 0 | 1
|  | 9 | 17 | 02:01-02:30 | 0 | 1
|  | 9 | 17 | 02:31-03:00 | 0 | 1
|  | 9 | 17 | 03:01-03:30 | 0 | 1
|  | 9 | 17 | 03:31-04:00 | 0 | 1
|  | 9 | 17 | 04:01-04:30 | 0 | 1
|  | 9 | 17 | 04:31-05:00 | 0 | 1
|  | 9 | 17 | 05:01-05:30 | 0 | 1
|  | 9 | 17 | 05:31-06:00 | 0 | 1
|  | 9 | 17 | 06:01-06:30 | 0 | 1
|  | 9 | 17 | 06:31-07:00 | 0 | 1
|  | 9 | 17 | 07:01-07:30 | 0 | 1
|  | 9 | 17 | 07:31-08:00 | 0 | 1
|  | 9 | 17 | 08:01-08:30 | 0 | 1
|  | 9 | 17 | 08:31-09:00 | 0 | 1
|  | 9 | 17 | 09:01-09:30 | 0 | 1
|  | 9 | 17 | 09:31-10:00 | 0 | 1
|  | 9 | 17 | 10:01-10:30 | 0 | 1
|  | 9 | 17 | 10:31-11:00 | 0 | 1
|  | 9 | 17 | 11:01-11:30 | 0 | 1
|  | 9 | 17 | 11:31-12:00 | 0 | 1
|  | 9 | 17 | 12:01-12:30 | 0 | 1
|  | 9 | 17 | 12:31-13:00 | 0 | 1
|  | 9 | 17 | 13:01-13:30 | 0 | 1
|  | 9 | 17 | 13:31-14:00 | 0 | 1
|  | 9 | 17 | 14:01-14:30 | 0 | 1
|  | 9 | 17 | 14:31-15:00 | 0 | 1
|  | 9 | 17 | 15:01-15:30 | 0 | 1
|  | 9 | 17 | 15:31-16:00 | 0 | 1
|  | 9 | 17 | 16:01-16:30 | 0 | 1
|  | 9 | 17 | 16:31-17:00 | 0 | 1
|  | 9 | 17 | 17:01-17:30 | 0 | 1
|  | 9 | 17 | 17:31-18:00 | 0 | 1
|  | 9 | 17 | 18:01-18:30 | 0 | 1
|  | 9 | 17 | 18:31-19:00 | 0 | 1
|  | 9 | 17 | 19:01-19:30 | 0 | 1
|  | 9 | 17 | 19:31-20:00 | 0 | 1
|  | 9 | 17 | 20:01-20:30 | 0 | 1
|  | 9 | 17 | 20:31-21:00 | 0 | 1
|  | 9 | 17 | 21:01-21:30 | 0 | 1
|  | 9 | 17 | 21:31-22:00 | 0 | 1
|  | 9 | 17 | 22:01-22:30 | 0 | 1
|  | 9 | 17 | 22:31-23:00 | 0 | 1
|  | 9 | 17 | 23:01-23:30 | 0 | 1
|  | 9 | 17 | 23:31-00:00 | 0 | 1
|  | 9 | 18 | 00:01-00:30 | 1 | 1
|  | 9 | 18 | 00:31-01:00 | 1 | 1
|  | 9 | 18 | 01:01-01:30 | 1 | 1
|  | 9 | 18 | 01:31-02:00 | 1 | 1
|  | 9 | 18 | 02:01-02:30 | 1 | 1
|  | 9 | 18 | 02:31-03:00 | 1 | 1
|  | 9 | 18 | 03:01-03:30 | 1 | 1
|  | 9 | 18 | 03:31-04:00 | 1 | 1
|  | 9 | 18 | 04:01-04:30 | 1 | 1
|  | 9 | 18 | 04:31-05:00 | 1 | 1
|  | 9 | 18 | 05:01-05:30 | 1 | 1
|  | 9 | 18 | 05:31-06:00 | 1 | 1
|  | 9 | 18 | 06:01-06:30 | 1 | 1
|  | 9 | 18 | 06:31-07:00 | 1 | 1
|  | 9 | 18 | 07:01-07:30 | 1 | 1
|  | 9 | 18 | 07:31-08:00 | 1 | 1
|  | 9 | 18 | 08:01-08:30 | 1 | 1
|  | 9 | 18 | 08:31-09:00 | 1 | 1
|  | 9 | 18 | 09:01-09:30 | 1 | 1
|  | 9 | 18 | 09:31-10:00 | 1 | 1
|  | 9 | 18 | 10:01-10:30 | 1 | 1
|  | 9 | 18 | 10:31-11:00 | 1 | 1
|  | 9 | 18 | 11:01-11:30 | 1 | 1
|  | 9 | 18 | 11:31-12:00 | 1 | 1
|  | 9 | 18 | 12:01-12:30 | 1 | 1
|  | 9 | 18 | 12:31-13:00 | 1 | 1
|  | 9 | 18 | 13:01-13:30 | 1 | 1
|  | 9 | 18 | 13:31-14:00 | 1 | 1
|  | 9 | 18 | 14:01-14:30 | 1 | 1
|  | 9 | 18 | 14:31-15:00 | 1 | 1
|  | 9 | 18 | 15:01-15:30 | 1 | 1
|  | 9 | 18 | 15:31-16:00 | 1 | 1
|  | 9 | 18 | 16:01-16:30 | 1 | 1
|  | 9 | 18 | 16:31-17:00 | 1 | 1
|  | 9 | 18 | 17:01-17:30 | 1 | 1
|  | 9 | 18 | 17:31-18:00 | 1 | 1
|  | 9 | 18 | 18:01-18:30 | 1 | 1
|  | 9 | 18 | 18:31-19:00 | 1 | 1
|  | 9 | 18 | 19:01-19:30 | 1 | 1
|  | 9 | 18 | 19:31-20:00 | 1 | 1
|  | 9 | 18 | 20:01-20:30 | 1 | 1
|  | 9 | 18 | 20:31-21:00 | 1 | 1
|  | 9 | 18 | 21:01-21:30 | 1 | 1
|  | 9 | 18 | 21:31-22:00 | 1 | 1
|  | 9 | 18 | 22:01-22:30 | 1 | 1
|  | 9 | 18 | 22:31-23:00 | 1 | 1
|  | 9 | 18 | 23:01-23:30 | 1 | 1
|  | 9 | 18 | 23:31-00:00 | 1 | 1
|  | 9 | 19 | 00:01-00:30 | 1 | 1
|  | 9 | 19 | 00:31-01:00 | 1 | 1
|  | 9 | 19 | 01:01-01:30 | 1 | 1
|  | 9 | 19 | 01:31-02:00 | 1 | 1
|  | 9 | 19 | 02:01-02:30 | 1 | 1
|  | 9 | 19 | 02:31-03:00 | 1 | 1
|  | 9 | 19 | 03:01-03:30 | 1 | 1
|  | 9 | 19 | 03:31-04:00 | 1 | 1
|  | 9 | 19 | 04:01-04:30 | 1 | 1
|  | 9 | 19 | 04:31-05:00 | 1 | 1
|  | 9 | 19 | 05:01-05:30 | 1 | 1
|  | 9 | 19 | 05:31-06:00 | 1 | 1
|  | 9 | 19 | 06:01-06:30 | 1 | 1
|  | 9 | 19 | 06:31-07:00 | 1 | 1
|  | 9 | 19 | 07:01-07:30 | 1 | 1
|  | 9 | 19 | 07:31-08:00 | 1 | 1
|  | 9 | 19 | 08:01-08:30 | 1 | 1
|  | 9 | 19 | 08:31-09:00 | 1 | 1
|  | 9 | 19 | 09:01-09:30 | 1 | 1
|  | 9 | 19 | 09:31-10:00 | 1 | 1
|  | 9 | 19 | 10:01-10:30 | 1 | 1
|  | 9 | 19 | 10:31-11:00 | 1 | 1
|  | 9 | 19 | 11:01-11:30 | 1 | 1
|  | 9 | 19 | 11:31-12:00 | 1 | 1
|  | 9 | 19 | 12:01-12:30 | 1 | 1
|  | 9 | 19 | 12:31-13:00 | 1 | 1
|  | 9 | 19 | 13:01-13:30 | 1 | 1
|  | 9 | 19 | 13:31-14:00 | 1 | 1
|  | 9 | 19 | 14:01-14:30 | 1 | 1
|  | 9 | 19 | 14:31-15:00 | 1 | 1
|  | 9 | 19 | 15:01-15:30 | 1 | 1
|  | 9 | 19 | 15:31-16:00 | 1 | 1
|  | 9 | 19 | 16:01-16:30 | 1 | 1
|  | 9 | 19 | 16:31-17:00 | 1 | 1
|  | 9 | 19 | 17:01-17:30 | 1 | 1
|  | 9 | 19 | 17:31-18:00 | 1 | 1
|  | 9 | 19 | 18:01-18:30 | 1 | 1
|  | 9 | 19 | 18:31-19:00 | 1 | 1
|  | 9 | 19 | 19:01-19:30 | 1 | 1
|  | 9 | 19 | 19:31-20:00 | 1 | 1
|  | 9 | 19 | 20:01-20:30 | 1 | 1
|  | 9 | 19 | 20:31-21:00 | 1 | 1
|  | 9 | 19 | 21:01-21:30 | 1 | 1
|  | 9 | 19 | 21:31-22:00 | 1 | 1
|  | 9 | 19 | 22:01-22:30 | 1 | 1
|  | 9 | 19 | 22:31-23:00 | 1 | 1
|  | 9 | 19 | 23:01-23:30 | 1 | 1
|  | 9 | 19 | 23:31-00:00 | 1 | 1
|  | 9 | 20 | 00:01-00:30 | 1 | 1
|  | 9 | 20 | 00:31-01:00 | 1 | 1
|  | 9 | 20 | 01:01-01:30 | 1 | 1
|  | 9 | 20 | 01:31-02:00 | 1 | 1
|  | 9 | 20 | 02:01-02:30 | 1 | 1
|  | 9 | 20 | 02:31-03:00 | 1 | 1
|  | 9 | 20 | 03:01-03:30 | 1 | 1
|  | 9 | 20 | 03:31-04:00 | 1 | 1
|  | 9 | 20 | 04:01-04:30 | 1 | 1
|  | 9 | 20 | 04:31-05:00 | 1 | 1
|  | 9 | 20 | 05:01-05:30 | 1 | 1
|  | 9 | 20 | 05:31-06:00 | 1 | 1
|  | 9 | 20 | 06:01-06:30 | 1 | 1
|  | 9 | 20 | 06:31-07:00 | 1 | 1
|  | 9 | 20 | 07:01-07:30 | 1 | 1
|  | 9 | 20 | 07:31-08:00 | 1 | 1
|  | 9 | 20 | 08:01-08:30 | 1 | 1
|  | 9 | 20 | 08:31-09:00 | 1 | 1
|  | 9 | 20 | 09:01-09:30 | 1 | 1
|  | 9 | 20 | 09:31-10:00 | 1 | 1
|  | 9 | 20 | 10:01-10:30 | 1 | 1
|  | 9 | 20 | 10:31-11:00 | 1 | 1
|  | 9 | 20 | 11:01-11:30 | 1 | 1
|  | 9 | 20 | 11:31-12:00 | 1 | 1
|  | 9 | 20 | 12:01-12:30 | 1 | 1
|  | 9 | 20 | 12:31-13:00 | 1 | 1
|  | 9 | 20 | 13:01-13:30 | 1 | 1
|  | 9 | 20 | 13:31-14:00 | 1 | 1
|  | 9 | 20 | 14:01-14:30 | 1 | 1
|  | 9 | 20 | 14:31-15:00 | 1 | 1
|  | 9 | 20 | 15:01-15:30 | 1 | 1
|  | 9 | 20 | 15:31-16:00 | 1 | 1
|  | 9 | 20 | 16:01-16:30 | 1 | 1
|  | 9 | 20 | 16:31-17:00 | 1 | 1
|  | 9 | 20 | 17:01-17:30 | 1 | 1
|  | 9 | 20 | 17:31-18:00 | 1 | 1
|  | 9 | 20 | 18:01-18:30 | 1 | 1
|  | 9 | 20 | 18:31-19:00 | 1 | 1
|  | 9 | 20 | 19:01-19:30 | 1 | 1
|  | 9 | 20 | 19:31-20:00 | 1 | 1
|  | 9 | 20 | 20:01-20:30 | 1 | 1
|  | 9 | 20 | 20:31-21:00 | 1 | 1
|  | 9 | 20 | 21:01-21:30 | 1 | 1
|  | 9 | 20 | 21:31-22:00 | 1 | 1
|  | 9 | 20 | 22:01-22:30 | 1 | 1
|  | 9 | 20 | 22:31-23:00 | 1 | 1
|  | 9 | 20 | 23:01-23:30 | 1 | 1
|  | 9 | 20 | 23:31-00:00 | 1 | 1
|  | 9 | 21 | 00:01-00:30 | 1 | 1
|  | 9 | 21 | 00:31-01:00 | 1 | 1
|  | 9 | 21 | 01:01-01:30 | 1 | 1
|  | 9 | 21 | 01:31-02:00 | 1 | 1
|  | 9 | 21 | 02:01-02:30 | 1 | 1
|  | 9 | 21 | 02:31-03:00 | 1 | 1
|  | 9 | 21 | 03:01-03:30 | 1 | 1
|  | 9 | 21 | 03:31-04:00 | 1 | 1
|  | 9 | 21 | 04:01-04:30 | 1 | 1
|  | 9 | 21 | 04:31-05:00 | 1 | 1
|  | 9 | 21 | 05:01-05:30 | 1 | 1
|  | 9 | 21 | 05:31-06:00 | 1 | 1
|  | 9 | 21 | 06:01-06:30 | 1 | 1
|  | 9 | 21 | 06:31-07:00 | 1 | 1
|  | 9 | 21 | 07:01-07:30 | 1 | 1
|  | 9 | 21 | 07:31-08:00 | 1 | 1
|  | 9 | 21 | 08:01-08:30 | 1 | 1
|  | 9 | 21 | 08:31-09:00 | 1 | 1
|  | 9 | 21 | 09:01-09:30 | 1 | 1
|  | 9 | 21 | 09:31-10:00 | 1 | 1
|  | 9 | 21 | 10:01-10:30 | 1 | 1
|  | 9 | 21 | 10:31-11:00 | 1 | 1
|  | 9 | 21 | 11:01-11:30 | 1 | 1
|  | 9 | 21 | 11:31-12:00 | 1 | 1
|  | 9 | 21 | 12:01-12:30 | 1 | 1
|  | 9 | 21 | 12:31-13:00 | 1 | 1
|  | 9 | 21 | 13:01-13:30 | 1 | 1
|  | 9 | 21 | 13:31-14:00 | 1 | 1
|  | 9 | 21 | 14:01-14:30 | 1 | 1
|  | 9 | 21 | 14:31-15:00 | 1 | 1
|  | 9 | 21 | 15:01-15:30 | 1 | 1
|  | 9 | 21 | 15:31-16:00 | 1 | 1
|  | 9 | 21 | 16:01-16:30 | 1 | 1
|  | 9 | 21 | 16:31-17:00 | 1 | 1
|  | 9 | 21 | 17:01-17:30 | 1 | 1
|  | 9 | 21 | 17:31-18:00 | 1 | 1
|  | 9 | 21 | 18:01-18:30 | 1 | 1
|  | 9 | 21 | 18:31-19:00 | 1 | 1
|  | 9 | 21 | 19:01-19:30 | 1 | 1
|  | 9 | 21 | 19:31-20:00 | 1 | 1
|  | 9 | 21 | 20:01-20:30 | 1 | 1
|  | 9 | 21 | 20:31-21:00 | 1 | 1
|  | 9 | 21 | 21:01-21:30 | 1 | 1
|  | 9 | 21 | 21:31-22:00 | 1 | 1
|  | 9 | 21 | 22:01-22:30 | 1 | 1
|  | 9 | 21 | 22:31-23:00 | 1 | 1
|  | 9 | 21 | 23:01-23:30 | 1 | 1
|  | 9 | 21 | 23:31-00:00 | 1 | 1
|  | 9 | 22 | 00:01-00:30 | 1 | 1
|  | 9 | 22 | 00:31-01:00 | 1 | 1
|  | 9 | 22 | 01:01-01:30 | 1 | 1
|  | 9 | 22 | 01:31-02:00 | 1 | 1
|  | 9 | 22 | 02:01-02:30 | 1 | 1
|  | 9 | 22 | 02:31-03:00 | 1 | 1
|  | 9 | 22 | 03:01-03:30 | 1 | 1
|  | 9 | 22 | 03:31-04:00 | 1 | 1
|  | 9 | 22 | 04:01-04:30 | 1 | 1
|  | 9 | 22 | 04:31-05:00 | 1 | 1
|  | 9 | 22 | 05:01-05:30 | 1 | 1
|  | 9 | 22 | 05:31-06:00 | 1 | 1
|  | 9 | 22 | 06:01-06:30 | 1 | 1
|  | 9 | 22 | 06:31-07:00 | 1 | 1
|  | 9 | 22 | 07:01-07:30 | 1 | 1
|  | 9 | 22 | 07:31-08:00 | 1 | 1
|  | 9 | 22 | 08:01-08:30 | 1 | 1
|  | 9 | 22 | 08:31-09:00 | 1 | 1
|  | 9 | 22 | 09:01-09:30 | 1 | 1
|  | 9 | 22 | 09:31-10:00 | 1 | 1
|  | 9 | 22 | 10:01-10:30 | 1 | 1
|  | 9 | 22 | 10:31-11:00 | 1 | 1
|  | 9 | 22 | 11:01-11:30 | 1 | 1
|  | 9 | 22 | 11:31-12:00 | 1 | 1
|  | 9 | 22 | 12:01-12:30 | 1 | 1
|  | 9 | 22 | 12:31-13:00 | 1 | 1
|  | 9 | 22 | 13:01-13:30 | 1 | 1
|  | 9 | 22 | 13:31-14:00 | 1 | 1
|  | 9 | 22 | 14:01-14:30 | 1 | 1
|  | 9 | 22 | 14:31-15:00 | 1 | 1
|  | 9 | 22 | 15:01-15:30 | 1 | 1
|  | 9 | 22 | 15:31-16:00 | 1 | 1
|  | 9 | 22 | 16:01-16:30 | 1 | 1
|  | 9 | 22 | 16:31-17:00 | 1 | 1
|  | 9 | 22 | 17:01-17:30 | 1 | 1
|  | 9 | 22 | 17:31-18:00 | 1 | 1
|  | 9 | 22 | 18:01-18:30 | 1 | 1
|  | 9 | 22 | 18:31-19:00 | 1 | 1
|  | 9 | 22 | 19:01-19:30 | 1 | 1
|  | 9 | 22 | 19:31-20:00 | 1 | 1
|  | 9 | 22 | 20:01-20:30 | 1 | 1
|  | 9 | 22 | 20:31-21:00 | 1 | 1
|  | 9 | 22 | 21:01-21:30 | 1 | 1
|  | 9 | 22 | 21:31-22:00 | 1 | 1
|  | 9 | 22 | 22:01-22:30 | 1 | 1
|  | 9 | 22 | 22:31-23:00 | 1 | 1
|  | 9 | 22 | 23:01-23:30 | 1 | 1
|  | 9 | 22 | 23:31-00:00 | 1 | 1
|  | 9 | 23 | 00:01-00:30 | 0 | 1
|  | 9 | 23 | 00:31-01:00 | 0 | 1
|  | 9 | 23 | 01:01-01:30 | 0 | 1
|  | 9 | 23 | 01:31-02:00 | 0 | 1
|  | 9 | 23 | 02:01-02:30 | 0 | 1
|  | 9 | 23 | 02:31-03:00 | 0 | 1
|  | 9 | 23 | 03:01-03:30 | 0 | 1
|  | 9 | 23 | 03:31-04:00 | 0 | 1
|  | 9 | 23 | 04:01-04:30 | 0 | 1
|  | 9 | 23 | 04:31-05:00 | 0 | 1
|  | 9 | 23 | 05:01-05:30 | 0 | 1
|  | 9 | 23 | 05:31-06:00 | 0 | 1
|  | 9 | 23 | 06:01-06:30 | 0 | 1
|  | 9 | 23 | 06:31-07:00 | 0 | 1
|  | 9 | 23 | 07:01-07:30 | 0 | 1
|  | 9 | 23 | 07:31-08:00 | 0 | 1
|  | 9 | 23 | 08:01-08:30 | 0 | 1
|  | 9 | 23 | 08:31-09:00 | 0 | 1
|  | 9 | 23 | 09:01-09:30 | 0 | 1
|  | 9 | 23 | 09:31-10:00 | 0 | 1
|  | 9 | 23 | 10:01-10:30 | 0 | 1
|  | 9 | 23 | 10:31-11:00 | 0 | 1
|  | 9 | 23 | 11:01-11:30 | 0 | 1
|  | 9 | 23 | 11:31-12:00 | 0 | 1
|  | 9 | 23 | 12:01-12:30 | 0 | 1
|  | 9 | 23 | 12:31-13:00 | 0 | 1
|  | 9 | 23 | 13:01-13:30 | 0 | 1
|  | 9 | 23 | 13:31-14:00 | 0 | 1
|  | 9 | 23 | 14:01-14:30 | 0 | 1
|  | 9 | 23 | 14:31-15:00 | 0 | 1
|  | 9 | 23 | 15:01-15:30 | 0 | 1
|  | 9 | 23 | 15:31-16:00 | 0 | 1
|  | 9 | 23 | 16:01-16:30 | 0 | 1
|  | 9 | 23 | 16:31-17:00 | 0 | 1
|  | 9 | 23 | 17:01-17:30 | 0 | 1
|  | 9 | 23 | 17:31-18:00 | 0 | 1
|  | 9 | 23 | 18:01-18:30 | 0 | 1
|  | 9 | 23 | 18:31-19:00 | 0 | 1
|  | 9 | 23 | 19:01-19:30 | 0 | 1
|  | 9 | 23 | 19:31-20:00 | 0 | 1
|  | 9 | 23 | 20:01-20:30 | 0 | 1
|  | 9 | 23 | 20:31-21:00 | 0 | 1
|  | 9 | 23 | 21:01-21:30 | 0 | 1
|  | 9 | 23 | 21:31-22:00 | 0 | 1
|  | 9 | 23 | 22:01-22:30 | 0 | 1
|  | 9 | 23 | 22:31-23:00 | 0 | 1
|  | 9 | 23 | 23:01-23:30 | 0 | 1
|  | 9 | 23 | 23:31-00:00 | 0 | 1
|  | 9 | 24 | 00:01-00:30 | 0 | 1
|  | 9 | 24 | 00:31-01:00 | 0 | 1
|  | 9 | 24 | 01:01-01:30 | 0 | 1
|  | 9 | 24 | 01:31-02:00 | 0 | 1
|  | 9 | 24 | 02:01-02:30 | 0 | 1
|  | 9 | 24 | 02:31-03:00 | 0 | 1
|  | 9 | 24 | 03:01-03:30 | 0 | 1
|  | 9 | 24 | 03:31-04:00 | 0 | 1
|  | 9 | 24 | 04:01-04:30 | 0 | 1
|  | 9 | 24 | 04:31-05:00 | 0 | 1
|  | 9 | 24 | 05:01-05:30 | 0 | 1
|  | 9 | 24 | 05:31-06:00 | 0 | 1
|  | 9 | 24 | 06:01-06:30 | 0 | 1
|  | 9 | 24 | 06:31-07:00 | 0 | 1
|  | 9 | 24 | 07:01-07:30 | 0 | 1
|  | 9 | 24 | 07:31-08:00 | 0 | 1
|  | 9 | 24 | 08:01-08:30 | 0 | 1
|  | 9 | 24 | 08:31-09:00 | 0 | 1
|  | 9 | 24 | 09:01-09:30 | 0 | 1
|  | 9 | 24 | 09:31-10:00 | 0 | 1
|  | 9 | 24 | 10:01-10:30 | 0 | 1
|  | 9 | 24 | 10:31-11:00 | 0 | 1
|  | 9 | 24 | 11:01-11:30 | 0 | 1
|  | 9 | 24 | 11:31-12:00 | 0 | 1
|  | 9 | 24 | 12:01-12:30 | 0 | 1
|  | 9 | 24 | 12:31-13:00 | 0 | 1
|  | 9 | 24 | 13:01-13:30 | 0 | 1
|  | 9 | 24 | 13:31-14:00 | 0 | 1
|  | 9 | 24 | 14:01-14:30 | 0 | 1
|  | 9 | 24 | 14:31-15:00 | 0 | 1
|  | 9 | 24 | 15:01-15:30 | 0 | 1
|  | 9 | 24 | 15:31-16:00 | 0 | 1
|  | 9 | 24 | 16:01-16:30 | 0 | 1
|  | 9 | 24 | 16:31-17:00 | 0 | 1
|  | 9 | 24 | 17:01-17:30 | 0 | 1
|  | 9 | 24 | 17:31-18:00 | 0 | 1
|  | 9 | 24 | 18:01-18:30 | 0 | 1
|  | 9 | 24 | 18:31-19:00 | 0 | 1
|  | 9 | 24 | 19:01-19:30 | 0 | 1
|  | 9 | 24 | 19:31-20:00 | 0 | 1
|  | 9 | 24 | 20:01-20:30 | 0 | 1
|  | 9 | 24 | 20:31-21:00 | 0 | 1
|  | 9 | 24 | 21:01-21:30 | 0 | 1
|  | 9 | 24 | 21:31-22:00 | 0 | 1
|  | 9 | 24 | 22:01-22:30 | 0 | 1
|  | 9 | 24 | 22:31-23:00 | 0 | 1
|  | 9 | 24 | 23:01-23:30 | 0 | 1
|  | 9 | 24 | 23:31-00:00 | 0 | 1
|  | 9 | 25 | 00:01-00:30 | 1 | 1
|  | 9 | 25 | 00:31-01:00 | 1 | 1
|  | 9 | 25 | 01:01-01:30 | 1 | 1
|  | 9 | 25 | 01:31-02:00 | 1 | 1
|  | 9 | 25 | 02:01-02:30 | 1 | 1
|  | 9 | 25 | 02:31-03:00 | 1 | 1
|  | 9 | 25 | 03:01-03:30 | 1 | 1
|  | 9 | 25 | 03:31-04:00 | 1 | 1
|  | 9 | 25 | 04:01-04:30 | 1 | 1
|  | 9 | 25 | 04:31-05:00 | 1 | 1
|  | 9 | 25 | 05:01-05:30 | 1 | 1
|  | 9 | 25 | 05:31-06:00 | 1 | 1
|  | 9 | 25 | 06:01-06:30 | 1 | 1
|  | 9 | 25 | 06:31-07:00 | 1 | 1
|  | 9 | 25 | 07:01-07:30 | 1 | 1
|  | 9 | 25 | 07:31-08:00 | 1 | 1
|  | 9 | 25 | 08:01-08:30 | 1 | 1
|  | 9 | 25 | 08:31-09:00 | 1 | 1
|  | 9 | 25 | 09:01-09:30 | 1 | 1
|  | 9 | 25 | 09:31-10:00 | 1 | 1
|  | 9 | 25 | 10:01-10:30 | 1 | 1
|  | 9 | 25 | 10:31-11:00 | 1 | 1
|  | 9 | 25 | 11:01-11:30 | 1 | 1
|  | 9 | 25 | 11:31-12:00 | 1 | 1
|  | 9 | 25 | 12:01-12:30 | 1 | 1
|  | 9 | 25 | 12:31-13:00 | 1 | 1
|  | 9 | 25 | 13:01-13:30 | 1 | 1
|  | 9 | 25 | 13:31-14:00 | 1 | 1
|  | 9 | 25 | 14:01-14:30 | 1 | 1
|  | 9 | 25 | 14:31-15:00 | 1 | 1
|  | 9 | 25 | 15:01-15:30 | 1 | 1
|  | 9 | 25 | 15:31-16:00 | 1 | 1
|  | 9 | 25 | 16:01-16:30 | 1 | 1
|  | 9 | 25 | 16:31-17:00 | 1 | 1
|  | 9 | 25 | 17:01-17:30 | 1 | 1
|  | 9 | 25 | 17:31-18:00 | 1 | 1
|  | 9 | 25 | 18:01-18:30 | 1 | 1
|  | 9 | 25 | 18:31-19:00 | 1 | 1
|  | 9 | 25 | 19:01-19:30 | 1 | 1
|  | 9 | 25 | 19:31-20:00 | 1 | 1
|  | 9 | 25 | 20:01-20:30 | 1 | 1
|  | 9 | 25 | 20:31-21:00 | 1 | 1
|  | 9 | 25 | 21:01-21:30 | 1 | 1
|  | 9 | 25 | 21:31-22:00 | 1 | 1
|  | 9 | 25 | 22:01-22:30 | 1 | 1
|  | 9 | 25 | 22:31-23:00 | 1 | 1
|  | 9 | 25 | 23:01-23:30 | 1 | 1
|  | 9 | 25 | 23:31-00:00 | 1 | 1
|  | 9 | 26 | 00:01-00:30 | 1 | 1
|  | 9 | 26 | 00:31-01:00 | 1 | 1
|  | 9 | 26 | 01:01-01:30 | 1 | 1
|  | 9 | 26 | 01:31-02:00 | 1 | 1
|  | 9 | 26 | 02:01-02:30 | 1 | 1
|  | 9 | 26 | 02:31-03:00 | 1 | 1
|  | 9 | 26 | 03:01-03:30 | 1 | 1
|  | 9 | 26 | 03:31-04:00 | 1 | 1
|  | 9 | 26 | 04:01-04:30 | 1 | 1
|  | 9 | 26 | 04:31-05:00 | 1 | 1
|  | 9 | 26 | 05:01-05:30 | 1 | 1
|  | 9 | 26 | 05:31-06:00 | 1 | 1
|  | 9 | 26 | 06:01-06:30 | 1 | 1
|  | 9 | 26 | 06:31-07:00 | 1 | 1
|  | 9 | 26 | 07:01-07:30 | 1 | 1
|  | 9 | 26 | 07:31-08:00 | 1 | 1
|  | 9 | 26 | 08:01-08:30 | 1 | 1
|  | 9 | 26 | 08:31-09:00 | 1 | 1
|  | 9 | 26 | 09:01-09:30 | 1 | 1
|  | 9 | 26 | 09:31-10:00 | 1 | 1
|  | 9 | 26 | 10:01-10:30 | 1 | 1
|  | 9 | 26 | 10:31-11:00 | 1 | 1
|  | 9 | 26 | 11:01-11:30 | 1 | 1
|  | 9 | 26 | 11:31-12:00 | 1 | 1
|  | 9 | 26 | 12:01-12:30 | 1 | 1
|  | 9 | 26 | 12:31-13:00 | 1 | 1
|  | 9 | 26 | 13:01-13:30 | 1 | 1
|  | 9 | 26 | 13:31-14:00 | 1 | 1
|  | 9 | 26 | 14:01-14:30 | 1 | 1
|  | 9 | 26 | 14:31-15:00 | 1 | 1
|  | 9 | 26 | 15:01-15:30 | 1 | 1
|  | 9 | 26 | 15:31-16:00 | 1 | 1
|  | 9 | 26 | 16:01-16:30 | 1 | 1
|  | 9 | 26 | 16:31-17:00 | 1 | 1
|  | 9 | 26 | 17:01-17:30 | 1 | 1
|  | 9 | 26 | 17:31-18:00 | 1 | 1
|  | 9 | 26 | 18:01-18:30 | 1 | 1
|  | 9 | 26 | 18:31-19:00 | 1 | 1
|  | 9 | 26 | 19:01-19:30 | 1 | 1
|  | 9 | 26 | 19:31-20:00 | 1 | 1
|  | 9 | 26 | 20:01-20:30 | 1 | 1
|  | 9 | 26 | 20:31-21:00 | 1 | 1
|  | 9 | 26 | 21:01-21:30 | 1 | 1
|  | 9 | 26 | 21:31-22:00 | 1 | 1
|  | 9 | 26 | 22:01-22:30 | 1 | 1
|  | 9 | 26 | 22:31-23:00 | 1 | 1
|  | 9 | 26 | 23:01-23:30 | 1 | 1
|  | 9 | 26 | 23:31-00:00 | 1 | 1
|  | 9 | 27 | 00:01-00:30 | 1 | 1
|  | 9 | 27 | 00:31-01:00 | 1 | 1
|  | 9 | 27 | 01:01-01:30 | 1 | 1
|  | 9 | 27 | 01:31-02:00 | 1 | 1
|  | 9 | 27 | 02:01-02:30 | 1 | 1
|  | 9 | 27 | 02:31-03:00 | 1 | 1
|  | 9 | 27 | 03:01-03:30 | 1 | 1
|  | 9 | 27 | 03:31-04:00 | 1 | 1
|  | 9 | 27 | 04:01-04:30 | 1 | 1
|  | 9 | 27 | 04:31-05:00 | 1 | 1
|  | 9 | 27 | 05:01-05:30 | 1 | 1
|  | 9 | 27 | 05:31-06:00 | 1 | 1
|  | 9 | 27 | 06:01-06:30 | 1 | 1
|  | 9 | 27 | 06:31-07:00 | 1 | 1
|  | 9 | 27 | 07:01-07:30 | 1 | 1
|  | 9 | 27 | 07:31-08:00 | 1 | 1
|  | 9 | 27 | 08:01-08:30 | 1 | 1
|  | 9 | 27 | 08:31-09:00 | 1 | 1
|  | 9 | 27 | 09:01-09:30 | 1 | 1
|  | 9 | 27 | 09:31-10:00 | 1 | 1
|  | 9 | 27 | 10:01-10:30 | 1 | 1
|  | 9 | 27 | 10:31-11:00 | 1 | 1
|  | 9 | 27 | 11:01-11:30 | 1 | 1
|  | 9 | 27 | 11:31-12:00 | 1 | 1
|  | 9 | 27 | 12:01-12:30 | 1 | 1
|  | 9 | 27 | 12:31-13:00 | 1 | 1
|  | 9 | 27 | 13:01-13:30 | 1 | 1
|  | 9 | 27 | 13:31-14:00 | 1 | 1
|  | 9 | 27 | 14:01-14:30 | 1 | 1
|  | 9 | 27 | 14:31-15:00 | 1 | 1
|  | 9 | 27 | 15:01-15:30 | 1 | 1
|  | 9 | 27 | 15:31-16:00 | 1 | 1
|  | 9 | 27 | 16:01-16:30 | 1 | 1
|  | 9 | 27 | 16:31-17:00 | 1 | 1
|  | 9 | 27 | 17:01-17:30 | 1 | 1
|  | 9 | 27 | 17:31-18:00 | 1 | 1
|  | 9 | 27 | 18:01-18:30 | 1 | 1
|  | 9 | 27 | 18:31-19:00 | 1 | 1
|  | 9 | 27 | 19:01-19:30 | 1 | 1
|  | 9 | 27 | 19:31-20:00 | 1 | 1
|  | 9 | 27 | 20:01-20:30 | 1 | 1
|  | 9 | 27 | 20:31-21:00 | 1 | 1
|  | 9 | 27 | 21:01-21:30 | 1 | 1
|  | 9 | 27 | 21:31-22:00 | 1 | 1
|  | 9 | 27 | 22:01-22:30 | 1 | 1
|  | 9 | 27 | 22:31-23:00 | 1 | 1
|  | 9 | 27 | 23:01-23:30 | 1 | 1
|  | 9 | 27 | 23:31-00:00 | 1 | 1
|  | 9 | 28 | 00:01-00:30 | 1 | 1
|  | 9 | 28 | 00:31-01:00 | 1 | 1
|  | 9 | 28 | 01:01-01:30 | 1 | 1
|  | 9 | 28 | 01:31-02:00 | 1 | 1
|  | 9 | 28 | 02:01-02:30 | 1 | 1
|  | 9 | 28 | 02:31-03:00 | 1 | 1
|  | 9 | 28 | 03:01-03:30 | 1 | 1
|  | 9 | 28 | 03:31-04:00 | 1 | 1
|  | 9 | 28 | 04:01-04:30 | 1 | 1
|  | 9 | 28 | 04:31-05:00 | 1 | 1
|  | 9 | 28 | 05:01-05:30 | 1 | 1
|  | 9 | 28 | 05:31-06:00 | 1 | 1
|  | 9 | 28 | 06:01-06:30 | 1 | 1
|  | 9 | 28 | 06:31-07:00 | 1 | 1
|  | 9 | 28 | 07:01-07:30 | 1 | 1
|  | 9 | 28 | 07:31-08:00 | 1 | 1
|  | 9 | 28 | 08:01-08:30 | 1 | 1
|  | 9 | 28 | 08:31-09:00 | 1 | 1
|  | 9 | 28 | 09:01-09:30 | 1 | 1
|  | 9 | 28 | 09:31-10:00 | 1 | 1
|  | 9 | 28 | 10:01-10:30 | 1 | 1
|  | 9 | 28 | 10:31-11:00 | 1 | 1
|  | 9 | 28 | 11:01-11:30 | 1 | 1
|  | 9 | 28 | 11:31-12:00 | 1 | 1
|  | 9 | 28 | 12:01-12:30 | 1 | 1
|  | 9 | 28 | 12:31-13:00 | 1 | 1
|  | 9 | 28 | 13:01-13:30 | 1 | 1
|  | 9 | 28 | 13:31-14:00 | 1 | 1
|  | 9 | 28 | 14:01-14:30 | 1 | 1
|  | 9 | 28 | 14:31-15:00 | 1 | 1
|  | 9 | 28 | 15:01-15:30 | 1 | 1
|  | 9 | 28 | 15:31-16:00 | 1 | 1
|  | 9 | 28 | 16:01-16:30 | 1 | 1
|  | 9 | 28 | 16:31-17:00 | 1 | 1
|  | 9 | 28 | 17:01-17:30 | 1 | 1
|  | 9 | 28 | 17:31-18:00 | 1 | 1
|  | 9 | 28 | 18:01-18:30 | 1 | 1
|  | 9 | 28 | 18:31-19:00 | 1 | 1
|  | 9 | 28 | 19:01-19:30 | 1 | 1
|  | 9 | 28 | 19:31-20:00 | 1 | 1
|  | 9 | 28 | 20:01-20:30 | 1 | 1
|  | 9 | 28 | 20:31-21:00 | 1 | 1
|  | 9 | 28 | 21:01-21:30 | 1 | 1
|  | 9 | 28 | 21:31-22:00 | 1 | 1
|  | 9 | 28 | 22:01-22:30 | 1 | 1
|  | 9 | 28 | 22:31-23:00 | 1 | 1
|  | 9 | 28 | 23:01-23:30 | 1 | 1
|  | 9 | 28 | 23:31-00:00 | 1 | 1
|  | 9 | 29 | 00:01-00:30 | 1 | 1
|  | 9 | 29 | 00:31-01:00 | 1 | 1
|  | 9 | 29 | 01:01-01:30 | 1 | 1
|  | 9 | 29 | 01:31-02:00 | 1 | 1
|  | 9 | 29 | 02:01-02:30 | 1 | 1
|  | 9 | 29 | 02:31-03:00 | 1 | 1
|  | 9 | 29 | 03:01-03:30 | 1 | 1
|  | 9 | 29 | 03:31-04:00 | 1 | 1
|  | 9 | 29 | 04:01-04:30 | 1 | 1
|  | 9 | 29 | 04:31-05:00 | 1 | 1
|  | 9 | 29 | 05:01-05:30 | 1 | 1
|  | 9 | 29 | 05:31-06:00 | 1 | 1
|  | 9 | 29 | 06:01-06:30 | 1 | 1
|  | 9 | 29 | 06:31-07:00 | 1 | 1
|  | 9 | 29 | 07:01-07:30 | 1 | 1
|  | 9 | 29 | 07:31-08:00 | 1 | 1
|  | 9 | 29 | 08:01-08:30 | 1 | 1
|  | 9 | 29 | 08:31-09:00 | 1 | 1
|  | 9 | 29 | 09:01-09:30 | 1 | 1
|  | 9 | 29 | 09:31-10:00 | 1 | 1
|  | 9 | 29 | 10:01-10:30 | 1 | 1
|  | 9 | 29 | 10:31-11:00 | 1 | 1
|  | 9 | 29 | 11:01-11:30 | 1 | 1
|  | 9 | 29 | 11:31-12:00 | 1 | 1
|  | 9 | 29 | 12:01-12:30 | 1 | 1
|  | 9 | 29 | 12:31-13:00 | 1 | 1
|  | 9 | 29 | 13:01-13:30 | 1 | 1
|  | 9 | 29 | 13:31-14:00 | 1 | 1
|  | 9 | 29 | 14:01-14:30 | 1 | 1
|  | 9 | 29 | 14:31-15:00 | 1 | 1
|  | 9 | 29 | 15:01-15:30 | 1 | 1
|  | 9 | 29 | 15:31-16:00 | 1 | 1
|  | 9 | 29 | 16:01-16:30 | 1 | 1
|  | 9 | 29 | 16:31-17:00 | 1 | 1
|  | 9 | 29 | 17:01-17:30 | 1 | 1
|  | 9 | 29 | 17:31-18:00 | 1 | 1
|  | 9 | 29 | 18:01-18:30 | 1 | 1
|  | 9 | 29 | 18:31-19:00 | 1 | 1
|  | 9 | 29 | 19:01-19:30 | 1 | 1
|  | 9 | 29 | 19:31-20:00 | 1 | 1
|  | 9 | 29 | 20:01-20:30 | 1 | 1
|  | 9 | 29 | 20:31-21:00 | 1 | 1
|  | 9 | 29 | 21:01-21:30 | 1 | 1
|  | 9 | 29 | 21:31-22:00 | 1 | 1
|  | 9 | 29 | 22:01-22:30 | 1 | 1
|  | 9 | 29 | 22:31-23:00 | 1 | 1
|  | 9 | 29 | 23:01-23:30 | 1 | 1
|  | 9 | 29 | 23:31-00:00 | 1 | 1
|  | 9 | 30 | 00:01-00:30 | 0 | 1
|  | 9 | 30 | 00:31-01:00 | 0 | 1
|  | 9 | 30 | 01:01-01:30 | 0 | 1
|  | 9 | 30 | 01:31-02:00 | 0 | 1
|  | 9 | 30 | 02:01-02:30 | 0 | 1
|  | 9 | 30 | 02:31-03:00 | 0 | 1
|  | 9 | 30 | 03:01-03:30 | 0 | 1
|  | 9 | 30 | 03:31-04:00 | 0 | 1
|  | 9 | 30 | 04:01-04:30 | 0 | 1
|  | 9 | 30 | 04:31-05:00 | 0 | 1
|  | 9 | 30 | 05:01-05:30 | 0 | 1
|  | 9 | 30 | 05:31-06:00 | 0 | 1
|  | 9 | 30 | 06:01-06:30 | 0 | 1
|  | 9 | 30 | 06:31-07:00 | 0 | 1
|  | 9 | 30 | 07:01-07:30 | 0 | 1
|  | 9 | 30 | 07:31-08:00 | 0 | 1
|  | 9 | 30 | 08:01-08:30 | 0 | 1
|  | 9 | 30 | 08:31-09:00 | 0 | 1
|  | 9 | 30 | 09:01-09:30 | 0 | 1
|  | 9 | 30 | 09:31-10:00 | 0 | 1
|  | 9 | 30 | 10:01-10:30 | 0 | 1
|  | 9 | 30 | 10:31-11:00 | 0 | 1
|  | 9 | 30 | 11:01-11:30 | 0 | 1
|  | 9 | 30 | 11:31-12:00 | 0 | 1
|  | 9 | 30 | 12:01-12:30 | 0 | 1
|  | 9 | 30 | 12:31-13:00 | 0 | 1
|  | 9 | 30 | 13:01-13:30 | 0 | 1
|  | 9 | 30 | 13:31-14:00 | 0 | 1
|  | 9 | 30 | 14:01-14:30 | 0 | 1
|  | 9 | 30 | 14:31-15:00 | 0 | 1
|  | 9 | 30 | 15:01-15:30 | 0 | 1
|  | 9 | 30 | 15:31-16:00 | 0 | 1
|  | 9 | 30 | 16:01-16:30 | 0 | 1
|  | 9 | 30 | 16:31-17:00 | 0 | 1
|  | 9 | 30 | 17:01-17:30 | 0 | 1
|  | 9 | 30 | 17:31-18:00 | 0 | 1
|  | 9 | 30 | 18:01-18:30 | 0 | 1
|  | 9 | 30 | 18:31-19:00 | 0 | 1
|  | 9 | 30 | 19:01-19:30 | 0 | 1
|  | 9 | 30 | 19:31-20:00 | 0 | 1
|  | 9 | 30 | 20:01-20:30 | 0 | 1
|  | 9 | 30 | 20:31-21:00 | 0 | 1
|  | 9 | 30 | 21:01-21:30 | 0 | 1
|  | 9 | 30 | 21:31-22:00 | 0 | 1
|  | 9 | 30 | 22:01-22:30 | 0 | 1
|  | 9 | 30 | 22:31-23:00 | 0 | 1
|  | 9 | 30 | 23:01-23:30 | 0 | 1
|  | 9 | 30 | 23:31-00:00 | 0 | 1
|  | 10 | 1 | 00:01-00:30 | 0 | 1
|  | 10 | 1 | 00:31-01:00 | 0 | 1
|  | 10 | 1 | 01:01-01:30 | 0 | 1
|  | 10 | 1 | 01:31-02:00 | 0 | 1
|  | 10 | 1 | 02:01-02:30 | 0 | 1
|  | 10 | 1 | 02:31-03:00 | 0 | 1
|  | 10 | 1 | 03:01-03:30 | 0 | 1
|  | 10 | 1 | 03:31-04:00 | 0 | 1
|  | 10 | 1 | 04:01-04:30 | 0 | 1
|  | 10 | 1 | 04:31-05:00 | 0 | 1
|  | 10 | 1 | 05:01-05:30 | 0 | 1
|  | 10 | 1 | 05:31-06:00 | 0 | 1
|  | 10 | 1 | 06:01-06:30 | 0 | 1
|  | 10 | 1 | 06:31-07:00 | 0 | 1
|  | 10 | 1 | 07:01-07:30 | 0 | 1
|  | 10 | 1 | 07:31-08:00 | 0 | 1
|  | 10 | 1 | 08:01-08:30 | 0 | 1
|  | 10 | 1 | 08:31-09:00 | 0 | 1
|  | 10 | 1 | 09:01-09:30 | 0 | 1
|  | 10 | 1 | 09:31-10:00 | 0 | 1
|  | 10 | 1 | 10:01-10:30 | 0 | 1
|  | 10 | 1 | 10:31-11:00 | 0 | 1
|  | 10 | 1 | 11:01-11:30 | 0 | 1
|  | 10 | 1 | 11:31-12:00 | 0 | 1
|  | 10 | 1 | 12:01-12:30 | 0 | 1
|  | 10 | 1 | 12:31-13:00 | 0 | 1
|  | 10 | 1 | 13:01-13:30 | 0 | 1
|  | 10 | 1 | 13:31-14:00 | 0 | 1
|  | 10 | 1 | 14:01-14:30 | 0 | 1
|  | 10 | 1 | 14:31-15:00 | 0 | 1
|  | 10 | 1 | 15:01-15:30 | 0 | 1
|  | 10 | 1 | 15:31-16:00 | 0 | 1
|  | 10 | 1 | 16:01-16:30 | 0 | 1
|  | 10 | 1 | 16:31-17:00 | 0 | 1
|  | 10 | 1 | 17:01-17:30 | 0 | 1
|  | 10 | 1 | 17:31-18:00 | 0 | 1
|  | 10 | 1 | 18:01-18:30 | 0 | 1
|  | 10 | 1 | 18:31-19:00 | 0 | 1
|  | 10 | 1 | 19:01-19:30 | 0 | 1
|  | 10 | 1 | 19:31-20:00 | 0 | 1
|  | 10 | 1 | 20:01-20:30 | 0 | 1
|  | 10 | 1 | 20:31-21:00 | 0 | 1
|  | 10 | 1 | 21:01-21:30 | 0 | 1
|  | 10 | 1 | 21:31-22:00 | 0 | 1
|  | 10 | 1 | 22:01-22:30 | 0 | 1
|  | 10 | 1 | 22:31-23:00 | 0 | 1
|  | 10 | 1 | 23:01-23:30 | 0 | 1
|  | 10 | 1 | 23:31-00:00 | 0 | 1
|  | 10 | 2 | 00:01-00:30 | 1 | 1
|  | 10 | 2 | 00:31-01:00 | 1 | 1
|  | 10 | 2 | 01:01-01:30 | 1 | 1
|  | 10 | 2 | 01:31-02:00 | 1 | 1
|  | 10 | 2 | 02:01-02:30 | 1 | 1
|  | 10 | 2 | 02:31-03:00 | 1 | 1
|  | 10 | 2 | 03:01-03:30 | 1 | 1
|  | 10 | 2 | 03:31-04:00 | 1 | 1
|  | 10 | 2 | 04:01-04:30 | 1 | 1
|  | 10 | 2 | 04:31-05:00 | 1 | 1
|  | 10 | 2 | 05:01-05:30 | 1 | 1
|  | 10 | 2 | 05:31-06:00 | 1 | 1
|  | 10 | 2 | 06:01-06:30 | 1 | 1
|  | 10 | 2 | 06:31-07:00 | 1 | 1
|  | 10 | 2 | 07:01-07:30 | 1 | 1
|  | 10 | 2 | 07:31-08:00 | 1 | 1
|  | 10 | 2 | 08:01-08:30 | 1 | 1
|  | 10 | 2 | 08:31-09:00 | 1 | 1
|  | 10 | 2 | 09:01-09:30 | 1 | 1
|  | 10 | 2 | 09:31-10:00 | 1 | 1
|  | 10 | 2 | 10:01-10:30 | 1 | 1
|  | 10 | 2 | 10:31-11:00 | 1 | 1
|  | 10 | 2 | 11:01-11:30 | 1 | 1
|  | 10 | 2 | 11:31-12:00 | 1 | 1
|  | 10 | 2 | 12:01-12:30 | 1 | 1
|  | 10 | 2 | 12:31-13:00 | 1 | 1
|  | 10 | 2 | 13:01-13:30 | 1 | 1
|  | 10 | 2 | 13:31-14:00 | 1 | 1
|  | 10 | 2 | 14:01-14:30 | 1 | 1
|  | 10 | 2 | 14:31-15:00 | 1 | 1
|  | 10 | 2 | 15:01-15:30 | 1 | 1
|  | 10 | 2 | 15:31-16:00 | 1 | 1
|  | 10 | 2 | 16:01-16:30 | 1 | 1
|  | 10 | 2 | 16:31-17:00 | 1 | 1
|  | 10 | 2 | 17:01-17:30 | 1 | 1
|  | 10 | 2 | 17:31-18:00 | 1 | 1
|  | 10 | 2 | 18:01-18:30 | 1 | 1
|  | 10 | 2 | 18:31-19:00 | 1 | 1
|  | 10 | 2 | 19:01-19:30 | 1 | 1
|  | 10 | 2 | 19:31-20:00 | 1 | 1
|  | 10 | 2 | 20:01-20:30 | 1 | 1
|  | 10 | 2 | 20:31-21:00 | 1 | 1
|  | 10 | 2 | 21:01-21:30 | 1 | 1
|  | 10 | 2 | 21:31-22:00 | 1 | 1
|  | 10 | 2 | 22:01-22:30 | 1 | 1
|  | 10 | 2 | 22:31-23:00 | 1 | 1
|  | 10 | 2 | 23:01-23:30 | 1 | 1
|  | 10 | 2 | 23:31-00:00 | 1 | 1
|  | 10 | 3 | 00:01-00:30 | 1 | 1
|  | 10 | 3 | 00:31-01:00 | 1 | 1
|  | 10 | 3 | 01:01-01:30 | 1 | 1
|  | 10 | 3 | 01:31-02:00 | 1 | 1
|  | 10 | 3 | 02:01-02:30 | 1 | 1
|  | 10 | 3 | 02:31-03:00 | 1 | 1
|  | 10 | 3 | 03:01-03:30 | 1 | 1
|  | 10 | 3 | 03:31-04:00 | 1 | 1
|  | 10 | 3 | 04:01-04:30 | 1 | 1
|  | 10 | 3 | 04:31-05:00 | 1 | 1
|  | 10 | 3 | 05:01-05:30 | 1 | 1
|  | 10 | 3 | 05:31-06:00 | 1 | 1
|  | 10 | 3 | 06:01-06:30 | 1 | 1
|  | 10 | 3 | 06:31-07:00 | 1 | 1
|  | 10 | 3 | 07:01-07:30 | 1 | 1
|  | 10 | 3 | 07:31-08:00 | 1 | 1
|  | 10 | 3 | 08:01-08:30 | 1 | 1
|  | 10 | 3 | 08:31-09:00 | 1 | 1
|  | 10 | 3 | 09:01-09:30 | 1 | 1
|  | 10 | 3 | 09:31-10:00 | 1 | 1
|  | 10 | 3 | 10:01-10:30 | 1 | 1
|  | 10 | 3 | 10:31-11:00 | 1 | 1
|  | 10 | 3 | 11:01-11:30 | 1 | 1
|  | 10 | 3 | 11:31-12:00 | 1 | 1
|  | 10 | 3 | 12:01-12:30 | 1 | 1
|  | 10 | 3 | 12:31-13:00 | 1 | 1
|  | 10 | 3 | 13:01-13:30 | 1 | 1
|  | 10 | 3 | 13:31-14:00 | 1 | 1
|  | 10 | 3 | 14:01-14:30 | 1 | 1
|  | 10 | 3 | 14:31-15:00 | 1 | 1
|  | 10 | 3 | 15:01-15:30 | 1 | 1
|  | 10 | 3 | 15:31-16:00 | 1 | 1
|  | 10 | 3 | 16:01-16:30 | 1 | 1
|  | 10 | 3 | 16:31-17:00 | 1 | 1
|  | 10 | 3 | 17:01-17:30 | 1 | 1
|  | 10 | 3 | 17:31-18:00 | 1 | 1
|  | 10 | 3 | 18:01-18:30 | 1 | 1
|  | 10 | 3 | 18:31-19:00 | 1 | 1
|  | 10 | 3 | 19:01-19:30 | 1 | 1
|  | 10 | 3 | 19:31-20:00 | 1 | 1
|  | 10 | 3 | 20:01-20:30 | 1 | 1
|  | 10 | 3 | 20:31-21:00 | 1 | 1
|  | 10 | 3 | 21:01-21:30 | 1 | 1
|  | 10 | 3 | 21:31-22:00 | 1 | 1
|  | 10 | 3 | 22:01-22:30 | 1 | 1
|  | 10 | 3 | 22:31-23:00 | 1 | 1
|  | 10 | 3 | 23:01-23:30 | 1 | 1
|  | 10 | 3 | 23:31-00:00 | 1 | 1
|  | 10 | 4 | 00:01-00:30 | 1 | 1
|  | 10 | 4 | 00:31-01:00 | 1 | 1
|  | 10 | 4 | 01:01-01:30 | 1 | 1
|  | 10 | 4 | 01:31-02:00 | 1 | 1
|  | 10 | 4 | 02:01-02:30 | 1 | 1
|  | 10 | 4 | 02:31-03:00 | 1 | 1
|  | 10 | 4 | 03:01-03:30 | 1 | 1
|  | 10 | 4 | 03:31-04:00 | 1 | 1
|  | 10 | 4 | 04:01-04:30 | 1 | 1
|  | 10 | 4 | 04:31-05:00 | 1 | 1
|  | 10 | 4 | 05:01-05:30 | 1 | 1
|  | 10 | 4 | 05:31-06:00 | 1 | 1
|  | 10 | 4 | 06:01-06:30 | 1 | 1
|  | 10 | 4 | 06:31-07:00 | 1 | 1
|  | 10 | 4 | 07:01-07:30 | 1 | 1
|  | 10 | 4 | 07:31-08:00 | 1 | 1
|  | 10 | 4 | 08:01-08:30 | 1 | 1
|  | 10 | 4 | 08:31-09:00 | 1 | 1
|  | 10 | 4 | 09:01-09:30 | 1 | 1
|  | 10 | 4 | 09:31-10:00 | 1 | 1
|  | 10 | 4 | 10:01-10:30 | 1 | 1
|  | 10 | 4 | 10:31-11:00 | 1 | 1
|  | 10 | 4 | 11:01-11:30 | 1 | 1
|  | 10 | 4 | 11:31-12:00 | 1 | 1
|  | 10 | 4 | 12:01-12:30 | 1 | 1
|  | 10 | 4 | 12:31-13:00 | 1 | 1
|  | 10 | 4 | 13:01-13:30 | 1 | 1
|  | 10 | 4 | 13:31-14:00 | 1 | 1
|  | 10 | 4 | 14:01-14:30 | 1 | 1
|  | 10 | 4 | 14:31-15:00 | 1 | 1
|  | 10 | 4 | 15:01-15:30 | 1 | 1
|  | 10 | 4 | 15:31-16:00 | 1 | 1
|  | 10 | 4 | 16:01-16:30 | 1 | 1
|  | 10 | 4 | 16:31-17:00 | 1 | 1
|  | 10 | 4 | 17:01-17:30 | 1 | 1
|  | 10 | 4 | 17:31-18:00 | 1 | 1
|  | 10 | 4 | 18:01-18:30 | 1 | 1
|  | 10 | 4 | 18:31-19:00 | 1 | 1
|  | 10 | 4 | 19:01-19:30 | 1 | 1
|  | 10 | 4 | 19:31-20:00 | 1 | 1
|  | 10 | 4 | 20:01-20:30 | 1 | 1
|  | 10 | 4 | 20:31-21:00 | 1 | 1
|  | 10 | 4 | 21:01-21:30 | 1 | 1
|  | 10 | 4 | 21:31-22:00 | 1 | 1
|  | 10 | 4 | 22:01-22:30 | 1 | 1
|  | 10 | 4 | 22:31-23:00 | 1 | 1
|  | 10 | 4 | 23:01-23:30 | 1 | 1
|  | 10 | 4 | 23:31-00:00 | 1 | 1
|  | 10 | 5 | 00:01-00:30 | 1 | 1
|  | 10 | 5 | 00:31-01:00 | 1 | 1
|  | 10 | 5 | 01:01-01:30 | 1 | 1
|  | 10 | 5 | 01:31-02:00 | 1 | 1
|  | 10 | 5 | 02:01-02:30 | 1 | 1
|  | 10 | 5 | 02:31-03:00 | 1 | 1
|  | 10 | 5 | 03:01-03:30 | 1 | 1
|  | 10 | 5 | 03:31-04:00 | 1 | 1
|  | 10 | 5 | 04:01-04:30 | 1 | 1
|  | 10 | 5 | 04:31-05:00 | 1 | 1
|  | 10 | 5 | 05:01-05:30 | 1 | 1
|  | 10 | 5 | 05:31-06:00 | 1 | 1
|  | 10 | 5 | 06:01-06:30 | 1 | 1
|  | 10 | 5 | 06:31-07:00 | 1 | 1
|  | 10 | 5 | 07:01-07:30 | 1 | 1
|  | 10 | 5 | 07:31-08:00 | 1 | 1
|  | 10 | 5 | 08:01-08:30 | 1 | 1
|  | 10 | 5 | 08:31-09:00 | 1 | 1
|  | 10 | 5 | 09:01-09:30 | 1 | 1
|  | 10 | 5 | 09:31-10:00 | 1 | 1
|  | 10 | 5 | 10:01-10:30 | 1 | 1
|  | 10 | 5 | 10:31-11:00 | 1 | 1
|  | 10 | 5 | 11:01-11:30 | 1 | 1
|  | 10 | 5 | 11:31-12:00 | 1 | 1
|  | 10 | 5 | 12:01-12:30 | 1 | 1
|  | 10 | 5 | 12:31-13:00 | 1 | 1
|  | 10 | 5 | 13:01-13:30 | 1 | 1
|  | 10 | 5 | 13:31-14:00 | 1 | 1
|  | 10 | 5 | 14:01-14:30 | 1 | 1
|  | 10 | 5 | 14:31-15:00 | 1 | 1
|  | 10 | 5 | 15:01-15:30 | 1 | 1
|  | 10 | 5 | 15:31-16:00 | 1 | 1
|  | 10 | 5 | 16:01-16:30 | 1 | 1
|  | 10 | 5 | 16:31-17:00 | 1 | 1
|  | 10 | 5 | 17:01-17:30 | 1 | 1
|  | 10 | 5 | 17:31-18:00 | 1 | 1
|  | 10 | 5 | 18:01-18:30 | 1 | 1
|  | 10 | 5 | 18:31-19:00 | 1 | 1
|  | 10 | 5 | 19:01-19:30 | 1 | 1
|  | 10 | 5 | 19:31-20:00 | 1 | 1
|  | 10 | 5 | 20:01-20:30 | 1 | 1
|  | 10 | 5 | 20:31-21:00 | 1 | 1
|  | 10 | 5 | 21:01-21:30 | 1 | 1
|  | 10 | 5 | 21:31-22:00 | 1 | 1
|  | 10 | 5 | 22:01-22:30 | 1 | 1
|  | 10 | 5 | 22:31-23:00 | 1 | 1
|  | 10 | 5 | 23:01-23:30 | 1 | 1
|  | 10 | 5 | 23:31-00:00 | 1 | 1
|  | 10 | 6 | 00:01-00:30 | 1 | 1
|  | 10 | 6 | 00:31-01:00 | 1 | 1
|  | 10 | 6 | 01:01-01:30 | 1 | 1
|  | 10 | 6 | 01:31-02:00 | 1 | 1
|  | 10 | 6 | 02:01-02:30 | 1 | 1
|  | 10 | 6 | 02:31-03:00 | 1 | 1
|  | 10 | 6 | 03:01-03:30 | 1 | 1
|  | 10 | 6 | 03:31-04:00 | 1 | 1
|  | 10 | 6 | 04:01-04:30 | 1 | 1
|  | 10 | 6 | 04:31-05:00 | 1 | 1
|  | 10 | 6 | 05:01-05:30 | 1 | 1
|  | 10 | 6 | 05:31-06:00 | 1 | 1
|  | 10 | 6 | 06:01-06:30 | 1 | 1
|  | 10 | 6 | 06:31-07:00 | 1 | 1
|  | 10 | 6 | 07:01-07:30 | 1 | 1
|  | 10 | 6 | 07:31-08:00 | 1 | 1
|  | 10 | 6 | 08:01-08:30 | 1 | 1
|  | 10 | 6 | 08:31-09:00 | 1 | 1
|  | 10 | 6 | 09:01-09:30 | 1 | 1
|  | 10 | 6 | 09:31-10:00 | 1 | 1
|  | 10 | 6 | 10:01-10:30 | 1 | 1
|  | 10 | 6 | 10:31-11:00 | 1 | 1
|  | 10 | 6 | 11:01-11:30 | 1 | 1
|  | 10 | 6 | 11:31-12:00 | 1 | 1
|  | 10 | 6 | 12:01-12:30 | 1 | 1
|  | 10 | 6 | 12:31-13:00 | 1 | 1
|  | 10 | 6 | 13:01-13:30 | 1 | 1
|  | 10 | 6 | 13:31-14:00 | 1 | 1
|  | 10 | 6 | 14:01-14:30 | 1 | 1
|  | 10 | 6 | 14:31-15:00 | 1 | 1
|  | 10 | 6 | 15:01-15:30 | 1 | 1
|  | 10 | 6 | 15:31-16:00 | 1 | 1
|  | 10 | 6 | 16:01-16:30 | 1 | 1
|  | 10 | 6 | 16:31-17:00 | 1 | 1
|  | 10 | 6 | 17:01-17:30 | 1 | 1
|  | 10 | 6 | 17:31-18:00 | 1 | 1
|  | 10 | 6 | 18:01-18:30 | 1 | 1
|  | 10 | 6 | 18:31-19:00 | 1 | 1
|  | 10 | 6 | 19:01-19:30 | 1 | 1
|  | 10 | 6 | 19:31-20:00 | 1 | 1
|  | 10 | 6 | 20:01-20:30 | 1 | 1
|  | 10 | 6 | 20:31-21:00 | 1 | 1
|  | 10 | 6 | 21:01-21:30 | 1 | 1
|  | 10 | 6 | 21:31-22:00 | 1 | 1
|  | 10 | 6 | 22:01-22:30 | 1 | 1
|  | 10 | 6 | 22:31-23:00 | 1 | 1
|  | 10 | 6 | 23:01-23:30 | 1 | 1
|  | 10 | 6 | 23:31-00:00 | 1 | 1
|  | 10 | 7 | 00:01-00:30 | 0 | 1
|  | 10 | 7 | 00:31-01:00 | 0 | 1
|  | 10 | 7 | 01:01-01:30 | 0 | 1
|  | 10 | 7 | 01:31-02:00 | 0 | 1
|  | 10 | 7 | 02:01-02:30 | 0 | 1
|  | 10 | 7 | 02:31-03:00 | 0 | 1
|  | 10 | 7 | 03:01-03:30 | 0 | 1
|  | 10 | 7 | 03:31-04:00 | 0 | 1
|  | 10 | 7 | 04:01-04:30 | 0 | 1
|  | 10 | 7 | 04:31-05:00 | 0 | 1
|  | 10 | 7 | 05:01-05:30 | 0 | 1
|  | 10 | 7 | 05:31-06:00 | 0 | 1
|  | 10 | 7 | 06:01-06:30 | 0 | 1
|  | 10 | 7 | 06:31-07:00 | 0 | 1
|  | 10 | 7 | 07:01-07:30 | 0 | 1
|  | 10 | 7 | 07:31-08:00 | 0 | 1
|  | 10 | 7 | 08:01-08:30 | 0 | 1
|  | 10 | 7 | 08:31-09:00 | 0 | 1
|  | 10 | 7 | 09:01-09:30 | 0 | 1
|  | 10 | 7 | 09:31-10:00 | 0 | 1
|  | 10 | 7 | 10:01-10:30 | 0 | 1
|  | 10 | 7 | 10:31-11:00 | 0 | 1
|  | 10 | 7 | 11:01-11:30 | 0 | 1
|  | 10 | 7 | 11:31-12:00 | 0 | 1
|  | 10 | 7 | 12:01-12:30 | 0 | 1
|  | 10 | 7 | 12:31-13:00 | 0 | 1
|  | 10 | 7 | 13:01-13:30 | 0 | 1
|  | 10 | 7 | 13:31-14:00 | 0 | 1
|  | 10 | 7 | 14:01-14:30 | 0 | 1
|  | 10 | 7 | 14:31-15:00 | 0 | 1
|  | 10 | 7 | 15:01-15:30 | 0 | 1
|  | 10 | 7 | 15:31-16:00 | 0 | 1
|  | 10 | 7 | 16:01-16:30 | 0 | 1
|  | 10 | 7 | 16:31-17:00 | 0 | 1
|  | 10 | 7 | 17:01-17:30 | 0 | 1
|  | 10 | 7 | 17:31-18:00 | 0 | 1
|  | 10 | 7 | 18:01-18:30 | 0 | 1
|  | 10 | 7 | 18:31-19:00 | 0 | 1
|  | 10 | 7 | 19:01-19:30 | 0 | 1
|  | 10 | 7 | 19:31-20:00 | 0 | 1
|  | 10 | 7 | 20:01-20:30 | 0 | 1
|  | 10 | 7 | 20:31-21:00 | 0 | 1
|  | 10 | 7 | 21:01-21:30 | 0 | 1
|  | 10 | 7 | 21:31-22:00 | 0 | 1
|  | 10 | 7 | 22:01-22:30 | 0 | 1
|  | 10 | 7 | 22:31-23:00 | 0 | 1
|  | 10 | 7 | 23:01-23:30 | 0 | 1
|  | 10 | 7 | 23:31-00:00 | 0 | 1
|  | 10 | 8 | 00:01-00:30 | 0 | 1
|  | 10 | 8 | 00:31-01:00 | 0 | 1
|  | 10 | 8 | 01:01-01:30 | 0 | 1
|  | 10 | 8 | 01:31-02:00 | 0 | 1
|  | 10 | 8 | 02:01-02:30 | 0 | 1
|  | 10 | 8 | 02:31-03:00 | 0 | 1
|  | 10 | 8 | 03:01-03:30 | 0 | 1
|  | 10 | 8 | 03:31-04:00 | 0 | 1
|  | 10 | 8 | 04:01-04:30 | 0 | 1
|  | 10 | 8 | 04:31-05:00 | 0 | 1
|  | 10 | 8 | 05:01-05:30 | 0 | 1
|  | 10 | 8 | 05:31-06:00 | 0 | 1
|  | 10 | 8 | 06:01-06:30 | 0 | 1
|  | 10 | 8 | 06:31-07:00 | 0 | 1
|  | 10 | 8 | 07:01-07:30 | 0 | 1
|  | 10 | 8 | 07:31-08:00 | 0 | 1
|  | 10 | 8 | 08:01-08:30 | 0 | 1
|  | 10 | 8 | 08:31-09:00 | 0 | 1
|  | 10 | 8 | 09:01-09:30 | 0 | 1
|  | 10 | 8 | 09:31-10:00 | 0 | 1
|  | 10 | 8 | 10:01-10:30 | 0 | 1
|  | 10 | 8 | 10:31-11:00 | 0 | 1
|  | 10 | 8 | 11:01-11:30 | 0 | 1
|  | 10 | 8 | 11:31-12:00 | 0 | 1
|  | 10 | 8 | 12:01-12:30 | 0 | 1
|  | 10 | 8 | 12:31-13:00 | 0 | 1
|  | 10 | 8 | 13:01-13:30 | 0 | 1
|  | 10 | 8 | 13:31-14:00 | 0 | 1
|  | 10 | 8 | 14:01-14:30 | 0 | 1
|  | 10 | 8 | 14:31-15:00 | 0 | 1
|  | 10 | 8 | 15:01-15:30 | 0 | 1
|  | 10 | 8 | 15:31-16:00 | 0 | 1
|  | 10 | 8 | 16:01-16:30 | 0 | 1
|  | 10 | 8 | 16:31-17:00 | 0 | 1
|  | 10 | 8 | 17:01-17:30 | 0 | 1
|  | 10 | 8 | 17:31-18:00 | 0 | 1
|  | 10 | 8 | 18:01-18:30 | 0 | 1
|  | 10 | 8 | 18:31-19:00 | 0 | 1
|  | 10 | 8 | 19:01-19:30 | 0 | 1
|  | 10 | 8 | 19:31-20:00 | 0 | 1
|  | 10 | 8 | 20:01-20:30 | 0 | 1
|  | 10 | 8 | 20:31-21:00 | 0 | 1
|  | 10 | 8 | 21:01-21:30 | 0 | 1
|  | 10 | 8 | 21:31-22:00 | 0 | 1
|  | 10 | 8 | 22:01-22:30 | 0 | 1
|  | 10 | 8 | 22:31-23:00 | 0 | 1
|  | 10 | 8 | 23:01-23:30 | 0 | 1
|  | 10 | 8 | 23:31-00:00 | 0 | 1
|  | 10 | 9 | 00:01-00:30 | 1 | 1
|  | 10 | 9 | 00:31-01:00 | 1 | 1
|  | 10 | 9 | 01:01-01:30 | 1 | 1
|  | 10 | 9 | 01:31-02:00 | 1 | 1
|  | 10 | 9 | 02:01-02:30 | 1 | 1
|  | 10 | 9 | 02:31-03:00 | 1 | 1
|  | 10 | 9 | 03:01-03:30 | 1 | 1
|  | 10 | 9 | 03:31-04:00 | 1 | 1
|  | 10 | 9 | 04:01-04:30 | 1 | 1
|  | 10 | 9 | 04:31-05:00 | 1 | 1
|  | 10 | 9 | 05:01-05:30 | 1 | 1
|  | 10 | 9 | 05:31-06:00 | 1 | 1
|  | 10 | 9 | 06:01-06:30 | 1 | 1
|  | 10 | 9 | 06:31-07:00 | 1 | 1
|  | 10 | 9 | 07:01-07:30 | 1 | 1
|  | 10 | 9 | 07:31-08:00 | 1 | 1
|  | 10 | 9 | 08:01-08:30 | 1 | 1
|  | 10 | 9 | 08:31-09:00 | 1 | 1
|  | 10 | 9 | 09:01-09:30 | 1 | 1
|  | 10 | 9 | 09:31-10:00 | 1 | 1
|  | 10 | 9 | 10:01-10:30 | 1 | 1
|  | 10 | 9 | 10:31-11:00 | 1 | 1
|  | 10 | 9 | 11:01-11:30 | 1 | 1
|  | 10 | 9 | 11:31-12:00 | 1 | 1
|  | 10 | 9 | 12:01-12:30 | 1 | 1
|  | 10 | 9 | 12:31-13:00 | 1 | 1
|  | 10 | 9 | 13:01-13:30 | 1 | 1
|  | 10 | 9 | 13:31-14:00 | 1 | 1
|  | 10 | 9 | 14:01-14:30 | 1 | 1
|  | 10 | 9 | 14:31-15:00 | 1 | 1
|  | 10 | 9 | 15:01-15:30 | 1 | 1
|  | 10 | 9 | 15:31-16:00 | 1 | 1
|  | 10 | 9 | 16:01-16:30 | 1 | 1
|  | 10 | 9 | 16:31-17:00 | 1 | 1
|  | 10 | 9 | 17:01-17:30 | 1 | 1
|  | 10 | 9 | 17:31-18:00 | 1 | 1
|  | 10 | 9 | 18:01-18:30 | 1 | 1
|  | 10 | 9 | 18:31-19:00 | 1 | 1
|  | 10 | 9 | 19:01-19:30 | 1 | 1
|  | 10 | 9 | 19:31-20:00 | 1 | 1
|  | 10 | 9 | 20:01-20:30 | 1 | 1
|  | 10 | 9 | 20:31-21:00 | 1 | 1
|  | 10 | 9 | 21:01-21:30 | 1 | 1
|  | 10 | 9 | 21:31-22:00 | 1 | 1
|  | 10 | 9 | 22:01-22:30 | 1 | 1
|  | 10 | 9 | 22:31-23:00 | 1 | 1
|  | 10 | 9 | 23:01-23:30 | 1 | 1
|  | 10 | 9 | 23:31-00:00 | 1 | 1
|  | 10 | 10 | 00:01-00:30 | 1 | 1
|  | 10 | 10 | 00:31-01:00 | 1 | 1
|  | 10 | 10 | 01:01-01:30 | 1 | 1
|  | 10 | 10 | 01:31-02:00 | 1 | 1
|  | 10 | 10 | 02:01-02:30 | 1 | 1
|  | 10 | 10 | 02:31-03:00 | 1 | 1
|  | 10 | 10 | 03:01-03:30 | 1 | 1
|  | 10 | 10 | 03:31-04:00 | 1 | 1
|  | 10 | 10 | 04:01-04:30 | 1 | 1
|  | 10 | 10 | 04:31-05:00 | 1 | 1
|  | 10 | 10 | 05:01-05:30 | 1 | 1
|  | 10 | 10 | 05:31-06:00 | 1 | 1
|  | 10 | 10 | 06:01-06:30 | 1 | 1
|  | 10 | 10 | 06:31-07:00 | 1 | 1
|  | 10 | 10 | 07:01-07:30 | 1 | 1
|  | 10 | 10 | 07:31-08:00 | 1 | 1
|  | 10 | 10 | 08:01-08:30 | 1 | 1
|  | 10 | 10 | 08:31-09:00 | 1 | 1
|  | 10 | 10 | 09:01-09:30 | 1 | 1
|  | 10 | 10 | 09:31-10:00 | 1 | 1
|  | 10 | 10 | 10:01-10:30 | 1 | 1
|  | 10 | 10 | 10:31-11:00 | 1 | 1
|  | 10 | 10 | 11:01-11:30 | 1 | 1
|  | 10 | 10 | 11:31-12:00 | 1 | 1
|  | 10 | 10 | 12:01-12:30 | 1 | 1
|  | 10 | 10 | 12:31-13:00 | 1 | 1
|  | 10 | 10 | 13:01-13:30 | 1 | 1
|  | 10 | 10 | 13:31-14:00 | 1 | 1
|  | 10 | 10 | 14:01-14:30 | 1 | 1
|  | 10 | 10 | 14:31-15:00 | 1 | 1
|  | 10 | 10 | 15:01-15:30 | 1 | 1
|  | 10 | 10 | 15:31-16:00 | 1 | 1
|  | 10 | 10 | 16:01-16:30 | 1 | 1
|  | 10 | 10 | 16:31-17:00 | 1 | 1
|  | 10 | 10 | 17:01-17:30 | 1 | 1
|  | 10 | 10 | 17:31-18:00 | 1 | 1
|  | 10 | 10 | 18:01-18:30 | 1 | 1
|  | 10 | 10 | 18:31-19:00 | 1 | 1
|  | 10 | 10 | 19:01-19:30 | 1 | 1
|  | 10 | 10 | 19:31-20:00 | 1 | 1
|  | 10 | 10 | 20:01-20:30 | 1 | 1
|  | 10 | 10 | 20:31-21:00 | 1 | 1
|  | 10 | 10 | 21:01-21:30 | 1 | 1
|  | 10 | 10 | 21:31-22:00 | 1 | 1
|  | 10 | 10 | 22:01-22:30 | 1 | 1
|  | 10 | 10 | 22:31-23:00 | 1 | 1
|  | 10 | 10 | 23:01-23:30 | 1 | 1
|  | 10 | 10 | 23:31-00:00 | 1 | 1
|  | 10 | 11 | 00:01-00:30 | 1 | 1
|  | 10 | 11 | 00:31-01:00 | 1 | 1
|  | 10 | 11 | 01:01-01:30 | 1 | 1
|  | 10 | 11 | 01:31-02:00 | 1 | 1
|  | 10 | 11 | 02:01-02:30 | 1 | 1
|  | 10 | 11 | 02:31-03:00 | 1 | 1
|  | 10 | 11 | 03:01-03:30 | 1 | 1
|  | 10 | 11 | 03:31-04:00 | 1 | 1
|  | 10 | 11 | 04:01-04:30 | 1 | 1
|  | 10 | 11 | 04:31-05:00 | 1 | 1
|  | 10 | 11 | 05:01-05:30 | 1 | 1
|  | 10 | 11 | 05:31-06:00 | 1 | 1
|  | 10 | 11 | 06:01-06:30 | 1 | 1
|  | 10 | 11 | 06:31-07:00 | 1 | 1
|  | 10 | 11 | 07:01-07:30 | 1 | 1
|  | 10 | 11 | 07:31-08:00 | 1 | 1
|  | 10 | 11 | 08:01-08:30 | 1 | 1
|  | 10 | 11 | 08:31-09:00 | 1 | 1
|  | 10 | 11 | 09:01-09:30 | 1 | 1
|  | 10 | 11 | 09:31-10:00 | 1 | 1
|  | 10 | 11 | 10:01-10:30 | 1 | 1
|  | 10 | 11 | 10:31-11:00 | 1 | 1
|  | 10 | 11 | 11:01-11:30 | 1 | 1
|  | 10 | 11 | 11:31-12:00 | 1 | 1
|  | 10 | 11 | 12:01-12:30 | 1 | 1
|  | 10 | 11 | 12:31-13:00 | 1 | 1
|  | 10 | 11 | 13:01-13:30 | 1 | 1
|  | 10 | 11 | 13:31-14:00 | 1 | 1
|  | 10 | 11 | 14:01-14:30 | 1 | 1
|  | 10 | 11 | 14:31-15:00 | 1 | 1
|  | 10 | 11 | 15:01-15:30 | 1 | 1
|  | 10 | 11 | 15:31-16:00 | 1 | 1
|  | 10 | 11 | 16:01-16:30 | 1 | 1
|  | 10 | 11 | 16:31-17:00 | 1 | 1
|  | 10 | 11 | 17:01-17:30 | 1 | 1
|  | 10 | 11 | 17:31-18:00 | 1 | 1
|  | 10 | 11 | 18:01-18:30 | 1 | 1
|  | 10 | 11 | 18:31-19:00 | 1 | 1
|  | 10 | 11 | 19:01-19:30 | 1 | 1
|  | 10 | 11 | 19:31-20:00 | 1 | 1
|  | 10 | 11 | 20:01-20:30 | 1 | 1
|  | 10 | 11 | 20:31-21:00 | 1 | 1
|  | 10 | 11 | 21:01-21:30 | 1 | 1
|  | 10 | 11 | 21:31-22:00 | 1 | 1
|  | 10 | 11 | 22:01-22:30 | 1 | 1
|  | 10 | 11 | 22:31-23:00 | 1 | 1
|  | 10 | 11 | 23:01-23:30 | 1 | 1
|  | 10 | 11 | 23:31-00:00 | 1 | 1
|  | 10 | 12 | 00:01-00:30 | 1 | 1
|  | 10 | 12 | 00:31-01:00 | 1 | 1
|  | 10 | 12 | 01:01-01:30 | 1 | 1
|  | 10 | 12 | 01:31-02:00 | 1 | 1
|  | 10 | 12 | 02:01-02:30 | 1 | 1
|  | 10 | 12 | 02:31-03:00 | 1 | 1
|  | 10 | 12 | 03:01-03:30 | 1 | 1
|  | 10 | 12 | 03:31-04:00 | 1 | 1
|  | 10 | 12 | 04:01-04:30 | 1 | 1
|  | 10 | 12 | 04:31-05:00 | 1 | 1
|  | 10 | 12 | 05:01-05:30 | 1 | 1
|  | 10 | 12 | 05:31-06:00 | 1 | 1
|  | 10 | 12 | 06:01-06:30 | 1 | 1
|  | 10 | 12 | 06:31-07:00 | 1 | 1
|  | 10 | 12 | 07:01-07:30 | 1 | 1
|  | 10 | 12 | 07:31-08:00 | 1 | 1
|  | 10 | 12 | 08:01-08:30 | 1 | 1
|  | 10 | 12 | 08:31-09:00 | 1 | 1
|  | 10 | 12 | 09:01-09:30 | 1 | 1
|  | 10 | 12 | 09:31-10:00 | 1 | 1
|  | 10 | 12 | 10:01-10:30 | 1 | 1
|  | 10 | 12 | 10:31-11:00 | 1 | 1
|  | 10 | 12 | 11:01-11:30 | 1 | 1
|  | 10 | 12 | 11:31-12:00 | 1 | 1
|  | 10 | 12 | 12:01-12:30 | 1 | 1
|  | 10 | 12 | 12:31-13:00 | 1 | 1
|  | 10 | 12 | 13:01-13:30 | 1 | 1
|  | 10 | 12 | 13:31-14:00 | 1 | 1
|  | 10 | 12 | 14:01-14:30 | 1 | 1
|  | 10 | 12 | 14:31-15:00 | 1 | 1
|  | 10 | 12 | 15:01-15:30 | 1 | 1
|  | 10 | 12 | 15:31-16:00 | 1 | 1
|  | 10 | 12 | 16:01-16:30 | 1 | 1
|  | 10 | 12 | 16:31-17:00 | 1 | 1
|  | 10 | 12 | 17:01-17:30 | 1 | 1
|  | 10 | 12 | 17:31-18:00 | 1 | 1
|  | 10 | 12 | 18:01-18:30 | 1 | 1
|  | 10 | 12 | 18:31-19:00 | 1 | 1
|  | 10 | 12 | 19:01-19:30 | 1 | 1
|  | 10 | 12 | 19:31-20:00 | 1 | 1
|  | 10 | 12 | 20:01-20:30 | 1 | 1
|  | 10 | 12 | 20:31-21:00 | 1 | 1
|  | 10 | 12 | 21:01-21:30 | 1 | 1
|  | 10 | 12 | 21:31-22:00 | 1 | 1
|  | 10 | 12 | 22:01-22:30 | 1 | 1
|  | 10 | 12 | 22:31-23:00 | 1 | 1
|  | 10 | 12 | 23:01-23:30 | 1 | 1
|  | 10 | 12 | 23:31-00:00 | 1 | 1
|  | 10 | 13 | 00:01-00:30 | 1 | 1
|  | 10 | 13 | 00:31-01:00 | 1 | 1
|  | 10 | 13 | 01:01-01:30 | 1 | 1
|  | 10 | 13 | 01:31-02:00 | 1 | 1
|  | 10 | 13 | 02:01-02:30 | 1 | 1
|  | 10 | 13 | 02:31-03:00 | 1 | 1
|  | 10 | 13 | 03:01-03:30 | 1 | 1
|  | 10 | 13 | 03:31-04:00 | 1 | 1
|  | 10 | 13 | 04:01-04:30 | 1 | 1
|  | 10 | 13 | 04:31-05:00 | 1 | 1
|  | 10 | 13 | 05:01-05:30 | 1 | 1
|  | 10 | 13 | 05:31-06:00 | 1 | 1
|  | 10 | 13 | 06:01-06:30 | 1 | 1
|  | 10 | 13 | 06:31-07:00 | 1 | 1
|  | 10 | 13 | 07:01-07:30 | 1 | 1
|  | 10 | 13 | 07:31-08:00 | 1 | 1
|  | 10 | 13 | 08:01-08:30 | 1 | 1
|  | 10 | 13 | 08:31-09:00 | 1 | 1
|  | 10 | 13 | 09:01-09:30 | 1 | 1
|  | 10 | 13 | 09:31-10:00 | 1 | 1
|  | 10 | 13 | 10:01-10:30 | 1 | 1
|  | 10 | 13 | 10:31-11:00 | 1 | 1
|  | 10 | 13 | 11:01-11:30 | 1 | 1
|  | 10 | 13 | 11:31-12:00 | 1 | 1
|  | 10 | 13 | 12:01-12:30 | 1 | 1
|  | 10 | 13 | 12:31-13:00 | 1 | 1
|  | 10 | 13 | 13:01-13:30 | 1 | 1
|  | 10 | 13 | 13:31-14:00 | 1 | 1
|  | 10 | 13 | 14:01-14:30 | 1 | 1
|  | 10 | 13 | 14:31-15:00 | 1 | 1
|  | 10 | 13 | 15:01-15:30 | 1 | 1
|  | 10 | 13 | 15:31-16:00 | 1 | 1
|  | 10 | 13 | 16:01-16:30 | 1 | 1
|  | 10 | 13 | 16:31-17:00 | 1 | 1
|  | 10 | 13 | 17:01-17:30 | 1 | 1
|  | 10 | 13 | 17:31-18:00 | 1 | 1
|  | 10 | 13 | 18:01-18:30 | 1 | 1
|  | 10 | 13 | 18:31-19:00 | 1 | 1
|  | 10 | 13 | 19:01-19:30 | 1 | 1
|  | 10 | 13 | 19:31-20:00 | 1 | 1
|  | 10 | 13 | 20:01-20:30 | 1 | 1
|  | 10 | 13 | 20:31-21:00 | 1 | 1
|  | 10 | 13 | 21:01-21:30 | 1 | 1
|  | 10 | 13 | 21:31-22:00 | 1 | 1
|  | 10 | 13 | 22:01-22:30 | 1 | 1
|  | 10 | 13 | 22:31-23:00 | 1 | 1
|  | 10 | 13 | 23:01-23:30 | 1 | 1
|  | 10 | 13 | 23:31-00:00 | 1 | 1
|  | 10 | 14 | 00:01-00:30 | 0 | 1
|  | 10 | 14 | 00:31-01:00 | 0 | 1
|  | 10 | 14 | 01:01-01:30 | 0 | 1
|  | 10 | 14 | 01:31-02:00 | 0 | 1
|  | 10 | 14 | 02:01-02:30 | 0 | 1
|  | 10 | 14 | 02:31-03:00 | 0 | 1
|  | 10 | 14 | 03:01-03:30 | 0 | 1
|  | 10 | 14 | 03:31-04:00 | 0 | 1
|  | 10 | 14 | 04:01-04:30 | 0 | 1
|  | 10 | 14 | 04:31-05:00 | 0 | 1
|  | 10 | 14 | 05:01-05:30 | 0 | 1
|  | 10 | 14 | 05:31-06:00 | 0 | 1
|  | 10 | 14 | 06:01-06:30 | 0 | 1
|  | 10 | 14 | 06:31-07:00 | 0 | 1
|  | 10 | 14 | 07:01-07:30 | 0 | 1
|  | 10 | 14 | 07:31-08:00 | 0 | 1
|  | 10 | 14 | 08:01-08:30 | 0 | 1
|  | 10 | 14 | 08:31-09:00 | 0 | 1
|  | 10 | 14 | 09:01-09:30 | 0 | 1
|  | 10 | 14 | 09:31-10:00 | 0 | 1
|  | 10 | 14 | 10:01-10:30 | 0 | 1
|  | 10 | 14 | 10:31-11:00 | 0 | 1
|  | 10 | 14 | 11:01-11:30 | 0 | 1
|  | 10 | 14 | 11:31-12:00 | 0 | 1
|  | 10 | 14 | 12:01-12:30 | 0 | 1
|  | 10 | 14 | 12:31-13:00 | 0 | 1
|  | 10 | 14 | 13:01-13:30 | 0 | 1
|  | 10 | 14 | 13:31-14:00 | 0 | 1
|  | 10 | 14 | 14:01-14:30 | 0 | 1
|  | 10 | 14 | 14:31-15:00 | 0 | 1
|  | 10 | 14 | 15:01-15:30 | 0 | 1
|  | 10 | 14 | 15:31-16:00 | 0 | 1
|  | 10 | 14 | 16:01-16:30 | 0 | 1
|  | 10 | 14 | 16:31-17:00 | 0 | 1
|  | 10 | 14 | 17:01-17:30 | 0 | 1
|  | 10 | 14 | 17:31-18:00 | 0 | 1
|  | 10 | 14 | 18:01-18:30 | 0 | 1
|  | 10 | 14 | 18:31-19:00 | 0 | 1
|  | 10 | 14 | 19:01-19:30 | 0 | 1
|  | 10 | 14 | 19:31-20:00 | 0 | 1
|  | 10 | 14 | 20:01-20:30 | 0 | 1
|  | 10 | 14 | 20:31-21:00 | 0 | 1
|  | 10 | 14 | 21:01-21:30 | 0 | 1
|  | 10 | 14 | 21:31-22:00 | 0 | 1
|  | 10 | 14 | 22:01-22:30 | 0 | 1
|  | 10 | 14 | 22:31-23:00 | 0 | 1
|  | 10 | 14 | 23:01-23:30 | 0 | 1
|  | 10 | 14 | 23:31-00:00 | 0 | 1
|  | 10 | 15 | 00:01-00:30 | 0 | 1
|  | 10 | 15 | 00:31-01:00 | 0 | 1
|  | 10 | 15 | 01:01-01:30 | 0 | 1
|  | 10 | 15 | 01:31-02:00 | 0 | 1
|  | 10 | 15 | 02:01-02:30 | 0 | 1
|  | 10 | 15 | 02:31-03:00 | 0 | 1
|  | 10 | 15 | 03:01-03:30 | 0 | 1
|  | 10 | 15 | 03:31-04:00 | 0 | 1
|  | 10 | 15 | 04:01-04:30 | 0 | 1
|  | 10 | 15 | 04:31-05:00 | 0 | 1
|  | 10 | 15 | 05:01-05:30 | 0 | 1
|  | 10 | 15 | 05:31-06:00 | 0 | 1
|  | 10 | 15 | 06:01-06:30 | 0 | 1
|  | 10 | 15 | 06:31-07:00 | 0 | 1
|  | 10 | 15 | 07:01-07:30 | 0 | 1
|  | 10 | 15 | 07:31-08:00 | 0 | 1
|  | 10 | 15 | 08:01-08:30 | 0 | 1
|  | 10 | 15 | 08:31-09:00 | 0 | 1
|  | 10 | 15 | 09:01-09:30 | 0 | 1
|  | 10 | 15 | 09:31-10:00 | 0 | 1
|  | 10 | 15 | 10:01-10:30 | 0 | 1
|  | 10 | 15 | 10:31-11:00 | 0 | 1
|  | 10 | 15 | 11:01-11:30 | 0 | 1
|  | 10 | 15 | 11:31-12:00 | 0 | 1
|  | 10 | 15 | 12:01-12:30 | 0 | 1
|  | 10 | 15 | 12:31-13:00 | 0 | 1
|  | 10 | 15 | 13:01-13:30 | 0 | 1
|  | 10 | 15 | 13:31-14:00 | 0 | 1
|  | 10 | 15 | 14:01-14:30 | 0 | 1
|  | 10 | 15 | 14:31-15:00 | 0 | 1
|  | 10 | 15 | 15:01-15:30 | 0 | 1
|  | 10 | 15 | 15:31-16:00 | 0 | 1
|  | 10 | 15 | 16:01-16:30 | 0 | 1
|  | 10 | 15 | 16:31-17:00 | 0 | 1
|  | 10 | 15 | 17:01-17:30 | 0 | 1
|  | 10 | 15 | 17:31-18:00 | 0 | 1
|  | 10 | 15 | 18:01-18:30 | 0 | 1
|  | 10 | 15 | 18:31-19:00 | 0 | 1
|  | 10 | 15 | 19:01-19:30 | 0 | 1
|  | 10 | 15 | 19:31-20:00 | 0 | 1
|  | 10 | 15 | 20:01-20:30 | 0 | 1
|  | 10 | 15 | 20:31-21:00 | 0 | 1
|  | 10 | 15 | 21:01-21:30 | 0 | 1
|  | 10 | 15 | 21:31-22:00 | 0 | 1
|  | 10 | 15 | 22:01-22:30 | 0 | 1
|  | 10 | 15 | 22:31-23:00 | 0 | 1
|  | 10 | 15 | 23:01-23:30 | 0 | 1
|  | 10 | 15 | 23:31-00:00 | 0 | 1
|  | 10 | 16 | 00:01-00:30 | 1 | 1
|  | 10 | 16 | 00:31-01:00 | 1 | 1
|  | 10 | 16 | 01:01-01:30 | 1 | 1
|  | 10 | 16 | 01:31-02:00 | 1 | 1
|  | 10 | 16 | 02:01-02:30 | 1 | 1
|  | 10 | 16 | 02:31-03:00 | 1 | 1
|  | 10 | 16 | 03:01-03:30 | 1 | 1
|  | 10 | 16 | 03:31-04:00 | 1 | 1
|  | 10 | 16 | 04:01-04:30 | 1 | 1
|  | 10 | 16 | 04:31-05:00 | 1 | 1
|  | 10 | 16 | 05:01-05:30 | 1 | 1
|  | 10 | 16 | 05:31-06:00 | 1 | 1
|  | 10 | 16 | 06:01-06:30 | 1 | 1
|  | 10 | 16 | 06:31-07:00 | 1 | 1
|  | 10 | 16 | 07:01-07:30 | 1 | 1
|  | 10 | 16 | 07:31-08:00 | 1 | 1
|  | 10 | 16 | 08:01-08:30 | 1 | 1
|  | 10 | 16 | 08:31-09:00 | 1 | 1
|  | 10 | 16 | 09:01-09:30 | 1 | 1
|  | 10 | 16 | 09:31-10:00 | 1 | 1
|  | 10 | 16 | 10:01-10:30 | 1 | 1
|  | 10 | 16 | 10:31-11:00 | 1 | 1
|  | 10 | 16 | 11:01-11:30 | 1 | 1
|  | 10 | 16 | 11:31-12:00 | 1 | 1
|  | 10 | 16 | 12:01-12:30 | 1 | 1
|  | 10 | 16 | 12:31-13:00 | 1 | 1
|  | 10 | 16 | 13:01-13:30 | 1 | 1
|  | 10 | 16 | 13:31-14:00 | 1 | 1
|  | 10 | 16 | 14:01-14:30 | 1 | 1
|  | 10 | 16 | 14:31-15:00 | 1 | 1
|  | 10 | 16 | 15:01-15:30 | 1 | 1
|  | 10 | 16 | 15:31-16:00 | 1 | 1
|  | 10 | 16 | 16:01-16:30 | 1 | 1
|  | 10 | 16 | 16:31-17:00 | 1 | 1
|  | 10 | 16 | 17:01-17:30 | 1 | 1
|  | 10 | 16 | 17:31-18:00 | 1 | 1
|  | 10 | 16 | 18:01-18:30 | 1 | 1
|  | 10 | 16 | 18:31-19:00 | 1 | 1
|  | 10 | 16 | 19:01-19:30 | 1 | 1
|  | 10 | 16 | 19:31-20:00 | 1 | 1
|  | 10 | 16 | 20:01-20:30 | 1 | 1
|  | 10 | 16 | 20:31-21:00 | 1 | 1
|  | 10 | 16 | 21:01-21:30 | 1 | 1
|  | 10 | 16 | 21:31-22:00 | 1 | 1
|  | 10 | 16 | 22:01-22:30 | 1 | 1
|  | 10 | 16 | 22:31-23:00 | 1 | 1
|  | 10 | 16 | 23:01-23:30 | 1 | 1
|  | 10 | 16 | 23:31-00:00 | 1 | 1
|  | 10 | 17 | 00:01-00:30 | 1 | 1
|  | 10 | 17 | 00:31-01:00 | 1 | 1
|  | 10 | 17 | 01:01-01:30 | 1 | 1
|  | 10 | 17 | 01:31-02:00 | 1 | 1
|  | 10 | 17 | 02:01-02:30 | 1 | 1
|  | 10 | 17 | 02:31-03:00 | 1 | 1
|  | 10 | 17 | 03:01-03:30 | 1 | 1
|  | 10 | 17 | 03:31-04:00 | 1 | 1
|  | 10 | 17 | 04:01-04:30 | 1 | 1
|  | 10 | 17 | 04:31-05:00 | 1 | 1
|  | 10 | 17 | 05:01-05:30 | 1 | 1
|  | 10 | 17 | 05:31-06:00 | 1 | 1
|  | 10 | 17 | 06:01-06:30 | 1 | 1
|  | 10 | 17 | 06:31-07:00 | 1 | 1
|  | 10 | 17 | 07:01-07:30 | 1 | 1
|  | 10 | 17 | 07:31-08:00 | 1 | 1
|  | 10 | 17 | 08:01-08:30 | 1 | 1
|  | 10 | 17 | 08:31-09:00 | 1 | 1
|  | 10 | 17 | 09:01-09:30 | 1 | 1
|  | 10 | 17 | 09:31-10:00 | 1 | 1
|  | 10 | 17 | 10:01-10:30 | 1 | 1
|  | 10 | 17 | 10:31-11:00 | 1 | 1
|  | 10 | 17 | 11:01-11:30 | 1 | 1
|  | 10 | 17 | 11:31-12:00 | 1 | 1
|  | 10 | 17 | 12:01-12:30 | 1 | 1
|  | 10 | 17 | 12:31-13:00 | 1 | 1
|  | 10 | 17 | 13:01-13:30 | 1 | 1
|  | 10 | 17 | 13:31-14:00 | 1 | 1
|  | 10 | 17 | 14:01-14:30 | 1 | 1
|  | 10 | 17 | 14:31-15:00 | 1 | 1
|  | 10 | 17 | 15:01-15:30 | 1 | 1
|  | 10 | 17 | 15:31-16:00 | 1 | 1
|  | 10 | 17 | 16:01-16:30 | 1 | 1
|  | 10 | 17 | 16:31-17:00 | 1 | 1
|  | 10 | 17 | 17:01-17:30 | 1 | 1
|  | 10 | 17 | 17:31-18:00 | 1 | 1
|  | 10 | 17 | 18:01-18:30 | 1 | 1
|  | 10 | 17 | 18:31-19:00 | 1 | 1
|  | 10 | 17 | 19:01-19:30 | 1 | 1
|  | 10 | 17 | 19:31-20:00 | 1 | 1
|  | 10 | 17 | 20:01-20:30 | 1 | 1
|  | 10 | 17 | 20:31-21:00 | 1 | 1
|  | 10 | 17 | 21:01-21:30 | 1 | 1
|  | 10 | 17 | 21:31-22:00 | 1 | 1
|  | 10 | 17 | 22:01-22:30 | 1 | 1
|  | 10 | 17 | 22:31-23:00 | 1 | 1
|  | 10 | 17 | 23:01-23:30 | 1 | 1
|  | 10 | 17 | 23:31-00:00 | 1 | 1
|  | 10 | 18 | 00:01-00:30 | 1 | 1
|  | 10 | 18 | 00:31-01:00 | 1 | 1
|  | 10 | 18 | 01:01-01:30 | 1 | 1
|  | 10 | 18 | 01:31-02:00 | 1 | 1
|  | 10 | 18 | 02:01-02:30 | 1 | 1
|  | 10 | 18 | 02:31-03:00 | 1 | 1
|  | 10 | 18 | 03:01-03:30 | 1 | 1
|  | 10 | 18 | 03:31-04:00 | 1 | 1
|  | 10 | 18 | 04:01-04:30 | 1 | 1
|  | 10 | 18 | 04:31-05:00 | 1 | 1
|  | 10 | 18 | 05:01-05:30 | 1 | 1
|  | 10 | 18 | 05:31-06:00 | 1 | 1
|  | 10 | 18 | 06:01-06:30 | 1 | 1
|  | 10 | 18 | 06:31-07:00 | 1 | 1
|  | 10 | 18 | 07:01-07:30 | 1 | 1
|  | 10 | 18 | 07:31-08:00 | 1 | 1
|  | 10 | 18 | 08:01-08:30 | 1 | 1
|  | 10 | 18 | 08:31-09:00 | 1 | 1
|  | 10 | 18 | 09:01-09:30 | 1 | 1
|  | 10 | 18 | 09:31-10:00 | 1 | 1
|  | 10 | 18 | 10:01-10:30 | 1 | 1
|  | 10 | 18 | 10:31-11:00 | 1 | 1
|  | 10 | 18 | 11:01-11:30 | 1 | 1
|  | 10 | 18 | 11:31-12:00 | 1 | 1
|  | 10 | 18 | 12:01-12:30 | 1 | 1
|  | 10 | 18 | 12:31-13:00 | 1 | 1
|  | 10 | 18 | 13:01-13:30 | 1 | 1
|  | 10 | 18 | 13:31-14:00 | 1 | 1
|  | 10 | 18 | 14:01-14:30 | 1 | 1
|  | 10 | 18 | 14:31-15:00 | 1 | 1
|  | 10 | 18 | 15:01-15:30 | 1 | 1
|  | 10 | 18 | 15:31-16:00 | 1 | 1
|  | 10 | 18 | 16:01-16:30 | 1 | 1
|  | 10 | 18 | 16:31-17:00 | 1 | 1
|  | 10 | 18 | 17:01-17:30 | 1 | 1
|  | 10 | 18 | 17:31-18:00 | 1 | 1
|  | 10 | 18 | 18:01-18:30 | 1 | 1
|  | 10 | 18 | 18:31-19:00 | 1 | 1
|  | 10 | 18 | 19:01-19:30 | 1 | 1
|  | 10 | 18 | 19:31-20:00 | 1 | 1
|  | 10 | 18 | 20:01-20:30 | 1 | 1
|  | 10 | 18 | 20:31-21:00 | 1 | 1
|  | 10 | 18 | 21:01-21:30 | 1 | 1
|  | 10 | 18 | 21:31-22:00 | 1 | 1
|  | 10 | 18 | 22:01-22:30 | 1 | 1
|  | 10 | 18 | 22:31-23:00 | 1 | 1
|  | 10 | 18 | 23:01-23:30 | 1 | 1
|  | 10 | 18 | 23:31-00:00 | 1 | 1
|  | 10 | 19 | 00:01-00:30 | 1 | 1
|  | 10 | 19 | 00:31-01:00 | 1 | 1
|  | 10 | 19 | 01:01-01:30 | 1 | 1
|  | 10 | 19 | 01:31-02:00 | 1 | 1
|  | 10 | 19 | 02:01-02:30 | 1 | 1
|  | 10 | 19 | 02:31-03:00 | 1 | 1
|  | 10 | 19 | 03:01-03:30 | 1 | 1
|  | 10 | 19 | 03:31-04:00 | 1 | 1
|  | 10 | 19 | 04:01-04:30 | 1 | 1
|  | 10 | 19 | 04:31-05:00 | 1 | 1
|  | 10 | 19 | 05:01-05:30 | 1 | 1
|  | 10 | 19 | 05:31-06:00 | 1 | 1
|  | 10 | 19 | 06:01-06:30 | 1 | 1
|  | 10 | 19 | 06:31-07:00 | 1 | 1
|  | 10 | 19 | 07:01-07:30 | 1 | 1
|  | 10 | 19 | 07:31-08:00 | 1 | 1
|  | 10 | 19 | 08:01-08:30 | 1 | 1
|  | 10 | 19 | 08:31-09:00 | 1 | 1
|  | 10 | 19 | 09:01-09:30 | 1 | 1
|  | 10 | 19 | 09:31-10:00 | 1 | 1
|  | 10 | 19 | 10:01-10:30 | 1 | 1
|  | 10 | 19 | 10:31-11:00 | 1 | 1
|  | 10 | 19 | 11:01-11:30 | 1 | 1
|  | 10 | 19 | 11:31-12:00 | 1 | 1
|  | 10 | 19 | 12:01-12:30 | 1 | 1
|  | 10 | 19 | 12:31-13:00 | 1 | 1
|  | 10 | 19 | 13:01-13:30 | 1 | 1
|  | 10 | 19 | 13:31-14:00 | 1 | 1
|  | 10 | 19 | 14:01-14:30 | 1 | 1
|  | 10 | 19 | 14:31-15:00 | 1 | 1
|  | 10 | 19 | 15:01-15:30 | 1 | 1
|  | 10 | 19 | 15:31-16:00 | 1 | 1
|  | 10 | 19 | 16:01-16:30 | 1 | 1
|  | 10 | 19 | 16:31-17:00 | 1 | 1
|  | 10 | 19 | 17:01-17:30 | 1 | 1
|  | 10 | 19 | 17:31-18:00 | 1 | 1
|  | 10 | 19 | 18:01-18:30 | 1 | 1
|  | 10 | 19 | 18:31-19:00 | 1 | 1
|  | 10 | 19 | 19:01-19:30 | 1 | 1
|  | 10 | 19 | 19:31-20:00 | 1 | 1
|  | 10 | 19 | 20:01-20:30 | 1 | 1
|  | 10 | 19 | 20:31-21:00 | 1 | 1
|  | 10 | 19 | 21:01-21:30 | 1 | 1
|  | 10 | 19 | 21:31-22:00 | 1 | 1
|  | 10 | 19 | 22:01-22:30 | 1 | 1
|  | 10 | 19 | 22:31-23:00 | 1 | 1
|  | 10 | 19 | 23:01-23:30 | 1 | 1
|  | 10 | 19 | 23:31-00:00 | 1 | 1
|  | 10 | 20 | 00:01-00:30 | 1 | 1
|  | 10 | 20 | 00:31-01:00 | 1 | 1
|  | 10 | 20 | 01:01-01:30 | 1 | 1
|  | 10 | 20 | 01:31-02:00 | 1 | 1
|  | 10 | 20 | 02:01-02:30 | 1 | 1
|  | 10 | 20 | 02:31-03:00 | 1 | 1
|  | 10 | 20 | 03:01-03:30 | 1 | 1
|  | 10 | 20 | 03:31-04:00 | 1 | 1
|  | 10 | 20 | 04:01-04:30 | 1 | 1
|  | 10 | 20 | 04:31-05:00 | 1 | 1
|  | 10 | 20 | 05:01-05:30 | 1 | 1
|  | 10 | 20 | 05:31-06:00 | 1 | 1
|  | 10 | 20 | 06:01-06:30 | 1 | 1
|  | 10 | 20 | 06:31-07:00 | 1 | 1
|  | 10 | 20 | 07:01-07:30 | 1 | 1
|  | 10 | 20 | 07:31-08:00 | 1 | 1
|  | 10 | 20 | 08:01-08:30 | 1 | 1
|  | 10 | 20 | 08:31-09:00 | 1 | 1
|  | 10 | 20 | 09:01-09:30 | 1 | 1
|  | 10 | 20 | 09:31-10:00 | 1 | 1
|  | 10 | 20 | 10:01-10:30 | 1 | 1
|  | 10 | 20 | 10:31-11:00 | 1 | 1
|  | 10 | 20 | 11:01-11:30 | 1 | 1
|  | 10 | 20 | 11:31-12:00 | 1 | 1
|  | 10 | 20 | 12:01-12:30 | 1 | 1
|  | 10 | 20 | 12:31-13:00 | 1 | 1
|  | 10 | 20 | 13:01-13:30 | 1 | 1
|  | 10 | 20 | 13:31-14:00 | 1 | 1
|  | 10 | 20 | 14:01-14:30 | 1 | 1
|  | 10 | 20 | 14:31-15:00 | 1 | 1
|  | 10 | 20 | 15:01-15:30 | 1 | 1
|  | 10 | 20 | 15:31-16:00 | 1 | 1
|  | 10 | 20 | 16:01-16:30 | 1 | 1
|  | 10 | 20 | 16:31-17:00 | 1 | 1
|  | 10 | 20 | 17:01-17:30 | 1 | 1
|  | 10 | 20 | 17:31-18:00 | 1 | 1
|  | 10 | 20 | 18:01-18:30 | 1 | 1
|  | 10 | 20 | 18:31-19:00 | 1 | 1
|  | 10 | 20 | 19:01-19:30 | 1 | 1
|  | 10 | 20 | 19:31-20:00 | 1 | 1
|  | 10 | 20 | 20:01-20:30 | 1 | 1
|  | 10 | 20 | 20:31-21:00 | 1 | 1
|  | 10 | 20 | 21:01-21:30 | 1 | 1
|  | 10 | 20 | 21:31-22:00 | 1 | 1
|  | 10 | 20 | 22:01-22:30 | 1 | 1
|  | 10 | 20 | 22:31-23:00 | 1 | 1
|  | 10 | 20 | 23:01-23:30 | 1 | 1
|  | 10 | 20 | 23:31-00:00 | 1 | 1
|  | 10 | 21 | 00:01-00:30 | 0 | 1
|  | 10 | 21 | 00:31-01:00 | 0 | 1
|  | 10 | 21 | 01:01-01:30 | 0 | 1
|  | 10 | 21 | 01:31-02:00 | 0 | 1
|  | 10 | 21 | 02:01-02:30 | 0 | 1
|  | 10 | 21 | 02:31-03:00 | 0 | 1
|  | 10 | 21 | 03:01-03:30 | 0 | 1
|  | 10 | 21 | 03:31-04:00 | 0 | 1
|  | 10 | 21 | 04:01-04:30 | 0 | 1
|  | 10 | 21 | 04:31-05:00 | 0 | 1
|  | 10 | 21 | 05:01-05:30 | 0 | 1
|  | 10 | 21 | 05:31-06:00 | 0 | 1
|  | 10 | 21 | 06:01-06:30 | 0 | 1
|  | 10 | 21 | 06:31-07:00 | 0 | 1
|  | 10 | 21 | 07:01-07:30 | 0 | 1
|  | 10 | 21 | 07:31-08:00 | 0 | 1
|  | 10 | 21 | 08:01-08:30 | 0 | 1
|  | 10 | 21 | 08:31-09:00 | 0 | 1
|  | 10 | 21 | 09:01-09:30 | 0 | 1
|  | 10 | 21 | 09:31-10:00 | 0 | 1
|  | 10 | 21 | 10:01-10:30 | 0 | 1
|  | 10 | 21 | 10:31-11:00 | 0 | 1
|  | 10 | 21 | 11:01-11:30 | 0 | 1
|  | 10 | 21 | 11:31-12:00 | 0 | 1
|  | 10 | 21 | 12:01-12:30 | 0 | 1
|  | 10 | 21 | 12:31-13:00 | 0 | 1
|  | 10 | 21 | 13:01-13:30 | 0 | 1
|  | 10 | 21 | 13:31-14:00 | 0 | 1
|  | 10 | 21 | 14:01-14:30 | 0 | 1
|  | 10 | 21 | 14:31-15:00 | 0 | 1
|  | 10 | 21 | 15:01-15:30 | 0 | 1
|  | 10 | 21 | 15:31-16:00 | 0 | 1
|  | 10 | 21 | 16:01-16:30 | 0 | 1
|  | 10 | 21 | 16:31-17:00 | 0 | 1
|  | 10 | 21 | 17:01-17:30 | 0 | 1
|  | 10 | 21 | 17:31-18:00 | 0 | 1
|  | 10 | 21 | 18:01-18:30 | 0 | 1
|  | 10 | 21 | 18:31-19:00 | 0 | 1
|  | 10 | 21 | 19:01-19:30 | 0 | 1
|  | 10 | 21 | 19:31-20:00 | 0 | 1
|  | 10 | 21 | 20:01-20:30 | 0 | 1
|  | 10 | 21 | 20:31-21:00 | 0 | 1
|  | 10 | 21 | 21:01-21:30 | 0 | 1
|  | 10 | 21 | 21:31-22:00 | 0 | 1
|  | 10 | 21 | 22:01-22:30 | 0 | 1
|  | 10 | 21 | 22:31-23:00 | 0 | 1
|  | 10 | 21 | 23:01-23:30 | 0 | 1
|  | 10 | 21 | 23:31-00:00 | 0 | 1
|  | 10 | 22 | 00:01-00:30 | 0 | 1
|  | 10 | 22 | 00:31-01:00 | 0 | 1
|  | 10 | 22 | 01:01-01:30 | 0 | 1
|  | 10 | 22 | 01:31-02:00 | 0 | 1
|  | 10 | 22 | 02:01-02:30 | 0 | 1
|  | 10 | 22 | 02:31-03:00 | 0 | 1
|  | 10 | 22 | 03:01-03:30 | 0 | 1
|  | 10 | 22 | 03:31-04:00 | 0 | 1
|  | 10 | 22 | 04:01-04:30 | 0 | 1
|  | 10 | 22 | 04:31-05:00 | 0 | 1
|  | 10 | 22 | 05:01-05:30 | 0 | 1
|  | 10 | 22 | 05:31-06:00 | 0 | 1
|  | 10 | 22 | 06:01-06:30 | 0 | 1
|  | 10 | 22 | 06:31-07:00 | 0 | 1
|  | 10 | 22 | 07:01-07:30 | 0 | 1
|  | 10 | 22 | 07:31-08:00 | 0 | 1
|  | 10 | 22 | 08:01-08:30 | 0 | 1
|  | 10 | 22 | 08:31-09:00 | 0 | 1
|  | 10 | 22 | 09:01-09:30 | 0 | 1
|  | 10 | 22 | 09:31-10:00 | 0 | 1
|  | 10 | 22 | 10:01-10:30 | 0 | 1
|  | 10 | 22 | 10:31-11:00 | 0 | 1
|  | 10 | 22 | 11:01-11:30 | 0 | 1
|  | 10 | 22 | 11:31-12:00 | 0 | 1
|  | 10 | 22 | 12:01-12:30 | 0 | 1
|  | 10 | 22 | 12:31-13:00 | 0 | 1
|  | 10 | 22 | 13:01-13:30 | 0 | 1
|  | 10 | 22 | 13:31-14:00 | 0 | 1
|  | 10 | 22 | 14:01-14:30 | 0 | 1
|  | 10 | 22 | 14:31-15:00 | 0 | 1
|  | 10 | 22 | 15:01-15:30 | 0 | 1
|  | 10 | 22 | 15:31-16:00 | 0 | 1
|  | 10 | 22 | 16:01-16:30 | 0 | 1
|  | 10 | 22 | 16:31-17:00 | 0 | 1
|  | 10 | 22 | 17:01-17:30 | 0 | 1
|  | 10 | 22 | 17:31-18:00 | 0 | 1
|  | 10 | 22 | 18:01-18:30 | 0 | 1
|  | 10 | 22 | 18:31-19:00 | 0 | 1
|  | 10 | 22 | 19:01-19:30 | 0 | 1
|  | 10 | 22 | 19:31-20:00 | 0 | 1
|  | 10 | 22 | 20:01-20:30 | 0 | 1
|  | 10 | 22 | 20:31-21:00 | 0 | 1
|  | 10 | 22 | 21:01-21:30 | 0 | 1
|  | 10 | 22 | 21:31-22:00 | 0 | 1
|  | 10 | 22 | 22:01-22:30 | 0 | 1
|  | 10 | 22 | 22:31-23:00 | 0 | 1
|  | 10 | 22 | 23:01-23:30 | 0 | 1
|  | 10 | 22 | 23:31-00:00 | 0 | 1
|  | 10 | 23 | 00:01-00:30 | 1 | 1
|  | 10 | 23 | 00:31-01:00 | 1 | 1
|  | 10 | 23 | 01:01-01:30 | 1 | 1
|  | 10 | 23 | 01:31-02:00 | 1 | 1
|  | 10 | 23 | 02:01-02:30 | 1 | 1
|  | 10 | 23 | 02:31-03:00 | 1 | 1
|  | 10 | 23 | 03:01-03:30 | 1 | 1
|  | 10 | 23 | 03:31-04:00 | 1 | 1
|  | 10 | 23 | 04:01-04:30 | 1 | 1
|  | 10 | 23 | 04:31-05:00 | 1 | 1
|  | 10 | 23 | 05:01-05:30 | 1 | 1
|  | 10 | 23 | 05:31-06:00 | 1 | 1
|  | 10 | 23 | 06:01-06:30 | 1 | 1
|  | 10 | 23 | 06:31-07:00 | 1 | 1
|  | 10 | 23 | 07:01-07:30 | 1 | 1
|  | 10 | 23 | 07:31-08:00 | 1 | 1
|  | 10 | 23 | 08:01-08:30 | 1 | 1
|  | 10 | 23 | 08:31-09:00 | 1 | 1
|  | 10 | 23 | 09:01-09:30 | 1 | 1
|  | 10 | 23 | 09:31-10:00 | 1 | 1
|  | 10 | 23 | 10:01-10:30 | 1 | 1
|  | 10 | 23 | 10:31-11:00 | 1 | 1
|  | 10 | 23 | 11:01-11:30 | 1 | 1
|  | 10 | 23 | 11:31-12:00 | 1 | 1
|  | 10 | 23 | 12:01-12:30 | 1 | 1
|  | 10 | 23 | 12:31-13:00 | 1 | 1
|  | 10 | 23 | 13:01-13:30 | 1 | 1
|  | 10 | 23 | 13:31-14:00 | 1 | 1
|  | 10 | 23 | 14:01-14:30 | 1 | 1
|  | 10 | 23 | 14:31-15:00 | 1 | 1
|  | 10 | 23 | 15:01-15:30 | 1 | 1
|  | 10 | 23 | 15:31-16:00 | 1 | 1
|  | 10 | 23 | 16:01-16:30 | 1 | 1
|  | 10 | 23 | 16:31-17:00 | 1 | 1
|  | 10 | 23 | 17:01-17:30 | 1 | 1
|  | 10 | 23 | 17:31-18:00 | 1 | 1
|  | 10 | 23 | 18:01-18:30 | 1 | 1
|  | 10 | 23 | 18:31-19:00 | 1 | 1
|  | 10 | 23 | 19:01-19:30 | 1 | 1
|  | 10 | 23 | 19:31-20:00 | 1 | 1
|  | 10 | 23 | 20:01-20:30 | 1 | 1
|  | 10 | 23 | 20:31-21:00 | 1 | 1
|  | 10 | 23 | 21:01-21:30 | 1 | 1
|  | 10 | 23 | 21:31-22:00 | 1 | 1
|  | 10 | 23 | 22:01-22:30 | 1 | 1
|  | 10 | 23 | 22:31-23:00 | 1 | 1
|  | 10 | 23 | 23:01-23:30 | 1 | 1
|  | 10 | 23 | 23:31-00:00 | 1 | 1
|  | 10 | 24 | 00:01-00:30 | 1 | 1
|  | 10 | 24 | 00:31-01:00 | 1 | 1
|  | 10 | 24 | 01:01-01:30 | 1 | 1
|  | 10 | 24 | 01:31-02:00 | 1 | 1
|  | 10 | 24 | 02:01-02:30 | 1 | 1
|  | 10 | 24 | 02:31-03:00 | 1 | 1
|  | 10 | 24 | 03:01-03:30 | 1 | 1
|  | 10 | 24 | 03:31-04:00 | 1 | 1
|  | 10 | 24 | 04:01-04:30 | 1 | 1
|  | 10 | 24 | 04:31-05:00 | 1 | 1
|  | 10 | 24 | 05:01-05:30 | 1 | 1
|  | 10 | 24 | 05:31-06:00 | 1 | 1
|  | 10 | 24 | 06:01-06:30 | 1 | 1
|  | 10 | 24 | 06:31-07:00 | 1 | 1
|  | 10 | 24 | 07:01-07:30 | 1 | 1
|  | 10 | 24 | 07:31-08:00 | 1 | 1
|  | 10 | 24 | 08:01-08:30 | 1 | 1
|  | 10 | 24 | 08:31-09:00 | 1 | 1
|  | 10 | 24 | 09:01-09:30 | 1 | 1
|  | 10 | 24 | 09:31-10:00 | 1 | 1
|  | 10 | 24 | 10:01-10:30 | 1 | 1
|  | 10 | 24 | 10:31-11:00 | 1 | 1
|  | 10 | 24 | 11:01-11:30 | 1 | 1
|  | 10 | 24 | 11:31-12:00 | 1 | 1
|  | 10 | 24 | 12:01-12:30 | 1 | 1
|  | 10 | 24 | 12:31-13:00 | 1 | 1
|  | 10 | 24 | 13:01-13:30 | 1 | 1
|  | 10 | 24 | 13:31-14:00 | 1 | 1
|  | 10 | 24 | 14:01-14:30 | 1 | 1
|  | 10 | 24 | 14:31-15:00 | 1 | 1
|  | 10 | 24 | 15:01-15:30 | 1 | 1
|  | 10 | 24 | 15:31-16:00 | 1 | 1
|  | 10 | 24 | 16:01-16:30 | 1 | 1
|  | 10 | 24 | 16:31-17:00 | 1 | 1
|  | 10 | 24 | 17:01-17:30 | 1 | 1
|  | 10 | 24 | 17:31-18:00 | 1 | 1
|  | 10 | 24 | 18:01-18:30 | 1 | 1
|  | 10 | 24 | 18:31-19:00 | 1 | 1
|  | 10 | 24 | 19:01-19:30 | 1 | 1
|  | 10 | 24 | 19:31-20:00 | 1 | 1
|  | 10 | 24 | 20:01-20:30 | 1 | 1
|  | 10 | 24 | 20:31-21:00 | 1 | 1
|  | 10 | 24 | 21:01-21:30 | 1 | 1
|  | 10 | 24 | 21:31-22:00 | 1 | 1
|  | 10 | 24 | 22:01-22:30 | 1 | 1
|  | 10 | 24 | 22:31-23:00 | 1 | 1
|  | 10 | 24 | 23:01-23:30 | 1 | 1
|  | 10 | 24 | 23:31-00:00 | 1 | 1
|  | 10 | 25 | 00:01-00:30 | 1 | 1
|  | 10 | 25 | 00:31-01:00 | 1 | 1
|  | 10 | 25 | 01:01-01:30 | 1 | 1
|  | 10 | 25 | 01:31-02:00 | 1 | 1
|  | 10 | 25 | 02:01-02:30 | 1 | 1
|  | 10 | 25 | 02:31-03:00 | 1 | 1
|  | 10 | 25 | 03:01-03:30 | 1 | 1
|  | 10 | 25 | 03:31-04:00 | 1 | 1
|  | 10 | 25 | 04:01-04:30 | 1 | 1
|  | 10 | 25 | 04:31-05:00 | 1 | 1
|  | 10 | 25 | 05:01-05:30 | 1 | 1
|  | 10 | 25 | 05:31-06:00 | 1 | 1
|  | 10 | 25 | 06:01-06:30 | 1 | 1
|  | 10 | 25 | 06:31-07:00 | 1 | 1
|  | 10 | 25 | 07:01-07:30 | 1 | 1
|  | 10 | 25 | 07:31-08:00 | 1 | 1
|  | 10 | 25 | 08:01-08:30 | 1 | 1
|  | 10 | 25 | 08:31-09:00 | 1 | 1
|  | 10 | 25 | 09:01-09:30 | 1 | 1
|  | 10 | 25 | 09:31-10:00 | 1 | 1
|  | 10 | 25 | 10:01-10:30 | 1 | 1
|  | 10 | 25 | 10:31-11:00 | 1 | 1
|  | 10 | 25 | 11:01-11:30 | 1 | 1
|  | 10 | 25 | 11:31-12:00 | 1 | 1
|  | 10 | 25 | 12:01-12:30 | 1 | 1
|  | 10 | 25 | 12:31-13:00 | 1 | 1
|  | 10 | 25 | 13:01-13:30 | 1 | 1
|  | 10 | 25 | 13:31-14:00 | 1 | 1
|  | 10 | 25 | 14:01-14:30 | 1 | 1
|  | 10 | 25 | 14:31-15:00 | 1 | 1
|  | 10 | 25 | 15:01-15:30 | 1 | 1
|  | 10 | 25 | 15:31-16:00 | 1 | 1
|  | 10 | 25 | 16:01-16:30 | 1 | 1
|  | 10 | 25 | 16:31-17:00 | 1 | 1
|  | 10 | 25 | 17:01-17:30 | 1 | 1
|  | 10 | 25 | 17:31-18:00 | 1 | 1
|  | 10 | 25 | 18:01-18:30 | 1 | 1
|  | 10 | 25 | 18:31-19:00 | 1 | 1
|  | 10 | 25 | 19:01-19:30 | 1 | 1
|  | 10 | 25 | 19:31-20:00 | 1 | 1
|  | 10 | 25 | 20:01-20:30 | 1 | 1
|  | 10 | 25 | 20:31-21:00 | 1 | 1
|  | 10 | 25 | 21:01-21:30 | 1 | 1
|  | 10 | 25 | 21:31-22:00 | 1 | 1
|  | 10 | 25 | 22:01-22:30 | 1 | 1
|  | 10 | 25 | 22:31-23:00 | 1 | 1
|  | 10 | 25 | 23:01-23:30 | 1 | 1
|  | 10 | 25 | 23:31-00:00 | 1 | 1
|  | 10 | 26 | 00:01-00:30 | 1 | 1
|  | 10 | 26 | 00:31-01:00 | 1 | 1
|  | 10 | 26 | 01:01-01:30 | 1 | 1
|  | 10 | 26 | 01:31-02:00 | 1 | 1
|  | 10 | 26 | 02:01-02:30 | 1 | 1
|  | 10 | 26 | 02:31-03:00 | 1 | 1
|  | 10 | 26 | 03:01-03:30 | 1 | 1
|  | 10 | 26 | 03:31-04:00 | 1 | 1
|  | 10 | 26 | 04:01-04:30 | 1 | 1
|  | 10 | 26 | 04:31-05:00 | 1 | 1
|  | 10 | 26 | 05:01-05:30 | 1 | 1
|  | 10 | 26 | 05:31-06:00 | 1 | 1
|  | 10 | 26 | 06:01-06:30 | 1 | 1
|  | 10 | 26 | 06:31-07:00 | 1 | 1
|  | 10 | 26 | 07:01-07:30 | 1 | 1
|  | 10 | 26 | 07:31-08:00 | 1 | 1
|  | 10 | 26 | 08:01-08:30 | 1 | 1
|  | 10 | 26 | 08:31-09:00 | 1 | 1
|  | 10 | 26 | 09:01-09:30 | 1 | 1
|  | 10 | 26 | 09:31-10:00 | 1 | 1
|  | 10 | 26 | 10:01-10:30 | 1 | 1
|  | 10 | 26 | 10:31-11:00 | 1 | 1
|  | 10 | 26 | 11:01-11:30 | 1 | 1
|  | 10 | 26 | 11:31-12:00 | 1 | 1
|  | 10 | 26 | 12:01-12:30 | 1 | 1
|  | 10 | 26 | 12:31-13:00 | 1 | 1
|  | 10 | 26 | 13:01-13:30 | 1 | 1
|  | 10 | 26 | 13:31-14:00 | 1 | 1
|  | 10 | 26 | 14:01-14:30 | 1 | 1
|  | 10 | 26 | 14:31-15:00 | 1 | 1
|  | 10 | 26 | 15:01-15:30 | 1 | 1
|  | 10 | 26 | 15:31-16:00 | 1 | 1
|  | 10 | 26 | 16:01-16:30 | 1 | 1
|  | 10 | 26 | 16:31-17:00 | 1 | 1
|  | 10 | 26 | 17:01-17:30 | 1 | 1
|  | 10 | 26 | 17:31-18:00 | 1 | 1
|  | 10 | 26 | 18:01-18:30 | 1 | 1
|  | 10 | 26 | 18:31-19:00 | 1 | 1
|  | 10 | 26 | 19:01-19:30 | 1 | 1
|  | 10 | 26 | 19:31-20:00 | 1 | 1
|  | 10 | 26 | 20:01-20:30 | 1 | 1
|  | 10 | 26 | 20:31-21:00 | 1 | 1
|  | 10 | 26 | 21:01-21:30 | 1 | 1
|  | 10 | 26 | 21:31-22:00 | 1 | 1
|  | 10 | 26 | 22:01-22:30 | 1 | 1
|  | 10 | 26 | 22:31-23:00 | 1 | 1
|  | 10 | 26 | 23:01-23:30 | 1 | 1
|  | 10 | 26 | 23:31-00:00 | 1 | 1
|  | 10 | 27 | 00:01-00:30 | 1 | 1
|  | 10 | 27 | 00:31-01:00 | 1 | 1
|  | 10 | 27 | 01:01-01:30 | 1 | 1
|  | 10 | 27 | 01:31-02:00 | 1 | 1
|  | 10 | 27 | 02:01-02:30 | 1 | 1
|  | 10 | 27 | 02:31-03:00 | 1 | 1
|  | 10 | 27 | 03:01-03:30 | 1 | 1
|  | 10 | 27 | 03:31-04:00 | 1 | 1
|  | 10 | 27 | 04:01-04:30 | 1 | 1
|  | 10 | 27 | 04:31-05:00 | 1 | 1
|  | 10 | 27 | 05:01-05:30 | 1 | 1
|  | 10 | 27 | 05:31-06:00 | 1 | 1
|  | 10 | 27 | 06:01-06:30 | 1 | 1
|  | 10 | 27 | 06:31-07:00 | 1 | 1
|  | 10 | 27 | 07:01-07:30 | 1 | 1
|  | 10 | 27 | 07:31-08:00 | 1 | 1
|  | 10 | 27 | 08:01-08:30 | 1 | 1
|  | 10 | 27 | 08:31-09:00 | 1 | 1
|  | 10 | 27 | 09:01-09:30 | 1 | 1
|  | 10 | 27 | 09:31-10:00 | 1 | 1
|  | 10 | 27 | 10:01-10:30 | 1 | 1
|  | 10 | 27 | 10:31-11:00 | 1 | 1
|  | 10 | 27 | 11:01-11:30 | 1 | 1
|  | 10 | 27 | 11:31-12:00 | 1 | 1
|  | 10 | 27 | 12:01-12:30 | 1 | 1
|  | 10 | 27 | 12:31-13:00 | 1 | 1
|  | 10 | 27 | 13:01-13:30 | 1 | 1
|  | 10 | 27 | 13:31-14:00 | 1 | 1
|  | 10 | 27 | 14:01-14:30 | 1 | 1
|  | 10 | 27 | 14:31-15:00 | 1 | 1
|  | 10 | 27 | 15:01-15:30 | 1 | 1
|  | 10 | 27 | 15:31-16:00 | 1 | 1
|  | 10 | 27 | 16:01-16:30 | 1 | 1
|  | 10 | 27 | 16:31-17:00 | 1 | 1
|  | 10 | 27 | 17:01-17:30 | 1 | 1
|  | 10 | 27 | 17:31-18:00 | 1 | 1
|  | 10 | 27 | 18:01-18:30 | 1 | 1
|  | 10 | 27 | 18:31-19:00 | 1 | 1
|  | 10 | 27 | 19:01-19:30 | 1 | 1
|  | 10 | 27 | 19:31-20:00 | 1 | 1
|  | 10 | 27 | 20:01-20:30 | 1 | 1
|  | 10 | 27 | 20:31-21:00 | 1 | 1
|  | 10 | 27 | 21:01-21:30 | 1 | 1
|  | 10 | 27 | 21:31-22:00 | 1 | 1
|  | 10 | 27 | 22:01-22:30 | 1 | 1
|  | 10 | 27 | 22:31-23:00 | 1 | 1
|  | 10 | 27 | 23:01-23:30 | 1 | 1
|  | 10 | 27 | 23:31-00:00 | 1 | 1
|  | 10 | 28 | 00:01-00:30 | 0 | 1
|  | 10 | 28 | 00:31-01:00 | 0 | 1
|  | 10 | 28 | 01:01-01:30 | 0 | 1
|  | 10 | 28 | 01:31-02:00 | 0 | 1
|  | 10 | 28 | 02:01-02:30 | 0 | 1
|  | 10 | 28 | 02:31-03:00 | 0 | 1
|  | 10 | 28 | 03:01-03:30 | 0 | 1
|  | 10 | 28 | 03:31-04:00 | 0 | 1
|  | 10 | 28 | 04:01-04:30 | 0 | 1
|  | 10 | 28 | 04:31-05:00 | 0 | 1
|  | 10 | 28 | 05:01-05:30 | 0 | 1
|  | 10 | 28 | 05:31-06:00 | 0 | 1
|  | 10 | 28 | 06:01-06:30 | 0 | 1
|  | 10 | 28 | 06:31-07:00 | 0 | 1
|  | 10 | 28 | 07:01-07:30 | 0 | 1
|  | 10 | 28 | 07:31-08:00 | 0 | 1
|  | 10 | 28 | 08:01-08:30 | 0 | 1
|  | 10 | 28 | 08:31-09:00 | 0 | 1
|  | 10 | 28 | 09:01-09:30 | 0 | 1
|  | 10 | 28 | 09:31-10:00 | 0 | 1
|  | 10 | 28 | 10:01-10:30 | 0 | 1
|  | 10 | 28 | 10:31-11:00 | 0 | 1
|  | 10 | 28 | 11:01-11:30 | 0 | 1
|  | 10 | 28 | 11:31-12:00 | 0 | 1
|  | 10 | 28 | 12:01-12:30 | 0 | 1
|  | 10 | 28 | 12:31-13:00 | 0 | 1
|  | 10 | 28 | 13:01-13:30 | 0 | 1
|  | 10 | 28 | 13:31-14:00 | 0 | 1
|  | 10 | 28 | 14:01-14:30 | 0 | 1
|  | 10 | 28 | 14:31-15:00 | 0 | 1
|  | 10 | 28 | 15:01-15:30 | 0 | 1
|  | 10 | 28 | 15:31-16:00 | 0 | 1
|  | 10 | 28 | 16:01-16:30 | 0 | 1
|  | 10 | 28 | 16:31-17:00 | 0 | 1
|  | 10 | 28 | 17:01-17:30 | 0 | 1
|  | 10 | 28 | 17:31-18:00 | 0 | 1
|  | 10 | 28 | 18:01-18:30 | 0 | 1
|  | 10 | 28 | 18:31-19:00 | 0 | 1
|  | 10 | 28 | 19:01-19:30 | 0 | 1
|  | 10 | 28 | 19:31-20:00 | 0 | 1
|  | 10 | 28 | 20:01-20:30 | 0 | 1
|  | 10 | 28 | 20:31-21:00 | 0 | 1
|  | 10 | 28 | 21:01-21:30 | 0 | 1
|  | 10 | 28 | 21:31-22:00 | 0 | 1
|  | 10 | 28 | 22:01-22:30 | 0 | 1
|  | 10 | 28 | 22:31-23:00 | 0 | 1
|  | 10 | 28 | 23:01-23:30 | 0 | 1
|  | 10 | 28 | 23:31-00:00 | 0 | 1
|  | 10 | 29 | 00:01-00:30 | 0 | 1
|  | 10 | 29 | 00:31-01:00 | 0 | 1
|  | 10 | 29 | 01:01-01:30 | 0 | 1
|  | 10 | 29 | 01:31-02:00 | 0 | 1
|  | 10 | 29 | 02:01-02:30 | 0 | 1
|  | 10 | 29 | 02:31-03:00 | 0 | 1
|  | 10 | 29 | 03:01-03:30 | 0 | 1
|  | 10 | 29 | 03:31-04:00 | 0 | 1
|  | 10 | 29 | 04:01-04:30 | 0 | 1
|  | 10 | 29 | 04:31-05:00 | 0 | 1
|  | 10 | 29 | 05:01-05:30 | 0 | 1
|  | 10 | 29 | 05:31-06:00 | 0 | 1
|  | 10 | 29 | 06:01-06:30 | 0 | 1
|  | 10 | 29 | 06:31-07:00 | 0 | 1
|  | 10 | 29 | 07:01-07:30 | 0 | 1
|  | 10 | 29 | 07:31-08:00 | 0 | 1
|  | 10 | 29 | 08:01-08:30 | 0 | 1
|  | 10 | 29 | 08:31-09:00 | 0 | 1
|  | 10 | 29 | 09:01-09:30 | 0 | 1
|  | 10 | 29 | 09:31-10:00 | 0 | 1
|  | 10 | 29 | 10:01-10:30 | 0 | 1
|  | 10 | 29 | 10:31-11:00 | 0 | 1
|  | 10 | 29 | 11:01-11:30 | 0 | 1
|  | 10 | 29 | 11:31-12:00 | 0 | 1
|  | 10 | 29 | 12:01-12:30 | 0 | 1
|  | 10 | 29 | 12:31-13:00 | 0 | 1
|  | 10 | 29 | 13:01-13:30 | 0 | 1
|  | 10 | 29 | 13:31-14:00 | 0 | 1
|  | 10 | 29 | 14:01-14:30 | 0 | 1
|  | 10 | 29 | 14:31-15:00 | 0 | 1
|  | 10 | 29 | 15:01-15:30 | 0 | 1
|  | 10 | 29 | 15:31-16:00 | 0 | 1
|  | 10 | 29 | 16:01-16:30 | 0 | 1
|  | 10 | 29 | 16:31-17:00 | 0 | 1
|  | 10 | 29 | 17:01-17:30 | 0 | 1
|  | 10 | 29 | 17:31-18:00 | 0 | 1
|  | 10 | 29 | 18:01-18:30 | 0 | 1
|  | 10 | 29 | 18:31-19:00 | 0 | 1
|  | 10 | 29 | 19:01-19:30 | 0 | 1
|  | 10 | 29 | 19:31-20:00 | 0 | 1
|  | 10 | 29 | 20:01-20:30 | 0 | 1
|  | 10 | 29 | 20:31-21:00 | 0 | 1
|  | 10 | 29 | 21:01-21:30 | 0 | 1
|  | 10 | 29 | 21:31-22:00 | 0 | 1
|  | 10 | 29 | 22:01-22:30 | 0 | 1
|  | 10 | 29 | 22:31-23:00 | 0 | 1
|  | 10 | 29 | 23:01-23:30 | 0 | 1
|  | 10 | 29 | 23:31-00:00 | 0 | 1
|  | 10 | 30 | 00:01-00:30 | 1 | 1
|  | 10 | 30 | 00:31-01:00 | 1 | 1
|  | 10 | 30 | 01:01-01:30 | 1 | 1
|  | 10 | 30 | 01:31-02:00 | 1 | 1
|  | 10 | 30 | 02:01-02:30 | 1 | 1
|  | 10 | 30 | 02:31-03:00 | 1 | 1
|  | 10 | 30 | 03:01-03:30 | 1 | 1
|  | 10 | 30 | 03:31-04:00 | 1 | 1
|  | 10 | 30 | 04:01-04:30 | 1 | 1
|  | 10 | 30 | 04:31-05:00 | 1 | 1
|  | 10 | 30 | 05:01-05:30 | 1 | 1
|  | 10 | 30 | 05:31-06:00 | 1 | 1
|  | 10 | 30 | 06:01-06:30 | 1 | 1
|  | 10 | 30 | 06:31-07:00 | 1 | 1
|  | 10 | 30 | 07:01-07:30 | 1 | 1
|  | 10 | 30 | 07:31-08:00 | 1 | 1
|  | 10 | 30 | 08:01-08:30 | 1 | 1
|  | 10 | 30 | 08:31-09:00 | 1 | 1
|  | 10 | 30 | 09:01-09:30 | 1 | 1
|  | 10 | 30 | 09:31-10:00 | 1 | 1
|  | 10 | 30 | 10:01-10:30 | 1 | 1
|  | 10 | 30 | 10:31-11:00 | 1 | 1
|  | 10 | 30 | 11:01-11:30 | 1 | 1
|  | 10 | 30 | 11:31-12:00 | 1 | 1
|  | 10 | 30 | 12:01-12:30 | 1 | 1
|  | 10 | 30 | 12:31-13:00 | 1 | 1
|  | 10 | 30 | 13:01-13:30 | 1 | 1
|  | 10 | 30 | 13:31-14:00 | 1 | 1
|  | 10 | 30 | 14:01-14:30 | 1 | 1
|  | 10 | 30 | 14:31-15:00 | 1 | 1
|  | 10 | 30 | 15:01-15:30 | 1 | 1
|  | 10 | 30 | 15:31-16:00 | 1 | 1
|  | 10 | 30 | 16:01-16:30 | 1 | 1
|  | 10 | 30 | 16:31-17:00 | 1 | 1
|  | 10 | 30 | 17:01-17:30 | 1 | 1
|  | 10 | 30 | 17:31-18:00 | 1 | 1
|  | 10 | 30 | 18:01-18:30 | 1 | 1
|  | 10 | 30 | 18:31-19:00 | 1 | 1
|  | 10 | 30 | 19:01-19:30 | 1 | 1
|  | 10 | 30 | 19:31-20:00 | 1 | 1
|  | 10 | 30 | 20:01-20:30 | 1 | 1
|  | 10 | 30 | 20:31-21:00 | 1 | 1
|  | 10 | 30 | 21:01-21:30 | 1 | 1
|  | 10 | 30 | 21:31-22:00 | 1 | 1
|  | 10 | 30 | 22:01-22:30 | 1 | 1
|  | 10 | 30 | 22:31-23:00 | 1 | 1
|  | 10 | 30 | 23:01-23:30 | 1 | 1
|  | 10 | 30 | 23:31-00:00 | 1 | 1
|  | 10 | 31 | 00:01-00:30 | 1 | 1
|  | 10 | 31 | 00:31-01:00 | 1 | 1
|  | 10 | 31 | 01:01-01:30 | 1 | 1
|  | 10 | 31 | 01:31-02:00 | 1 | 1
|  | 10 | 31 | 02:01-02:30 | 1 | 1
|  | 10 | 31 | 02:31-03:00 | 1 | 1
|  | 10 | 31 | 03:01-03:30 | 1 | 1
|  | 10 | 31 | 03:31-04:00 | 1 | 1
|  | 10 | 31 | 04:01-04:30 | 1 | 1
|  | 10 | 31 | 04:31-05:00 | 1 | 1
|  | 10 | 31 | 05:01-05:30 | 1 | 1
|  | 10 | 31 | 05:31-06:00 | 1 | 1
|  | 10 | 31 | 06:01-06:30 | 1 | 1
|  | 10 | 31 | 06:31-07:00 | 1 | 1
|  | 10 | 31 | 07:01-07:30 | 1 | 1
|  | 10 | 31 | 07:31-08:00 | 1 | 1
|  | 10 | 31 | 08:01-08:30 | 1 | 1
|  | 10 | 31 | 08:31-09:00 | 1 | 1
|  | 10 | 31 | 09:01-09:30 | 1 | 1
|  | 10 | 31 | 09:31-10:00 | 1 | 1
|  | 10 | 31 | 10:01-10:30 | 1 | 1
|  | 10 | 31 | 10:31-11:00 | 1 | 1
|  | 10 | 31 | 11:01-11:30 | 1 | 1
|  | 10 | 31 | 11:31-12:00 | 1 | 1
|  | 10 | 31 | 12:01-12:30 | 1 | 1
|  | 10 | 31 | 12:31-13:00 | 1 | 1
|  | 10 | 31 | 13:01-13:30 | 1 | 1
|  | 10 | 31 | 13:31-14:00 | 1 | 1
|  | 10 | 31 | 14:01-14:30 | 1 | 1
|  | 10 | 31 | 14:31-15:00 | 1 | 1
|  | 10 | 31 | 15:01-15:30 | 1 | 1
|  | 10 | 31 | 15:31-16:00 | 1 | 1
|  | 10 | 31 | 16:01-16:30 | 1 | 1
|  | 10 | 31 | 16:31-17:00 | 1 | 1
|  | 10 | 31 | 17:01-17:30 | 1 | 1
|  | 10 | 31 | 17:31-18:00 | 1 | 1
|  | 10 | 31 | 18:01-18:30 | 1 | 1
|  | 10 | 31 | 18:31-19:00 | 1 | 1
|  | 10 | 31 | 19:01-19:30 | 1 | 1
|  | 10 | 31 | 19:31-20:00 | 1 | 1
|  | 10 | 31 | 20:01-20:30 | 1 | 1
|  | 10 | 31 | 20:31-21:00 | 1 | 1
|  | 10 | 31 | 21:01-21:30 | 1 | 1
|  | 10 | 31 | 21:31-22:00 | 1 | 1
|  | 10 | 31 | 22:01-22:30 | 1 | 1
|  | 10 | 31 | 22:31-23:00 | 1 | 1
|  | 10 | 31 | 23:01-23:30 | 1 | 1
|  | 10 | 31 | 23:31-00:00 | 1 | 1
|  | 11 | 1 | 00:01-00:30 | 1 | 1
|  | 11 | 1 | 00:31-01:00 | 1 | 1
|  | 11 | 1 | 01:01-01:30 | 1 | 1
|  | 11 | 1 | 01:31-02:00 | 1 | 1
|  | 11 | 1 | 02:01-02:30 | 1 | 1
|  | 11 | 1 | 02:31-03:00 | 1 | 1
|  | 11 | 1 | 03:01-03:30 | 1 | 1
|  | 11 | 1 | 03:31-04:00 | 1 | 1
|  | 11 | 1 | 04:01-04:30 | 1 | 1
|  | 11 | 1 | 04:31-05:00 | 1 | 1
|  | 11 | 1 | 05:01-05:30 | 1 | 1
|  | 11 | 1 | 05:31-06:00 | 1 | 1
|  | 11 | 1 | 06:01-06:30 | 1 | 1
|  | 11 | 1 | 06:31-07:00 | 1 | 1
|  | 11 | 1 | 07:01-07:30 | 1 | 1
|  | 11 | 1 | 07:31-08:00 | 1 | 1
|  | 11 | 1 | 08:01-08:30 | 1 | 1
|  | 11 | 1 | 08:31-09:00 | 1 | 1
|  | 11 | 1 | 09:01-09:30 | 1 | 1
|  | 11 | 1 | 09:31-10:00 | 1 | 1
|  | 11 | 1 | 10:01-10:30 | 1 | 1
|  | 11 | 1 | 10:31-11:00 | 1 | 1
|  | 11 | 1 | 11:01-11:30 | 1 | 1
|  | 11 | 1 | 11:31-12:00 | 1 | 1
|  | 11 | 1 | 12:01-12:30 | 1 | 1
|  | 11 | 1 | 12:31-13:00 | 1 | 1
|  | 11 | 1 | 13:01-13:30 | 1 | 1
|  | 11 | 1 | 13:31-14:00 | 1 | 1
|  | 11 | 1 | 14:01-14:30 | 1 | 1
|  | 11 | 1 | 14:31-15:00 | 1 | 1
|  | 11 | 1 | 15:01-15:30 | 1 | 1
|  | 11 | 1 | 15:31-16:00 | 1 | 1
|  | 11 | 1 | 16:01-16:30 | 1 | 1
|  | 11 | 1 | 16:31-17:00 | 1 | 1
|  | 11 | 1 | 17:01-17:30 | 1 | 1
|  | 11 | 1 | 17:31-18:00 | 1 | 1
|  | 11 | 1 | 18:01-18:30 | 1 | 1
|  | 11 | 1 | 18:31-19:00 | 1 | 1
|  | 11 | 1 | 19:01-19:30 | 1 | 1
|  | 11 | 1 | 19:31-20:00 | 1 | 1
|  | 11 | 1 | 20:01-20:30 | 1 | 1
|  | 11 | 1 | 20:31-21:00 | 1 | 1
|  | 11 | 1 | 21:01-21:30 | 1 | 1
|  | 11 | 1 | 21:31-22:00 | 1 | 1
|  | 11 | 1 | 22:01-22:30 | 1 | 1
|  | 11 | 1 | 22:31-23:00 | 1 | 1
|  | 11 | 1 | 23:01-23:30 | 1 | 1
|  | 11 | 1 | 23:31-00:00 | 1 | 1
|  | 11 | 2 | 00:01-00:30 | 1 | 1
|  | 11 | 2 | 00:31-01:00 | 1 | 1
|  | 11 | 2 | 01:01-01:30 | 1 | 1
|  | 11 | 2 | 01:31-02:00 | 1 | 1
|  | 11 | 2 | 02:01-02:30 | 1 | 1
|  | 11 | 2 | 02:31-03:00 | 1 | 1
|  | 11 | 2 | 03:01-03:30 | 1 | 1
|  | 11 | 2 | 03:31-04:00 | 1 | 1
|  | 11 | 2 | 04:01-04:30 | 1 | 1
|  | 11 | 2 | 04:31-05:00 | 1 | 1
|  | 11 | 2 | 05:01-05:30 | 1 | 1
|  | 11 | 2 | 05:31-06:00 | 1 | 1
|  | 11 | 2 | 06:01-06:30 | 1 | 1
|  | 11 | 2 | 06:31-07:00 | 1 | 1
|  | 11 | 2 | 07:01-07:30 | 1 | 1
|  | 11 | 2 | 07:31-08:00 | 1 | 1
|  | 11 | 2 | 08:01-08:30 | 1 | 1
|  | 11 | 2 | 08:31-09:00 | 1 | 1
|  | 11 | 2 | 09:01-09:30 | 1 | 1
|  | 11 | 2 | 09:31-10:00 | 1 | 1
|  | 11 | 2 | 10:01-10:30 | 1 | 1
|  | 11 | 2 | 10:31-11:00 | 1 | 1
|  | 11 | 2 | 11:01-11:30 | 1 | 1
|  | 11 | 2 | 11:31-12:00 | 1 | 1
|  | 11 | 2 | 12:01-12:30 | 1 | 1
|  | 11 | 2 | 12:31-13:00 | 1 | 1
|  | 11 | 2 | 13:01-13:30 | 1 | 1
|  | 11 | 2 | 13:31-14:00 | 1 | 1
|  | 11 | 2 | 14:01-14:30 | 1 | 1
|  | 11 | 2 | 14:31-15:00 | 1 | 1
|  | 11 | 2 | 15:01-15:30 | 1 | 1
|  | 11 | 2 | 15:31-16:00 | 1 | 1
|  | 11 | 2 | 16:01-16:30 | 1 | 1
|  | 11 | 2 | 16:31-17:00 | 1 | 1
|  | 11 | 2 | 17:01-17:30 | 1 | 1
|  | 11 | 2 | 17:31-18:00 | 1 | 1
|  | 11 | 2 | 18:01-18:30 | 1 | 1
|  | 11 | 2 | 18:31-19:00 | 1 | 1
|  | 11 | 2 | 19:01-19:30 | 1 | 1
|  | 11 | 2 | 19:31-20:00 | 1 | 1
|  | 11 | 2 | 20:01-20:30 | 1 | 1
|  | 11 | 2 | 20:31-21:00 | 1 | 1
|  | 11 | 2 | 21:01-21:30 | 1 | 1
|  | 11 | 2 | 21:31-22:00 | 1 | 1
|  | 11 | 2 | 22:01-22:30 | 1 | 1
|  | 11 | 2 | 22:31-23:00 | 1 | 1
|  | 11 | 2 | 23:01-23:30 | 1 | 1
|  | 11 | 2 | 23:31-00:00 | 1 | 1
|  | 11 | 3 | 00:01-00:30 | 1 | 1
|  | 11 | 3 | 00:31-01:00 | 1 | 1
|  | 11 | 3 | 01:01-01:30 | 1 | 1
|  | 11 | 3 | 01:31-02:00 | 1 | 1
|  | 11 | 3 | 02:01-02:30 | 1 | 1
|  | 11 | 3 | 02:31-03:00 | 1 | 1
|  | 11 | 3 | 03:01-03:30 | 1 | 1
|  | 11 | 3 | 03:31-04:00 | 1 | 1
|  | 11 | 3 | 04:01-04:30 | 1 | 1
|  | 11 | 3 | 04:31-05:00 | 1 | 1
|  | 11 | 3 | 05:01-05:30 | 1 | 1
|  | 11 | 3 | 05:31-06:00 | 1 | 1
|  | 11 | 3 | 06:01-06:30 | 1 | 1
|  | 11 | 3 | 06:31-07:00 | 1 | 1
|  | 11 | 3 | 07:01-07:30 | 1 | 1
|  | 11 | 3 | 07:31-08:00 | 1 | 1
|  | 11 | 3 | 08:01-08:30 | 1 | 1
|  | 11 | 3 | 08:31-09:00 | 1 | 1
|  | 11 | 3 | 09:01-09:30 | 1 | 1
|  | 11 | 3 | 09:31-10:00 | 1 | 1
|  | 11 | 3 | 10:01-10:30 | 1 | 1
|  | 11 | 3 | 10:31-11:00 | 1 | 1
|  | 11 | 3 | 11:01-11:30 | 1 | 1
|  | 11 | 3 | 11:31-12:00 | 1 | 1
|  | 11 | 3 | 12:01-12:30 | 1 | 1
|  | 11 | 3 | 12:31-13:00 | 1 | 1
|  | 11 | 3 | 13:01-13:30 | 1 | 1
|  | 11 | 3 | 13:31-14:00 | 1 | 1
|  | 11 | 3 | 14:01-14:30 | 1 | 1
|  | 11 | 3 | 14:31-15:00 | 1 | 1
|  | 11 | 3 | 15:01-15:30 | 1 | 1
|  | 11 | 3 | 15:31-16:00 | 1 | 1
|  | 11 | 3 | 16:01-16:30 | 1 | 1
|  | 11 | 3 | 16:31-17:00 | 1 | 1
|  | 11 | 3 | 17:01-17:30 | 1 | 1
|  | 11 | 3 | 17:31-18:00 | 1 | 1
|  | 11 | 3 | 18:01-18:30 | 1 | 1
|  | 11 | 3 | 18:31-19:00 | 1 | 1
|  | 11 | 3 | 19:01-19:30 | 1 | 1
|  | 11 | 3 | 19:31-20:00 | 1 | 1
|  | 11 | 3 | 20:01-20:30 | 1 | 1
|  | 11 | 3 | 20:31-21:00 | 1 | 1
|  | 11 | 3 | 21:01-21:30 | 1 | 1
|  | 11 | 3 | 21:31-22:00 | 1 | 1
|  | 11 | 3 | 22:01-22:30 | 1 | 1
|  | 11 | 3 | 22:31-23:00 | 1 | 1
|  | 11 | 3 | 23:01-23:30 | 1 | 1
|  | 11 | 3 | 23:31-00:00 | 1 | 1
|  | 11 | 4 | 00:01-00:30 | 0 | 1
|  | 11 | 4 | 00:31-01:00 | 0 | 1
|  | 11 | 4 | 01:01-01:30 | 0 | 1
|  | 11 | 4 | 01:31-02:00 | 0 | 1
|  | 11 | 4 | 02:01-02:30 | 0 | 1
|  | 11 | 4 | 02:31-03:00 | 0 | 1
|  | 11 | 4 | 03:01-03:30 | 0 | 1
|  | 11 | 4 | 03:31-04:00 | 0 | 1
|  | 11 | 4 | 04:01-04:30 | 0 | 1
|  | 11 | 4 | 04:31-05:00 | 0 | 1
|  | 11 | 4 | 05:01-05:30 | 0 | 1
|  | 11 | 4 | 05:31-06:00 | 0 | 1
|  | 11 | 4 | 06:01-06:30 | 0 | 1
|  | 11 | 4 | 06:31-07:00 | 0 | 1
|  | 11 | 4 | 07:01-07:30 | 0 | 1
|  | 11 | 4 | 07:31-08:00 | 0 | 1
|  | 11 | 4 | 08:01-08:30 | 0 | 1
|  | 11 | 4 | 08:31-09:00 | 0 | 1
|  | 11 | 4 | 09:01-09:30 | 0 | 1
|  | 11 | 4 | 09:31-10:00 | 0 | 1
|  | 11 | 4 | 10:01-10:30 | 0 | 1
|  | 11 | 4 | 10:31-11:00 | 0 | 1
|  | 11 | 4 | 11:01-11:30 | 0 | 1
|  | 11 | 4 | 11:31-12:00 | 0 | 1
|  | 11 | 4 | 12:01-12:30 | 0 | 1
|  | 11 | 4 | 12:31-13:00 | 0 | 1
|  | 11 | 4 | 13:01-13:30 | 0 | 1
|  | 11 | 4 | 13:31-14:00 | 0 | 1
|  | 11 | 4 | 14:01-14:30 | 0 | 1
|  | 11 | 4 | 14:31-15:00 | 0 | 1
|  | 11 | 4 | 15:01-15:30 | 0 | 1
|  | 11 | 4 | 15:31-16:00 | 0 | 1
|  | 11 | 4 | 16:01-16:30 | 0 | 1
|  | 11 | 4 | 16:31-17:00 | 0 | 1
|  | 11 | 4 | 17:01-17:30 | 0 | 1
|  | 11 | 4 | 17:31-18:00 | 0 | 1
|  | 11 | 4 | 18:01-18:30 | 0 | 1
|  | 11 | 4 | 18:31-19:00 | 0 | 1
|  | 11 | 4 | 19:01-19:30 | 0 | 1
|  | 11 | 4 | 19:31-20:00 | 0 | 1
|  | 11 | 4 | 20:01-20:30 | 0 | 1
|  | 11 | 4 | 20:31-21:00 | 0 | 1
|  | 11 | 4 | 21:01-21:30 | 0 | 1
|  | 11 | 4 | 21:31-22:00 | 0 | 1
|  | 11 | 4 | 22:01-22:30 | 0 | 1
|  | 11 | 4 | 22:31-23:00 | 0 | 1
|  | 11 | 4 | 23:01-23:30 | 0 | 1
|  | 11 | 4 | 23:31-00:00 | 0 | 1
|  | 11 | 5 | 00:01-00:30 | 0 | 1
|  | 11 | 5 | 00:31-01:00 | 0 | 1
|  | 11 | 5 | 01:01-01:30 | 0 | 1
|  | 11 | 5 | 01:31-02:00 | 0 | 1
|  | 11 | 5 | 02:01-02:30 | 0 | 1
|  | 11 | 5 | 02:31-03:00 | 0 | 1
|  | 11 | 5 | 03:01-03:30 | 0 | 1
|  | 11 | 5 | 03:31-04:00 | 0 | 1
|  | 11 | 5 | 04:01-04:30 | 0 | 1
|  | 11 | 5 | 04:31-05:00 | 0 | 1
|  | 11 | 5 | 05:01-05:30 | 0 | 1
|  | 11 | 5 | 05:31-06:00 | 0 | 1
|  | 11 | 5 | 06:01-06:30 | 0 | 1
|  | 11 | 5 | 06:31-07:00 | 0 | 1
|  | 11 | 5 | 07:01-07:30 | 0 | 1
|  | 11 | 5 | 07:31-08:00 | 0 | 1
|  | 11 | 5 | 08:01-08:30 | 0 | 1
|  | 11 | 5 | 08:31-09:00 | 0 | 1
|  | 11 | 5 | 09:01-09:30 | 0 | 1
|  | 11 | 5 | 09:31-10:00 | 0 | 1
|  | 11 | 5 | 10:01-10:30 | 0 | 1
|  | 11 | 5 | 10:31-11:00 | 0 | 1
|  | 11 | 5 | 11:01-11:30 | 0 | 1
|  | 11 | 5 | 11:31-12:00 | 0 | 1
|  | 11 | 5 | 12:01-12:30 | 0 | 1
|  | 11 | 5 | 12:31-13:00 | 0 | 1
|  | 11 | 5 | 13:01-13:30 | 0 | 1
|  | 11 | 5 | 13:31-14:00 | 0 | 1
|  | 11 | 5 | 14:01-14:30 | 0 | 1
|  | 11 | 5 | 14:31-15:00 | 0 | 1
|  | 11 | 5 | 15:01-15:30 | 0 | 1
|  | 11 | 5 | 15:31-16:00 | 0 | 1
|  | 11 | 5 | 16:01-16:30 | 0 | 1
|  | 11 | 5 | 16:31-17:00 | 0 | 1
|  | 11 | 5 | 17:01-17:30 | 0 | 1
|  | 11 | 5 | 17:31-18:00 | 0 | 1
|  | 11 | 5 | 18:01-18:30 | 0 | 1
|  | 11 | 5 | 18:31-19:00 | 0 | 1
|  | 11 | 5 | 19:01-19:30 | 0 | 1
|  | 11 | 5 | 19:31-20:00 | 0 | 1
|  | 11 | 5 | 20:01-20:30 | 0 | 1
|  | 11 | 5 | 20:31-21:00 | 0 | 1
|  | 11 | 5 | 21:01-21:30 | 0 | 1
|  | 11 | 5 | 21:31-22:00 | 0 | 1
|  | 11 | 5 | 22:01-22:30 | 0 | 1
|  | 11 | 5 | 22:31-23:00 | 0 | 1
|  | 11 | 5 | 23:01-23:30 | 0 | 1
|  | 11 | 5 | 23:31-00:00 | 0 | 1
|  | 11 | 6 | 00:01-00:30 | 1 | 1
|  | 11 | 6 | 00:31-01:00 | 1 | 1
|  | 11 | 6 | 01:01-01:30 | 1 | 1
|  | 11 | 6 | 01:31-02:00 | 1 | 1
|  | 11 | 6 | 02:01-02:30 | 1 | 1
|  | 11 | 6 | 02:31-03:00 | 1 | 1
|  | 11 | 6 | 03:01-03:30 | 1 | 1
|  | 11 | 6 | 03:31-04:00 | 1 | 1
|  | 11 | 6 | 04:01-04:30 | 1 | 1
|  | 11 | 6 | 04:31-05:00 | 1 | 1
|  | 11 | 6 | 05:01-05:30 | 1 | 1
|  | 11 | 6 | 05:31-06:00 | 1 | 1
|  | 11 | 6 | 06:01-06:30 | 1 | 1
|  | 11 | 6 | 06:31-07:00 | 1 | 1
|  | 11 | 6 | 07:01-07:30 | 1 | 1
|  | 11 | 6 | 07:31-08:00 | 1 | 1
|  | 11 | 6 | 08:01-08:30 | 1 | 1
|  | 11 | 6 | 08:31-09:00 | 1 | 1
|  | 11 | 6 | 09:01-09:30 | 1 | 1
|  | 11 | 6 | 09:31-10:00 | 1 | 1
|  | 11 | 6 | 10:01-10:30 | 1 | 1
|  | 11 | 6 | 10:31-11:00 | 1 | 1
|  | 11 | 6 | 11:01-11:30 | 1 | 1
|  | 11 | 6 | 11:31-12:00 | 1 | 1
|  | 11 | 6 | 12:01-12:30 | 1 | 1
|  | 11 | 6 | 12:31-13:00 | 1 | 1
|  | 11 | 6 | 13:01-13:30 | 1 | 1
|  | 11 | 6 | 13:31-14:00 | 1 | 1
|  | 11 | 6 | 14:01-14:30 | 1 | 1
|  | 11 | 6 | 14:31-15:00 | 1 | 1
|  | 11 | 6 | 15:01-15:30 | 1 | 1
|  | 11 | 6 | 15:31-16:00 | 1 | 1
|  | 11 | 6 | 16:01-16:30 | 1 | 1
|  | 11 | 6 | 16:31-17:00 | 1 | 1
|  | 11 | 6 | 17:01-17:30 | 1 | 1
|  | 11 | 6 | 17:31-18:00 | 1 | 1
|  | 11 | 6 | 18:01-18:30 | 1 | 1
|  | 11 | 6 | 18:31-19:00 | 1 | 1
|  | 11 | 6 | 19:01-19:30 | 1 | 1
|  | 11 | 6 | 19:31-20:00 | 1 | 1
|  | 11 | 6 | 20:01-20:30 | 1 | 1
|  | 11 | 6 | 20:31-21:00 | 1 | 1
|  | 11 | 6 | 21:01-21:30 | 1 | 1
|  | 11 | 6 | 21:31-22:00 | 1 | 1
|  | 11 | 6 | 22:01-22:30 | 1 | 1
|  | 11 | 6 | 22:31-23:00 | 1 | 1
|  | 11 | 6 | 23:01-23:30 | 1 | 1
|  | 11 | 6 | 23:31-00:00 | 1 | 1
|  | 11 | 7 | 00:01-00:30 | 1 | 1
|  | 11 | 7 | 00:31-01:00 | 1 | 1
|  | 11 | 7 | 01:01-01:30 | 1 | 1
|  | 11 | 7 | 01:31-02:00 | 1 | 1
|  | 11 | 7 | 02:01-02:30 | 1 | 1
|  | 11 | 7 | 02:31-03:00 | 1 | 1
|  | 11 | 7 | 03:01-03:30 | 1 | 1
|  | 11 | 7 | 03:31-04:00 | 1 | 1
|  | 11 | 7 | 04:01-04:30 | 1 | 1
|  | 11 | 7 | 04:31-05:00 | 1 | 1
|  | 11 | 7 | 05:01-05:30 | 1 | 1
|  | 11 | 7 | 05:31-06:00 | 1 | 1
|  | 11 | 7 | 06:01-06:30 | 1 | 1
|  | 11 | 7 | 06:31-07:00 | 1 | 1
|  | 11 | 7 | 07:01-07:30 | 1 | 1
|  | 11 | 7 | 07:31-08:00 | 1 | 1
|  | 11 | 7 | 08:01-08:30 | 1 | 1
|  | 11 | 7 | 08:31-09:00 | 1 | 1
|  | 11 | 7 | 09:01-09:30 | 1 | 1
|  | 11 | 7 | 09:31-10:00 | 1 | 1
|  | 11 | 7 | 10:01-10:30 | 1 | 1
|  | 11 | 7 | 10:31-11:00 | 1 | 1
|  | 11 | 7 | 11:01-11:30 | 1 | 1
|  | 11 | 7 | 11:31-12:00 | 1 | 1
|  | 11 | 7 | 12:01-12:30 | 1 | 1
|  | 11 | 7 | 12:31-13:00 | 1 | 1
|  | 11 | 7 | 13:01-13:30 | 1 | 1
|  | 11 | 7 | 13:31-14:00 | 1 | 1
|  | 11 | 7 | 14:01-14:30 | 1 | 1
|  | 11 | 7 | 14:31-15:00 | 1 | 1
|  | 11 | 7 | 15:01-15:30 | 1 | 1
|  | 11 | 7 | 15:31-16:00 | 1 | 1
|  | 11 | 7 | 16:01-16:30 | 1 | 1
|  | 11 | 7 | 16:31-17:00 | 1 | 1
|  | 11 | 7 | 17:01-17:30 | 1 | 1
|  | 11 | 7 | 17:31-18:00 | 1 | 1
|  | 11 | 7 | 18:01-18:30 | 1 | 1
|  | 11 | 7 | 18:31-19:00 | 1 | 1
|  | 11 | 7 | 19:01-19:30 | 1 | 1
|  | 11 | 7 | 19:31-20:00 | 1 | 1
|  | 11 | 7 | 20:01-20:30 | 1 | 1
|  | 11 | 7 | 20:31-21:00 | 1 | 1
|  | 11 | 7 | 21:01-21:30 | 1 | 1
|  | 11 | 7 | 21:31-22:00 | 1 | 1
|  | 11 | 7 | 22:01-22:30 | 1 | 1
|  | 11 | 7 | 22:31-23:00 | 1 | 1
|  | 11 | 7 | 23:01-23:30 | 1 | 1
|  | 11 | 7 | 23:31-00:00 | 1 | 1
|  | 11 | 8 | 00:01-00:30 | 1 | 1
|  | 11 | 8 | 00:31-01:00 | 1 | 1
|  | 11 | 8 | 01:01-01:30 | 1 | 1
|  | 11 | 8 | 01:31-02:00 | 1 | 1
|  | 11 | 8 | 02:01-02:30 | 1 | 1
|  | 11 | 8 | 02:31-03:00 | 1 | 1
|  | 11 | 8 | 03:01-03:30 | 1 | 1
|  | 11 | 8 | 03:31-04:00 | 1 | 1
|  | 11 | 8 | 04:01-04:30 | 1 | 1
|  | 11 | 8 | 04:31-05:00 | 1 | 1
|  | 11 | 8 | 05:01-05:30 | 1 | 1
|  | 11 | 8 | 05:31-06:00 | 1 | 1
|  | 11 | 8 | 06:01-06:30 | 1 | 1
|  | 11 | 8 | 06:31-07:00 | 1 | 1
|  | 11 | 8 | 07:01-07:30 | 1 | 1
|  | 11 | 8 | 07:31-08:00 | 1 | 1
|  | 11 | 8 | 08:01-08:30 | 1 | 1
|  | 11 | 8 | 08:31-09:00 | 1 | 1
|  | 11 | 8 | 09:01-09:30 | 1 | 1
|  | 11 | 8 | 09:31-10:00 | 1 | 1
|  | 11 | 8 | 10:01-10:30 | 1 | 1
|  | 11 | 8 | 10:31-11:00 | 1 | 1
|  | 11 | 8 | 11:01-11:30 | 1 | 1
|  | 11 | 8 | 11:31-12:00 | 1 | 1
|  | 11 | 8 | 12:01-12:30 | 1 | 1
|  | 11 | 8 | 12:31-13:00 | 1 | 1
|  | 11 | 8 | 13:01-13:30 | 1 | 1
|  | 11 | 8 | 13:31-14:00 | 1 | 1
|  | 11 | 8 | 14:01-14:30 | 1 | 1
|  | 11 | 8 | 14:31-15:00 | 1 | 1
|  | 11 | 8 | 15:01-15:30 | 1 | 1
|  | 11 | 8 | 15:31-16:00 | 1 | 1
|  | 11 | 8 | 16:01-16:30 | 1 | 1
|  | 11 | 8 | 16:31-17:00 | 1 | 1
|  | 11 | 8 | 17:01-17:30 | 1 | 1
|  | 11 | 8 | 17:31-18:00 | 1 | 1
|  | 11 | 8 | 18:01-18:30 | 1 | 1
|  | 11 | 8 | 18:31-19:00 | 1 | 1
|  | 11 | 8 | 19:01-19:30 | 1 | 1
|  | 11 | 8 | 19:31-20:00 | 1 | 1
|  | 11 | 8 | 20:01-20:30 | 1 | 1
|  | 11 | 8 | 20:31-21:00 | 1 | 1
|  | 11 | 8 | 21:01-21:30 | 1 | 1
|  | 11 | 8 | 21:31-22:00 | 1 | 1
|  | 11 | 8 | 22:01-22:30 | 1 | 1
|  | 11 | 8 | 22:31-23:00 | 1 | 1
|  | 11 | 8 | 23:01-23:30 | 1 | 1
|  | 11 | 8 | 23:31-00:00 | 1 | 1
|  | 11 | 9 | 00:01-00:30 | 1 | 1
|  | 11 | 9 | 00:31-01:00 | 1 | 1
|  | 11 | 9 | 01:01-01:30 | 1 | 1
|  | 11 | 9 | 01:31-02:00 | 1 | 1
|  | 11 | 9 | 02:01-02:30 | 1 | 1
|  | 11 | 9 | 02:31-03:00 | 1 | 1
|  | 11 | 9 | 03:01-03:30 | 1 | 1
|  | 11 | 9 | 03:31-04:00 | 1 | 1
|  | 11 | 9 | 04:01-04:30 | 1 | 1
|  | 11 | 9 | 04:31-05:00 | 1 | 1
|  | 11 | 9 | 05:01-05:30 | 1 | 1
|  | 11 | 9 | 05:31-06:00 | 1 | 1
|  | 11 | 9 | 06:01-06:30 | 1 | 1
|  | 11 | 9 | 06:31-07:00 | 1 | 1
|  | 11 | 9 | 07:01-07:30 | 1 | 1
|  | 11 | 9 | 07:31-08:00 | 1 | 1
|  | 11 | 9 | 08:01-08:30 | 1 | 1
|  | 11 | 9 | 08:31-09:00 | 1 | 1
|  | 11 | 9 | 09:01-09:30 | 1 | 1
|  | 11 | 9 | 09:31-10:00 | 1 | 1
|  | 11 | 9 | 10:01-10:30 | 1 | 1
|  | 11 | 9 | 10:31-11:00 | 1 | 1
|  | 11 | 9 | 11:01-11:30 | 1 | 1
|  | 11 | 9 | 11:31-12:00 | 1 | 1
|  | 11 | 9 | 12:01-12:30 | 1 | 1
|  | 11 | 9 | 12:31-13:00 | 1 | 1
|  | 11 | 9 | 13:01-13:30 | 1 | 1
|  | 11 | 9 | 13:31-14:00 | 1 | 1
|  | 11 | 9 | 14:01-14:30 | 1 | 1
|  | 11 | 9 | 14:31-15:00 | 1 | 1
|  | 11 | 9 | 15:01-15:30 | 1 | 1
|  | 11 | 9 | 15:31-16:00 | 1 | 1
|  | 11 | 9 | 16:01-16:30 | 1 | 1
|  | 11 | 9 | 16:31-17:00 | 1 | 1
|  | 11 | 9 | 17:01-17:30 | 1 | 1
|  | 11 | 9 | 17:31-18:00 | 1 | 1
|  | 11 | 9 | 18:01-18:30 | 1 | 1
|  | 11 | 9 | 18:31-19:00 | 1 | 1
|  | 11 | 9 | 19:01-19:30 | 1 | 1
|  | 11 | 9 | 19:31-20:00 | 1 | 1
|  | 11 | 9 | 20:01-20:30 | 1 | 1
|  | 11 | 9 | 20:31-21:00 | 1 | 1
|  | 11 | 9 | 21:01-21:30 | 1 | 1
|  | 11 | 9 | 21:31-22:00 | 1 | 1
|  | 11 | 9 | 22:01-22:30 | 1 | 1
|  | 11 | 9 | 22:31-23:00 | 1 | 1
|  | 11 | 9 | 23:01-23:30 | 1 | 1
|  | 11 | 9 | 23:31-00:00 | 1 | 1
|  | 11 | 10 | 00:01-00:30 | 1 | 1
|  | 11 | 10 | 00:31-01:00 | 1 | 1
|  | 11 | 10 | 01:01-01:30 | 1 | 1
|  | 11 | 10 | 01:31-02:00 | 1 | 1
|  | 11 | 10 | 02:01-02:30 | 1 | 1
|  | 11 | 10 | 02:31-03:00 | 1 | 1
|  | 11 | 10 | 03:01-03:30 | 1 | 1
|  | 11 | 10 | 03:31-04:00 | 1 | 1
|  | 11 | 10 | 04:01-04:30 | 1 | 1
|  | 11 | 10 | 04:31-05:00 | 1 | 1
|  | 11 | 10 | 05:01-05:30 | 1 | 1
|  | 11 | 10 | 05:31-06:00 | 1 | 1
|  | 11 | 10 | 06:01-06:30 | 1 | 1
|  | 11 | 10 | 06:31-07:00 | 1 | 1
|  | 11 | 10 | 07:01-07:30 | 1 | 1
|  | 11 | 10 | 07:31-08:00 | 1 | 1
|  | 11 | 10 | 08:01-08:30 | 1 | 1
|  | 11 | 10 | 08:31-09:00 | 1 | 1
|  | 11 | 10 | 09:01-09:30 | 1 | 1
|  | 11 | 10 | 09:31-10:00 | 1 | 1
|  | 11 | 10 | 10:01-10:30 | 1 | 1
|  | 11 | 10 | 10:31-11:00 | 1 | 1
|  | 11 | 10 | 11:01-11:30 | 1 | 1
|  | 11 | 10 | 11:31-12:00 | 1 | 1
|  | 11 | 10 | 12:01-12:30 | 1 | 1
|  | 11 | 10 | 12:31-13:00 | 1 | 1
|  | 11 | 10 | 13:01-13:30 | 1 | 1
|  | 11 | 10 | 13:31-14:00 | 1 | 1
|  | 11 | 10 | 14:01-14:30 | 1 | 1
|  | 11 | 10 | 14:31-15:00 | 1 | 1
|  | 11 | 10 | 15:01-15:30 | 1 | 1
|  | 11 | 10 | 15:31-16:00 | 1 | 1
|  | 11 | 10 | 16:01-16:30 | 1 | 1
|  | 11 | 10 | 16:31-17:00 | 1 | 1
|  | 11 | 10 | 17:01-17:30 | 1 | 1
|  | 11 | 10 | 17:31-18:00 | 1 | 1
|  | 11 | 10 | 18:01-18:30 | 1 | 1
|  | 11 | 10 | 18:31-19:00 | 1 | 1
|  | 11 | 10 | 19:01-19:30 | 1 | 1
|  | 11 | 10 | 19:31-20:00 | 1 | 1
|  | 11 | 10 | 20:01-20:30 | 1 | 1
|  | 11 | 10 | 20:31-21:00 | 1 | 1
|  | 11 | 10 | 21:01-21:30 | 1 | 1
|  | 11 | 10 | 21:31-22:00 | 1 | 1
|  | 11 | 10 | 22:01-22:30 | 1 | 1
|  | 11 | 10 | 22:31-23:00 | 1 | 1
|  | 11 | 10 | 23:01-23:30 | 1 | 1
|  | 11 | 10 | 23:31-00:00 | 1 | 1
|  | 11 | 11 | 00:01-00:30 | 0 | 1
|  | 11 | 11 | 00:31-01:00 | 0 | 1
|  | 11 | 11 | 01:01-01:30 | 0 | 1
|  | 11 | 11 | 01:31-02:00 | 0 | 1
|  | 11 | 11 | 02:01-02:30 | 0 | 1
|  | 11 | 11 | 02:31-03:00 | 0 | 1
|  | 11 | 11 | 03:01-03:30 | 0 | 1
|  | 11 | 11 | 03:31-04:00 | 0 | 1
|  | 11 | 11 | 04:01-04:30 | 0 | 1
|  | 11 | 11 | 04:31-05:00 | 0 | 1
|  | 11 | 11 | 05:01-05:30 | 0 | 1
|  | 11 | 11 | 05:31-06:00 | 0 | 1
|  | 11 | 11 | 06:01-06:30 | 0 | 1
|  | 11 | 11 | 06:31-07:00 | 0 | 1
|  | 11 | 11 | 07:01-07:30 | 0 | 1
|  | 11 | 11 | 07:31-08:00 | 0 | 1
|  | 11 | 11 | 08:01-08:30 | 0 | 1
|  | 11 | 11 | 08:31-09:00 | 0 | 1
|  | 11 | 11 | 09:01-09:30 | 0 | 1
|  | 11 | 11 | 09:31-10:00 | 0 | 1
|  | 11 | 11 | 10:01-10:30 | 0 | 1
|  | 11 | 11 | 10:31-11:00 | 0 | 1
|  | 11 | 11 | 11:01-11:30 | 0 | 1
|  | 11 | 11 | 11:31-12:00 | 0 | 1
|  | 11 | 11 | 12:01-12:30 | 0 | 1
|  | 11 | 11 | 12:31-13:00 | 0 | 1
|  | 11 | 11 | 13:01-13:30 | 0 | 1
|  | 11 | 11 | 13:31-14:00 | 0 | 1
|  | 11 | 11 | 14:01-14:30 | 0 | 1
|  | 11 | 11 | 14:31-15:00 | 0 | 1
|  | 11 | 11 | 15:01-15:30 | 0 | 1
|  | 11 | 11 | 15:31-16:00 | 0 | 1
|  | 11 | 11 | 16:01-16:30 | 0 | 1
|  | 11 | 11 | 16:31-17:00 | 0 | 1
|  | 11 | 11 | 17:01-17:30 | 0 | 1
|  | 11 | 11 | 17:31-18:00 | 0 | 1
|  | 11 | 11 | 18:01-18:30 | 0 | 1
|  | 11 | 11 | 18:31-19:00 | 0 | 1
|  | 11 | 11 | 19:01-19:30 | 0 | 1
|  | 11 | 11 | 19:31-20:00 | 0 | 1
|  | 11 | 11 | 20:01-20:30 | 0 | 1
|  | 11 | 11 | 20:31-21:00 | 0 | 1
|  | 11 | 11 | 21:01-21:30 | 0 | 1
|  | 11 | 11 | 21:31-22:00 | 0 | 1
|  | 11 | 11 | 22:01-22:30 | 0 | 1
|  | 11 | 11 | 22:31-23:00 | 0 | 1
|  | 11 | 11 | 23:01-23:30 | 0 | 1
|  | 11 | 11 | 23:31-00:00 | 0 | 1
|  | 11 | 12 | 00:01-00:30 | 0 | 1
|  | 11 | 12 | 00:31-01:00 | 0 | 1
|  | 11 | 12 | 01:01-01:30 | 0 | 1
|  | 11 | 12 | 01:31-02:00 | 0 | 1
|  | 11 | 12 | 02:01-02:30 | 0 | 1
|  | 11 | 12 | 02:31-03:00 | 0 | 1
|  | 11 | 12 | 03:01-03:30 | 0 | 1
|  | 11 | 12 | 03:31-04:00 | 0 | 1
|  | 11 | 12 | 04:01-04:30 | 0 | 1
|  | 11 | 12 | 04:31-05:00 | 0 | 1
|  | 11 | 12 | 05:01-05:30 | 0 | 1
|  | 11 | 12 | 05:31-06:00 | 0 | 1
|  | 11 | 12 | 06:01-06:30 | 0 | 1
|  | 11 | 12 | 06:31-07:00 | 0 | 1
|  | 11 | 12 | 07:01-07:30 | 0 | 1
|  | 11 | 12 | 07:31-08:00 | 0 | 1
|  | 11 | 12 | 08:01-08:30 | 0 | 1
|  | 11 | 12 | 08:31-09:00 | 0 | 1
|  | 11 | 12 | 09:01-09:30 | 0 | 1
|  | 11 | 12 | 09:31-10:00 | 0 | 1
|  | 11 | 12 | 10:01-10:30 | 0 | 1
|  | 11 | 12 | 10:31-11:00 | 0 | 1
|  | 11 | 12 | 11:01-11:30 | 0 | 1
|  | 11 | 12 | 11:31-12:00 | 0 | 1
|  | 11 | 12 | 12:01-12:30 | 0 | 1
|  | 11 | 12 | 12:31-13:00 | 0 | 1
|  | 11 | 12 | 13:01-13:30 | 0 | 1
|  | 11 | 12 | 13:31-14:00 | 0 | 1
|  | 11 | 12 | 14:01-14:30 | 0 | 1
|  | 11 | 12 | 14:31-15:00 | 0 | 1
|  | 11 | 12 | 15:01-15:30 | 0 | 1
|  | 11 | 12 | 15:31-16:00 | 0 | 1
|  | 11 | 12 | 16:01-16:30 | 0 | 1
|  | 11 | 12 | 16:31-17:00 | 0 | 1
|  | 11 | 12 | 17:01-17:30 | 0 | 1
|  | 11 | 12 | 17:31-18:00 | 0 | 1
|  | 11 | 12 | 18:01-18:30 | 0 | 1
|  | 11 | 12 | 18:31-19:00 | 0 | 1
|  | 11 | 12 | 19:01-19:30 | 0 | 1
|  | 11 | 12 | 19:31-20:00 | 0 | 1
|  | 11 | 12 | 20:01-20:30 | 0 | 1
|  | 11 | 12 | 20:31-21:00 | 0 | 1
|  | 11 | 12 | 21:01-21:30 | 0 | 1
|  | 11 | 12 | 21:31-22:00 | 0 | 1
|  | 11 | 12 | 22:01-22:30 | 0 | 1
|  | 11 | 12 | 22:31-23:00 | 0 | 1
|  | 11 | 12 | 23:01-23:30 | 0 | 1
|  | 11 | 12 | 23:31-00:00 | 0 | 1
|  | 11 | 13 | 00:01-00:30 | 1 | 1
|  | 11 | 13 | 00:31-01:00 | 1 | 1
|  | 11 | 13 | 01:01-01:30 | 1 | 1
|  | 11 | 13 | 01:31-02:00 | 1 | 1
|  | 11 | 13 | 02:01-02:30 | 1 | 1
|  | 11 | 13 | 02:31-03:00 | 1 | 1
|  | 11 | 13 | 03:01-03:30 | 1 | 1
|  | 11 | 13 | 03:31-04:00 | 1 | 1
|  | 11 | 13 | 04:01-04:30 | 1 | 1
|  | 11 | 13 | 04:31-05:00 | 1 | 1
|  | 11 | 13 | 05:01-05:30 | 1 | 1
|  | 11 | 13 | 05:31-06:00 | 1 | 1
|  | 11 | 13 | 06:01-06:30 | 1 | 1
|  | 11 | 13 | 06:31-07:00 | 1 | 1
|  | 11 | 13 | 07:01-07:30 | 1 | 1
|  | 11 | 13 | 07:31-08:00 | 1 | 1
|  | 11 | 13 | 08:01-08:30 | 1 | 1
|  | 11 | 13 | 08:31-09:00 | 1 | 1
|  | 11 | 13 | 09:01-09:30 | 1 | 1
|  | 11 | 13 | 09:31-10:00 | 1 | 1
|  | 11 | 13 | 10:01-10:30 | 1 | 1
|  | 11 | 13 | 10:31-11:00 | 1 | 1
|  | 11 | 13 | 11:01-11:30 | 1 | 1
|  | 11 | 13 | 11:31-12:00 | 1 | 1
|  | 11 | 13 | 12:01-12:30 | 1 | 1
|  | 11 | 13 | 12:31-13:00 | 1 | 1
|  | 11 | 13 | 13:01-13:30 | 1 | 1
|  | 11 | 13 | 13:31-14:00 | 1 | 1
|  | 11 | 13 | 14:01-14:30 | 1 | 1
|  | 11 | 13 | 14:31-15:00 | 1 | 1
|  | 11 | 13 | 15:01-15:30 | 1 | 1
|  | 11 | 13 | 15:31-16:00 | 1 | 1
|  | 11 | 13 | 16:01-16:30 | 1 | 1
|  | 11 | 13 | 16:31-17:00 | 1 | 1
|  | 11 | 13 | 17:01-17:30 | 1 | 1
|  | 11 | 13 | 17:31-18:00 | 1 | 1
|  | 11 | 13 | 18:01-18:30 | 1 | 1
|  | 11 | 13 | 18:31-19:00 | 1 | 1
|  | 11 | 13 | 19:01-19:30 | 1 | 1
|  | 11 | 13 | 19:31-20:00 | 1 | 1
|  | 11 | 13 | 20:01-20:30 | 1 | 1
|  | 11 | 13 | 20:31-21:00 | 1 | 1
|  | 11 | 13 | 21:01-21:30 | 1 | 1
|  | 11 | 13 | 21:31-22:00 | 1 | 1
|  | 11 | 13 | 22:01-22:30 | 1 | 1
|  | 11 | 13 | 22:31-23:00 | 1 | 1
|  | 11 | 13 | 23:01-23:30 | 1 | 1
|  | 11 | 13 | 23:31-00:00 | 1 | 1
|  | 11 | 14 | 00:01-00:30 | 1 | 1
|  | 11 | 14 | 00:31-01:00 | 1 | 1
|  | 11 | 14 | 01:01-01:30 | 1 | 1
|  | 11 | 14 | 01:31-02:00 | 1 | 1
|  | 11 | 14 | 02:01-02:30 | 1 | 1
|  | 11 | 14 | 02:31-03:00 | 1 | 1
|  | 11 | 14 | 03:01-03:30 | 1 | 1
|  | 11 | 14 | 03:31-04:00 | 1 | 1
|  | 11 | 14 | 04:01-04:30 | 1 | 1
|  | 11 | 14 | 04:31-05:00 | 1 | 1
|  | 11 | 14 | 05:01-05:30 | 1 | 1
|  | 11 | 14 | 05:31-06:00 | 1 | 1
|  | 11 | 14 | 06:01-06:30 | 1 | 1
|  | 11 | 14 | 06:31-07:00 | 1 | 1
|  | 11 | 14 | 07:01-07:30 | 1 | 1
|  | 11 | 14 | 07:31-08:00 | 1 | 1
|  | 11 | 14 | 08:01-08:30 | 1 | 1
|  | 11 | 14 | 08:31-09:00 | 1 | 1
|  | 11 | 14 | 09:01-09:30 | 1 | 1
|  | 11 | 14 | 09:31-10:00 | 1 | 1
|  | 11 | 14 | 10:01-10:30 | 1 | 1
|  | 11 | 14 | 10:31-11:00 | 1 | 1
|  | 11 | 14 | 11:01-11:30 | 1 | 1
|  | 11 | 14 | 11:31-12:00 | 1 | 1
|  | 11 | 14 | 12:01-12:30 | 1 | 1
|  | 11 | 14 | 12:31-13:00 | 1 | 1
|  | 11 | 14 | 13:01-13:30 | 1 | 1
|  | 11 | 14 | 13:31-14:00 | 1 | 1
|  | 11 | 14 | 14:01-14:30 | 1 | 1
|  | 11 | 14 | 14:31-15:00 | 1 | 1
|  | 11 | 14 | 15:01-15:30 | 1 | 1
|  | 11 | 14 | 15:31-16:00 | 1 | 1
|  | 11 | 14 | 16:01-16:30 | 1 | 1
|  | 11 | 14 | 16:31-17:00 | 1 | 1
|  | 11 | 14 | 17:01-17:30 | 1 | 1
|  | 11 | 14 | 17:31-18:00 | 1 | 1
|  | 11 | 14 | 18:01-18:30 | 1 | 1
|  | 11 | 14 | 18:31-19:00 | 1 | 1
|  | 11 | 14 | 19:01-19:30 | 1 | 1
|  | 11 | 14 | 19:31-20:00 | 1 | 1
|  | 11 | 14 | 20:01-20:30 | 1 | 1
|  | 11 | 14 | 20:31-21:00 | 1 | 1
|  | 11 | 14 | 21:01-21:30 | 1 | 1
|  | 11 | 14 | 21:31-22:00 | 1 | 1
|  | 11 | 14 | 22:01-22:30 | 1 | 1
|  | 11 | 14 | 22:31-23:00 | 1 | 1
|  | 11 | 14 | 23:01-23:30 | 1 | 1
|  | 11 | 14 | 23:31-00:00 | 1 | 1
|  | 11 | 15 | 00:01-00:30 | 1 | 1
|  | 11 | 15 | 00:31-01:00 | 1 | 1
|  | 11 | 15 | 01:01-01:30 | 1 | 1
|  | 11 | 15 | 01:31-02:00 | 1 | 1
|  | 11 | 15 | 02:01-02:30 | 1 | 1
|  | 11 | 15 | 02:31-03:00 | 1 | 1
|  | 11 | 15 | 03:01-03:30 | 1 | 1
|  | 11 | 15 | 03:31-04:00 | 1 | 1
|  | 11 | 15 | 04:01-04:30 | 1 | 1
|  | 11 | 15 | 04:31-05:00 | 1 | 1
|  | 11 | 15 | 05:01-05:30 | 1 | 1
|  | 11 | 15 | 05:31-06:00 | 1 | 1
|  | 11 | 15 | 06:01-06:30 | 1 | 1
|  | 11 | 15 | 06:31-07:00 | 1 | 1
|  | 11 | 15 | 07:01-07:30 | 1 | 1
|  | 11 | 15 | 07:31-08:00 | 1 | 1
|  | 11 | 15 | 08:01-08:30 | 1 | 1
|  | 11 | 15 | 08:31-09:00 | 1 | 1
|  | 11 | 15 | 09:01-09:30 | 1 | 1
|  | 11 | 15 | 09:31-10:00 | 1 | 1
|  | 11 | 15 | 10:01-10:30 | 1 | 1
|  | 11 | 15 | 10:31-11:00 | 1 | 1
|  | 11 | 15 | 11:01-11:30 | 1 | 1
|  | 11 | 15 | 11:31-12:00 | 1 | 1
|  | 11 | 15 | 12:01-12:30 | 1 | 1
|  | 11 | 15 | 12:31-13:00 | 1 | 1
|  | 11 | 15 | 13:01-13:30 | 1 | 1
|  | 11 | 15 | 13:31-14:00 | 1 | 1
|  | 11 | 15 | 14:01-14:30 | 1 | 1
|  | 11 | 15 | 14:31-15:00 | 1 | 1
|  | 11 | 15 | 15:01-15:30 | 1 | 1
|  | 11 | 15 | 15:31-16:00 | 1 | 1
|  | 11 | 15 | 16:01-16:30 | 1 | 1
|  | 11 | 15 | 16:31-17:00 | 1 | 1
|  | 11 | 15 | 17:01-17:30 | 1 | 1
|  | 11 | 15 | 17:31-18:00 | 1 | 1
|  | 11 | 15 | 18:01-18:30 | 1 | 1
|  | 11 | 15 | 18:31-19:00 | 1 | 1
|  | 11 | 15 | 19:01-19:30 | 1 | 1
|  | 11 | 15 | 19:31-20:00 | 1 | 1
|  | 11 | 15 | 20:01-20:30 | 1 | 1
|  | 11 | 15 | 20:31-21:00 | 1 | 1
|  | 11 | 15 | 21:01-21:30 | 1 | 1
|  | 11 | 15 | 21:31-22:00 | 1 | 1
|  | 11 | 15 | 22:01-22:30 | 1 | 1
|  | 11 | 15 | 22:31-23:00 | 1 | 1
|  | 11 | 15 | 23:01-23:30 | 1 | 1
|  | 11 | 15 | 23:31-00:00 | 1 | 1
|  | 11 | 16 | 00:01-00:30 | 1 | 1
|  | 11 | 16 | 00:31-01:00 | 1 | 1
|  | 11 | 16 | 01:01-01:30 | 1 | 1
|  | 11 | 16 | 01:31-02:00 | 1 | 1
|  | 11 | 16 | 02:01-02:30 | 1 | 1
|  | 11 | 16 | 02:31-03:00 | 1 | 1
|  | 11 | 16 | 03:01-03:30 | 1 | 1
|  | 11 | 16 | 03:31-04:00 | 1 | 1
|  | 11 | 16 | 04:01-04:30 | 1 | 1
|  | 11 | 16 | 04:31-05:00 | 1 | 1
|  | 11 | 16 | 05:01-05:30 | 1 | 1
|  | 11 | 16 | 05:31-06:00 | 1 | 1
|  | 11 | 16 | 06:01-06:30 | 1 | 1
|  | 11 | 16 | 06:31-07:00 | 1 | 1
|  | 11 | 16 | 07:01-07:30 | 1 | 1
|  | 11 | 16 | 07:31-08:00 | 1 | 1
|  | 11 | 16 | 08:01-08:30 | 1 | 1
|  | 11 | 16 | 08:31-09:00 | 1 | 1
|  | 11 | 16 | 09:01-09:30 | 1 | 1
|  | 11 | 16 | 09:31-10:00 | 1 | 1
|  | 11 | 16 | 10:01-10:30 | 1 | 1
|  | 11 | 16 | 10:31-11:00 | 1 | 1
|  | 11 | 16 | 11:01-11:30 | 1 | 1
|  | 11 | 16 | 11:31-12:00 | 1 | 1
|  | 11 | 16 | 12:01-12:30 | 1 | 1
|  | 11 | 16 | 12:31-13:00 | 1 | 1
|  | 11 | 16 | 13:01-13:30 | 1 | 1
|  | 11 | 16 | 13:31-14:00 | 1 | 1
|  | 11 | 16 | 14:01-14:30 | 1 | 1
|  | 11 | 16 | 14:31-15:00 | 1 | 1
|  | 11 | 16 | 15:01-15:30 | 1 | 1
|  | 11 | 16 | 15:31-16:00 | 1 | 1
|  | 11 | 16 | 16:01-16:30 | 1 | 1
|  | 11 | 16 | 16:31-17:00 | 1 | 1
|  | 11 | 16 | 17:01-17:30 | 1 | 1
|  | 11 | 16 | 17:31-18:00 | 1 | 1
|  | 11 | 16 | 18:01-18:30 | 1 | 1
|  | 11 | 16 | 18:31-19:00 | 1 | 1
|  | 11 | 16 | 19:01-19:30 | 1 | 1
|  | 11 | 16 | 19:31-20:00 | 1 | 1
|  | 11 | 16 | 20:01-20:30 | 1 | 1
|  | 11 | 16 | 20:31-21:00 | 1 | 1
|  | 11 | 16 | 21:01-21:30 | 1 | 1
|  | 11 | 16 | 21:31-22:00 | 1 | 1
|  | 11 | 16 | 22:01-22:30 | 1 | 1
|  | 11 | 16 | 22:31-23:00 | 1 | 1
|  | 11 | 16 | 23:01-23:30 | 1 | 1
|  | 11 | 16 | 23:31-00:00 | 1 | 1
|  | 11 | 17 | 00:01-00:30 | 1 | 1
|  | 11 | 17 | 00:31-01:00 | 1 | 1
|  | 11 | 17 | 01:01-01:30 | 1 | 1
|  | 11 | 17 | 01:31-02:00 | 1 | 1
|  | 11 | 17 | 02:01-02:30 | 1 | 1
|  | 11 | 17 | 02:31-03:00 | 1 | 1
|  | 11 | 17 | 03:01-03:30 | 1 | 1
|  | 11 | 17 | 03:31-04:00 | 1 | 1
|  | 11 | 17 | 04:01-04:30 | 1 | 1
|  | 11 | 17 | 04:31-05:00 | 1 | 1
|  | 11 | 17 | 05:01-05:30 | 1 | 1
|  | 11 | 17 | 05:31-06:00 | 1 | 1
|  | 11 | 17 | 06:01-06:30 | 1 | 1
|  | 11 | 17 | 06:31-07:00 | 1 | 1
|  | 11 | 17 | 07:01-07:30 | 1 | 1
|  | 11 | 17 | 07:31-08:00 | 1 | 1
|  | 11 | 17 | 08:01-08:30 | 1 | 1
|  | 11 | 17 | 08:31-09:00 | 1 | 1
|  | 11 | 17 | 09:01-09:30 | 1 | 1
|  | 11 | 17 | 09:31-10:00 | 1 | 1
|  | 11 | 17 | 10:01-10:30 | 1 | 1
|  | 11 | 17 | 10:31-11:00 | 1 | 1
|  | 11 | 17 | 11:01-11:30 | 1 | 1
|  | 11 | 17 | 11:31-12:00 | 1 | 1
|  | 11 | 17 | 12:01-12:30 | 1 | 1
|  | 11 | 17 | 12:31-13:00 | 1 | 1
|  | 11 | 17 | 13:01-13:30 | 1 | 1
|  | 11 | 17 | 13:31-14:00 | 1 | 1
|  | 11 | 17 | 14:01-14:30 | 1 | 1
|  | 11 | 17 | 14:31-15:00 | 1 | 1
|  | 11 | 17 | 15:01-15:30 | 1 | 1
|  | 11 | 17 | 15:31-16:00 | 1 | 1
|  | 11 | 17 | 16:01-16:30 | 1 | 1
|  | 11 | 17 | 16:31-17:00 | 1 | 1
|  | 11 | 17 | 17:01-17:30 | 1 | 1
|  | 11 | 17 | 17:31-18:00 | 1 | 1
|  | 11 | 17 | 18:01-18:30 | 1 | 1
|  | 11 | 17 | 18:31-19:00 | 1 | 1
|  | 11 | 17 | 19:01-19:30 | 1 | 1
|  | 11 | 17 | 19:31-20:00 | 1 | 1
|  | 11 | 17 | 20:01-20:30 | 1 | 1
|  | 11 | 17 | 20:31-21:00 | 1 | 1
|  | 11 | 17 | 21:01-21:30 | 1 | 1
|  | 11 | 17 | 21:31-22:00 | 1 | 1
|  | 11 | 17 | 22:01-22:30 | 1 | 1
|  | 11 | 17 | 22:31-23:00 | 1 | 1
|  | 11 | 17 | 23:01-23:30 | 1 | 1
|  | 11 | 17 | 23:31-00:00 | 1 | 1
|  | 11 | 18 | 00:01-00:30 | 0 | 1
|  | 11 | 18 | 00:31-01:00 | 0 | 1
|  | 11 | 18 | 01:01-01:30 | 0 | 1
|  | 11 | 18 | 01:31-02:00 | 0 | 1
|  | 11 | 18 | 02:01-02:30 | 0 | 1
|  | 11 | 18 | 02:31-03:00 | 0 | 1
|  | 11 | 18 | 03:01-03:30 | 0 | 1
|  | 11 | 18 | 03:31-04:00 | 0 | 1
|  | 11 | 18 | 04:01-04:30 | 0 | 1
|  | 11 | 18 | 04:31-05:00 | 0 | 1
|  | 11 | 18 | 05:01-05:30 | 0 | 1
|  | 11 | 18 | 05:31-06:00 | 0 | 1
|  | 11 | 18 | 06:01-06:30 | 0 | 1
|  | 11 | 18 | 06:31-07:00 | 0 | 1
|  | 11 | 18 | 07:01-07:30 | 0 | 1
|  | 11 | 18 | 07:31-08:00 | 0 | 1
|  | 11 | 18 | 08:01-08:30 | 0 | 1
|  | 11 | 18 | 08:31-09:00 | 0 | 1
|  | 11 | 18 | 09:01-09:30 | 0 | 1
|  | 11 | 18 | 09:31-10:00 | 0 | 1
|  | 11 | 18 | 10:01-10:30 | 0 | 1
|  | 11 | 18 | 10:31-11:00 | 0 | 1
|  | 11 | 18 | 11:01-11:30 | 0 | 1
|  | 11 | 18 | 11:31-12:00 | 0 | 1
|  | 11 | 18 | 12:01-12:30 | 0 | 1
|  | 11 | 18 | 12:31-13:00 | 0 | 1
|  | 11 | 18 | 13:01-13:30 | 0 | 1
|  | 11 | 18 | 13:31-14:00 | 0 | 1
|  | 11 | 18 | 14:01-14:30 | 0 | 1
|  | 11 | 18 | 14:31-15:00 | 0 | 1
|  | 11 | 18 | 15:01-15:30 | 0 | 1
|  | 11 | 18 | 15:31-16:00 | 0 | 1
|  | 11 | 18 | 16:01-16:30 | 0 | 1
|  | 11 | 18 | 16:31-17:00 | 0 | 1
|  | 11 | 18 | 17:01-17:30 | 0 | 1
|  | 11 | 18 | 17:31-18:00 | 0 | 1
|  | 11 | 18 | 18:01-18:30 | 0 | 1
|  | 11 | 18 | 18:31-19:00 | 0 | 1
|  | 11 | 18 | 19:01-19:30 | 0 | 1
|  | 11 | 18 | 19:31-20:00 | 0 | 1
|  | 11 | 18 | 20:01-20:30 | 0 | 1
|  | 11 | 18 | 20:31-21:00 | 0 | 1
|  | 11 | 18 | 21:01-21:30 | 0 | 1
|  | 11 | 18 | 21:31-22:00 | 0 | 1
|  | 11 | 18 | 22:01-22:30 | 0 | 1
|  | 11 | 18 | 22:31-23:00 | 0 | 1
|  | 11 | 18 | 23:01-23:30 | 0 | 1
|  | 11 | 18 | 23:31-00:00 | 0 | 1
|  | 11 | 19 | 00:01-00:30 | 0 | 1
|  | 11 | 19 | 00:31-01:00 | 0 | 1
|  | 11 | 19 | 01:01-01:30 | 0 | 1
|  | 11 | 19 | 01:31-02:00 | 0 | 1
|  | 11 | 19 | 02:01-02:30 | 0 | 1
|  | 11 | 19 | 02:31-03:00 | 0 | 1
|  | 11 | 19 | 03:01-03:30 | 0 | 1
|  | 11 | 19 | 03:31-04:00 | 0 | 1
|  | 11 | 19 | 04:01-04:30 | 0 | 1
|  | 11 | 19 | 04:31-05:00 | 0 | 1
|  | 11 | 19 | 05:01-05:30 | 0 | 1
|  | 11 | 19 | 05:31-06:00 | 0 | 1
|  | 11 | 19 | 06:01-06:30 | 0 | 1
|  | 11 | 19 | 06:31-07:00 | 0 | 1
|  | 11 | 19 | 07:01-07:30 | 0 | 1
|  | 11 | 19 | 07:31-08:00 | 0 | 1
|  | 11 | 19 | 08:01-08:30 | 0 | 1
|  | 11 | 19 | 08:31-09:00 | 0 | 1
|  | 11 | 19 | 09:01-09:30 | 0 | 1
|  | 11 | 19 | 09:31-10:00 | 0 | 1
|  | 11 | 19 | 10:01-10:30 | 0 | 1
|  | 11 | 19 | 10:31-11:00 | 0 | 1
|  | 11 | 19 | 11:01-11:30 | 0 | 1
|  | 11 | 19 | 11:31-12:00 | 0 | 1
|  | 11 | 19 | 12:01-12:30 | 0 | 1
|  | 11 | 19 | 12:31-13:00 | 0 | 1
|  | 11 | 19 | 13:01-13:30 | 0 | 1
|  | 11 | 19 | 13:31-14:00 | 0 | 1
|  | 11 | 19 | 14:01-14:30 | 0 | 1
|  | 11 | 19 | 14:31-15:00 | 0 | 1
|  | 11 | 19 | 15:01-15:30 | 0 | 1
|  | 11 | 19 | 15:31-16:00 | 0 | 1
|  | 11 | 19 | 16:01-16:30 | 0 | 1
|  | 11 | 19 | 16:31-17:00 | 0 | 1
|  | 11 | 19 | 17:01-17:30 | 0 | 1
|  | 11 | 19 | 17:31-18:00 | 0 | 1
|  | 11 | 19 | 18:01-18:30 | 0 | 1
|  | 11 | 19 | 18:31-19:00 | 0 | 1
|  | 11 | 19 | 19:01-19:30 | 0 | 1
|  | 11 | 19 | 19:31-20:00 | 0 | 1
|  | 11 | 19 | 20:01-20:30 | 0 | 1
|  | 11 | 19 | 20:31-21:00 | 0 | 1
|  | 11 | 19 | 21:01-21:30 | 0 | 1
|  | 11 | 19 | 21:31-22:00 | 0 | 1
|  | 11 | 19 | 22:01-22:30 | 0 | 1
|  | 11 | 19 | 22:31-23:00 | 0 | 1
|  | 11 | 19 | 23:01-23:30 | 0 | 1
|  | 11 | 19 | 23:31-00:00 | 0 | 1
|  | 11 | 20 | 00:01-00:30 | 1 | 1
|  | 11 | 20 | 00:31-01:00 | 1 | 1
|  | 11 | 20 | 01:01-01:30 | 1 | 1
|  | 11 | 20 | 01:31-02:00 | 1 | 1
|  | 11 | 20 | 02:01-02:30 | 1 | 1
|  | 11 | 20 | 02:31-03:00 | 1 | 1
|  | 11 | 20 | 03:01-03:30 | 1 | 1
|  | 11 | 20 | 03:31-04:00 | 1 | 1
|  | 11 | 20 | 04:01-04:30 | 1 | 1
|  | 11 | 20 | 04:31-05:00 | 1 | 1
|  | 11 | 20 | 05:01-05:30 | 1 | 1
|  | 11 | 20 | 05:31-06:00 | 1 | 1
|  | 11 | 20 | 06:01-06:30 | 1 | 1
|  | 11 | 20 | 06:31-07:00 | 1 | 1
|  | 11 | 20 | 07:01-07:30 | 1 | 1
|  | 11 | 20 | 07:31-08:00 | 1 | 1
|  | 11 | 20 | 08:01-08:30 | 1 | 1
|  | 11 | 20 | 08:31-09:00 | 1 | 1
|  | 11 | 20 | 09:01-09:30 | 1 | 1
|  | 11 | 20 | 09:31-10:00 | 1 | 1
|  | 11 | 20 | 10:01-10:30 | 1 | 1
|  | 11 | 20 | 10:31-11:00 | 1 | 1
|  | 11 | 20 | 11:01-11:30 | 1 | 1
|  | 11 | 20 | 11:31-12:00 | 1 | 1
|  | 11 | 20 | 12:01-12:30 | 1 | 1
|  | 11 | 20 | 12:31-13:00 | 1 | 1
|  | 11 | 20 | 13:01-13:30 | 1 | 1
|  | 11 | 20 | 13:31-14:00 | 1 | 1
|  | 11 | 20 | 14:01-14:30 | 1 | 1
|  | 11 | 20 | 14:31-15:00 | 1 | 1
|  | 11 | 20 | 15:01-15:30 | 1 | 1
|  | 11 | 20 | 15:31-16:00 | 1 | 1
|  | 11 | 20 | 16:01-16:30 | 1 | 1
|  | 11 | 20 | 16:31-17:00 | 1 | 1
|  | 11 | 20 | 17:01-17:30 | 1 | 1
|  | 11 | 20 | 17:31-18:00 | 1 | 1
|  | 11 | 20 | 18:01-18:30 | 1 | 1
|  | 11 | 20 | 18:31-19:00 | 1 | 1
|  | 11 | 20 | 19:01-19:30 | 1 | 1
|  | 11 | 20 | 19:31-20:00 | 1 | 1
|  | 11 | 20 | 20:01-20:30 | 1 | 1
|  | 11 | 20 | 20:31-21:00 | 1 | 1
|  | 11 | 20 | 21:01-21:30 | 1 | 1
|  | 11 | 20 | 21:31-22:00 | 1 | 1
|  | 11 | 20 | 22:01-22:30 | 1 | 1
|  | 11 | 20 | 22:31-23:00 | 1 | 1
|  | 11 | 20 | 23:01-23:30 | 1 | 1
|  | 11 | 20 | 23:31-00:00 | 1 | 1
|  | 11 | 21 | 00:01-00:30 | 1 | 1
|  | 11 | 21 | 00:31-01:00 | 1 | 1
|  | 11 | 21 | 01:01-01:30 | 1 | 1
|  | 11 | 21 | 01:31-02:00 | 1 | 1
|  | 11 | 21 | 02:01-02:30 | 1 | 1
|  | 11 | 21 | 02:31-03:00 | 1 | 1
|  | 11 | 21 | 03:01-03:30 | 1 | 1
|  | 11 | 21 | 03:31-04:00 | 1 | 1
|  | 11 | 21 | 04:01-04:30 | 1 | 1
|  | 11 | 21 | 04:31-05:00 | 1 | 1
|  | 11 | 21 | 05:01-05:30 | 1 | 1
|  | 11 | 21 | 05:31-06:00 | 1 | 1
|  | 11 | 21 | 06:01-06:30 | 1 | 1
|  | 11 | 21 | 06:31-07:00 | 1 | 1
|  | 11 | 21 | 07:01-07:30 | 1 | 1
|  | 11 | 21 | 07:31-08:00 | 1 | 1
|  | 11 | 21 | 08:01-08:30 | 1 | 1
|  | 11 | 21 | 08:31-09:00 | 1 | 1
|  | 11 | 21 | 09:01-09:30 | 1 | 1
|  | 11 | 21 | 09:31-10:00 | 1 | 1
|  | 11 | 21 | 10:01-10:30 | 1 | 1
|  | 11 | 21 | 10:31-11:00 | 1 | 1
|  | 11 | 21 | 11:01-11:30 | 1 | 1
|  | 11 | 21 | 11:31-12:00 | 1 | 1
|  | 11 | 21 | 12:01-12:30 | 1 | 1
|  | 11 | 21 | 12:31-13:00 | 1 | 1
|  | 11 | 21 | 13:01-13:30 | 1 | 1
|  | 11 | 21 | 13:31-14:00 | 1 | 1
|  | 11 | 21 | 14:01-14:30 | 1 | 1
|  | 11 | 21 | 14:31-15:00 | 1 | 1
|  | 11 | 21 | 15:01-15:30 | 1 | 1
|  | 11 | 21 | 15:31-16:00 | 1 | 1
|  | 11 | 21 | 16:01-16:30 | 1 | 1
|  | 11 | 21 | 16:31-17:00 | 1 | 1
|  | 11 | 21 | 17:01-17:30 | 1 | 1
|  | 11 | 21 | 17:31-18:00 | 1 | 1
|  | 11 | 21 | 18:01-18:30 | 1 | 1
|  | 11 | 21 | 18:31-19:00 | 1 | 1
|  | 11 | 21 | 19:01-19:30 | 1 | 1
|  | 11 | 21 | 19:31-20:00 | 1 | 1
|  | 11 | 21 | 20:01-20:30 | 1 | 1
|  | 11 | 21 | 20:31-21:00 | 1 | 1
|  | 11 | 21 | 21:01-21:30 | 1 | 1
|  | 11 | 21 | 21:31-22:00 | 1 | 1
|  | 11 | 21 | 22:01-22:30 | 1 | 1
|  | 11 | 21 | 22:31-23:00 | 1 | 1
|  | 11 | 21 | 23:01-23:30 | 1 | 1
|  | 11 | 21 | 23:31-00:00 | 1 | 1
|  | 11 | 22 | 00:01-00:30 | 1 | 1
|  | 11 | 22 | 00:31-01:00 | 1 | 1
|  | 11 | 22 | 01:01-01:30 | 1 | 1
|  | 11 | 22 | 01:31-02:00 | 1 | 1
|  | 11 | 22 | 02:01-02:30 | 1 | 1
|  | 11 | 22 | 02:31-03:00 | 1 | 1
|  | 11 | 22 | 03:01-03:30 | 1 | 1
|  | 11 | 22 | 03:31-04:00 | 1 | 1
|  | 11 | 22 | 04:01-04:30 | 1 | 1
|  | 11 | 22 | 04:31-05:00 | 1 | 1
|  | 11 | 22 | 05:01-05:30 | 1 | 1
|  | 11 | 22 | 05:31-06:00 | 1 | 1
|  | 11 | 22 | 06:01-06:30 | 1 | 1
|  | 11 | 22 | 06:31-07:00 | 1 | 1
|  | 11 | 22 | 07:01-07:30 | 1 | 1
|  | 11 | 22 | 07:31-08:00 | 1 | 1
|  | 11 | 22 | 08:01-08:30 | 1 | 1
|  | 11 | 22 | 08:31-09:00 | 1 | 1
|  | 11 | 22 | 09:01-09:30 | 1 | 1
|  | 11 | 22 | 09:31-10:00 | 1 | 1
|  | 11 | 22 | 10:01-10:30 | 1 | 1
|  | 11 | 22 | 10:31-11:00 | 1 | 1
|  | 11 | 22 | 11:01-11:30 | 1 | 1
|  | 11 | 22 | 11:31-12:00 | 1 | 1
|  | 11 | 22 | 12:01-12:30 | 1 | 1
|  | 11 | 22 | 12:31-13:00 | 1 | 1
|  | 11 | 22 | 13:01-13:30 | 1 | 1
|  | 11 | 22 | 13:31-14:00 | 1 | 1
|  | 11 | 22 | 14:01-14:30 | 1 | 1
|  | 11 | 22 | 14:31-15:00 | 1 | 1
|  | 11 | 22 | 15:01-15:30 | 1 | 1
|  | 11 | 22 | 15:31-16:00 | 1 | 1
|  | 11 | 22 | 16:01-16:30 | 1 | 1
|  | 11 | 22 | 16:31-17:00 | 1 | 1
|  | 11 | 22 | 17:01-17:30 | 1 | 1
|  | 11 | 22 | 17:31-18:00 | 1 | 1
|  | 11 | 22 | 18:01-18:30 | 1 | 1
|  | 11 | 22 | 18:31-19:00 | 1 | 1
|  | 11 | 22 | 19:01-19:30 | 1 | 1
|  | 11 | 22 | 19:31-20:00 | 1 | 1
|  | 11 | 22 | 20:01-20:30 | 1 | 1
|  | 11 | 22 | 20:31-21:00 | 1 | 1
|  | 11 | 22 | 21:01-21:30 | 1 | 1
|  | 11 | 22 | 21:31-22:00 | 1 | 1
|  | 11 | 22 | 22:01-22:30 | 1 | 1
|  | 11 | 22 | 22:31-23:00 | 1 | 1
|  | 11 | 22 | 23:01-23:30 | 1 | 1
|  | 11 | 22 | 23:31-00:00 | 1 | 1
|  | 11 | 23 | 00:01-00:30 | 1 | 1
|  | 11 | 23 | 00:31-01:00 | 1 | 1
|  | 11 | 23 | 01:01-01:30 | 1 | 1
|  | 11 | 23 | 01:31-02:00 | 1 | 1
|  | 11 | 23 | 02:01-02:30 | 1 | 1
|  | 11 | 23 | 02:31-03:00 | 1 | 1
|  | 11 | 23 | 03:01-03:30 | 1 | 1
|  | 11 | 23 | 03:31-04:00 | 1 | 1
|  | 11 | 23 | 04:01-04:30 | 1 | 1
|  | 11 | 23 | 04:31-05:00 | 1 | 1
|  | 11 | 23 | 05:01-05:30 | 1 | 1
|  | 11 | 23 | 05:31-06:00 | 1 | 1
|  | 11 | 23 | 06:01-06:30 | 1 | 1
|  | 11 | 23 | 06:31-07:00 | 1 | 1
|  | 11 | 23 | 07:01-07:30 | 1 | 1
|  | 11 | 23 | 07:31-08:00 | 1 | 1
|  | 11 | 23 | 08:01-08:30 | 1 | 1
|  | 11 | 23 | 08:31-09:00 | 1 | 1
|  | 11 | 23 | 09:01-09:30 | 1 | 1
|  | 11 | 23 | 09:31-10:00 | 1 | 1
|  | 11 | 23 | 10:01-10:30 | 1 | 1
|  | 11 | 23 | 10:31-11:00 | 1 | 1
|  | 11 | 23 | 11:01-11:30 | 1 | 1
|  | 11 | 23 | 11:31-12:00 | 1 | 1
|  | 11 | 23 | 12:01-12:30 | 1 | 1
|  | 11 | 23 | 12:31-13:00 | 1 | 1
|  | 11 | 23 | 13:01-13:30 | 1 | 1
|  | 11 | 23 | 13:31-14:00 | 1 | 1
|  | 11 | 23 | 14:01-14:30 | 1 | 1
|  | 11 | 23 | 14:31-15:00 | 1 | 1
|  | 11 | 23 | 15:01-15:30 | 1 | 1
|  | 11 | 23 | 15:31-16:00 | 1 | 1
|  | 11 | 23 | 16:01-16:30 | 1 | 1
|  | 11 | 23 | 16:31-17:00 | 1 | 1
|  | 11 | 23 | 17:01-17:30 | 1 | 1
|  | 11 | 23 | 17:31-18:00 | 1 | 1
|  | 11 | 23 | 18:01-18:30 | 1 | 1
|  | 11 | 23 | 18:31-19:00 | 1 | 1
|  | 11 | 23 | 19:01-19:30 | 1 | 1
|  | 11 | 23 | 19:31-20:00 | 1 | 1
|  | 11 | 23 | 20:01-20:30 | 1 | 1
|  | 11 | 23 | 20:31-21:00 | 1 | 1
|  | 11 | 23 | 21:01-21:30 | 1 | 1
|  | 11 | 23 | 21:31-22:00 | 1 | 1
|  | 11 | 23 | 22:01-22:30 | 1 | 1
|  | 11 | 23 | 22:31-23:00 | 1 | 1
|  | 11 | 23 | 23:01-23:30 | 1 | 1
|  | 11 | 23 | 23:31-00:00 | 1 | 1
|  | 11 | 24 | 00:01-00:30 | 1 | 1
|  | 11 | 24 | 00:31-01:00 | 1 | 1
|  | 11 | 24 | 01:01-01:30 | 1 | 1
|  | 11 | 24 | 01:31-02:00 | 1 | 1
|  | 11 | 24 | 02:01-02:30 | 1 | 1
|  | 11 | 24 | 02:31-03:00 | 1 | 1
|  | 11 | 24 | 03:01-03:30 | 1 | 1
|  | 11 | 24 | 03:31-04:00 | 1 | 1
|  | 11 | 24 | 04:01-04:30 | 1 | 1
|  | 11 | 24 | 04:31-05:00 | 1 | 1
|  | 11 | 24 | 05:01-05:30 | 1 | 1
|  | 11 | 24 | 05:31-06:00 | 1 | 1
|  | 11 | 24 | 06:01-06:30 | 1 | 1
|  | 11 | 24 | 06:31-07:00 | 1 | 1
|  | 11 | 24 | 07:01-07:30 | 1 | 1
|  | 11 | 24 | 07:31-08:00 | 1 | 1
|  | 11 | 24 | 08:01-08:30 | 1 | 1
|  | 11 | 24 | 08:31-09:00 | 1 | 1
|  | 11 | 24 | 09:01-09:30 | 1 | 1
|  | 11 | 24 | 09:31-10:00 | 1 | 1
|  | 11 | 24 | 10:01-10:30 | 1 | 1
|  | 11 | 24 | 10:31-11:00 | 1 | 1
|  | 11 | 24 | 11:01-11:30 | 1 | 1
|  | 11 | 24 | 11:31-12:00 | 1 | 1
|  | 11 | 24 | 12:01-12:30 | 1 | 1
|  | 11 | 24 | 12:31-13:00 | 1 | 1
|  | 11 | 24 | 13:01-13:30 | 1 | 1
|  | 11 | 24 | 13:31-14:00 | 1 | 1
|  | 11 | 24 | 14:01-14:30 | 1 | 1
|  | 11 | 24 | 14:31-15:00 | 1 | 1
|  | 11 | 24 | 15:01-15:30 | 1 | 1
|  | 11 | 24 | 15:31-16:00 | 1 | 1
|  | 11 | 24 | 16:01-16:30 | 1 | 1
|  | 11 | 24 | 16:31-17:00 | 1 | 1
|  | 11 | 24 | 17:01-17:30 | 1 | 1
|  | 11 | 24 | 17:31-18:00 | 1 | 1
|  | 11 | 24 | 18:01-18:30 | 1 | 1
|  | 11 | 24 | 18:31-19:00 | 1 | 1
|  | 11 | 24 | 19:01-19:30 | 1 | 1
|  | 11 | 24 | 19:31-20:00 | 1 | 1
|  | 11 | 24 | 20:01-20:30 | 1 | 1
|  | 11 | 24 | 20:31-21:00 | 1 | 1
|  | 11 | 24 | 21:01-21:30 | 1 | 1
|  | 11 | 24 | 21:31-22:00 | 1 | 1
|  | 11 | 24 | 22:01-22:30 | 1 | 1
|  | 11 | 24 | 22:31-23:00 | 1 | 1
|  | 11 | 24 | 23:01-23:30 | 1 | 1
|  | 11 | 24 | 23:31-00:00 | 1 | 1
|  | 11 | 25 | 00:01-00:30 | 0 | 1
|  | 11 | 25 | 00:31-01:00 | 0 | 1
|  | 11 | 25 | 01:01-01:30 | 0 | 1
|  | 11 | 25 | 01:31-02:00 | 0 | 1
|  | 11 | 25 | 02:01-02:30 | 0 | 1
|  | 11 | 25 | 02:31-03:00 | 0 | 1
|  | 11 | 25 | 03:01-03:30 | 0 | 1
|  | 11 | 25 | 03:31-04:00 | 0 | 1
|  | 11 | 25 | 04:01-04:30 | 0 | 1
|  | 11 | 25 | 04:31-05:00 | 0 | 1
|  | 11 | 25 | 05:01-05:30 | 0 | 1
|  | 11 | 25 | 05:31-06:00 | 0 | 1
|  | 11 | 25 | 06:01-06:30 | 0 | 1
|  | 11 | 25 | 06:31-07:00 | 0 | 1
|  | 11 | 25 | 07:01-07:30 | 0 | 1
|  | 11 | 25 | 07:31-08:00 | 0 | 1
|  | 11 | 25 | 08:01-08:30 | 0 | 1
|  | 11 | 25 | 08:31-09:00 | 0 | 1
|  | 11 | 25 | 09:01-09:30 | 0 | 1
|  | 11 | 25 | 09:31-10:00 | 0 | 1
|  | 11 | 25 | 10:01-10:30 | 0 | 1
|  | 11 | 25 | 10:31-11:00 | 0 | 1
|  | 11 | 25 | 11:01-11:30 | 0 | 1
|  | 11 | 25 | 11:31-12:00 | 0 | 1
|  | 11 | 25 | 12:01-12:30 | 0 | 1
|  | 11 | 25 | 12:31-13:00 | 0 | 1
|  | 11 | 25 | 13:01-13:30 | 0 | 1
|  | 11 | 25 | 13:31-14:00 | 0 | 1
|  | 11 | 25 | 14:01-14:30 | 0 | 1
|  | 11 | 25 | 14:31-15:00 | 0 | 1
|  | 11 | 25 | 15:01-15:30 | 0 | 1
|  | 11 | 25 | 15:31-16:00 | 0 | 1
|  | 11 | 25 | 16:01-16:30 | 0 | 1
|  | 11 | 25 | 16:31-17:00 | 0 | 1
|  | 11 | 25 | 17:01-17:30 | 0 | 1
|  | 11 | 25 | 17:31-18:00 | 0 | 1
|  | 11 | 25 | 18:01-18:30 | 0 | 1
|  | 11 | 25 | 18:31-19:00 | 0 | 1
|  | 11 | 25 | 19:01-19:30 | 0 | 1
|  | 11 | 25 | 19:31-20:00 | 0 | 1
|  | 11 | 25 | 20:01-20:30 | 0 | 1
|  | 11 | 25 | 20:31-21:00 | 0 | 1
|  | 11 | 25 | 21:01-21:30 | 0 | 1
|  | 11 | 25 | 21:31-22:00 | 0 | 1
|  | 11 | 25 | 22:01-22:30 | 0 | 1
|  | 11 | 25 | 22:31-23:00 | 0 | 1
|  | 11 | 25 | 23:01-23:30 | 0 | 1
|  | 11 | 25 | 23:31-00:00 | 0 | 1
|  | 11 | 26 | 00:01-00:30 | 0 | 1
|  | 11 | 26 | 00:31-01:00 | 0 | 1
|  | 11 | 26 | 01:01-01:30 | 0 | 1
|  | 11 | 26 | 01:31-02:00 | 0 | 1
|  | 11 | 26 | 02:01-02:30 | 0 | 1
|  | 11 | 26 | 02:31-03:00 | 0 | 1
|  | 11 | 26 | 03:01-03:30 | 0 | 1
|  | 11 | 26 | 03:31-04:00 | 0 | 1
|  | 11 | 26 | 04:01-04:30 | 0 | 1
|  | 11 | 26 | 04:31-05:00 | 0 | 1
|  | 11 | 26 | 05:01-05:30 | 0 | 1
|  | 11 | 26 | 05:31-06:00 | 0 | 1
|  | 11 | 26 | 06:01-06:30 | 0 | 1
|  | 11 | 26 | 06:31-07:00 | 0 | 1
|  | 11 | 26 | 07:01-07:30 | 0 | 1
|  | 11 | 26 | 07:31-08:00 | 0 | 1
|  | 11 | 26 | 08:01-08:30 | 0 | 1
|  | 11 | 26 | 08:31-09:00 | 0 | 1
|  | 11 | 26 | 09:01-09:30 | 0 | 1
|  | 11 | 26 | 09:31-10:00 | 0 | 1
|  | 11 | 26 | 10:01-10:30 | 0 | 1
|  | 11 | 26 | 10:31-11:00 | 0 | 1
|  | 11 | 26 | 11:01-11:30 | 0 | 1
|  | 11 | 26 | 11:31-12:00 | 0 | 1
|  | 11 | 26 | 12:01-12:30 | 0 | 1
|  | 11 | 26 | 12:31-13:00 | 0 | 1
|  | 11 | 26 | 13:01-13:30 | 0 | 1
|  | 11 | 26 | 13:31-14:00 | 0 | 1
|  | 11 | 26 | 14:01-14:30 | 0 | 1
|  | 11 | 26 | 14:31-15:00 | 0 | 1
|  | 11 | 26 | 15:01-15:30 | 0 | 1
|  | 11 | 26 | 15:31-16:00 | 0 | 1
|  | 11 | 26 | 16:01-16:30 | 0 | 1
|  | 11 | 26 | 16:31-17:00 | 0 | 1
|  | 11 | 26 | 17:01-17:30 | 0 | 1
|  | 11 | 26 | 17:31-18:00 | 0 | 1
|  | 11 | 26 | 18:01-18:30 | 0 | 1
|  | 11 | 26 | 18:31-19:00 | 0 | 1
|  | 11 | 26 | 19:01-19:30 | 0 | 1
|  | 11 | 26 | 19:31-20:00 | 0 | 1
|  | 11 | 26 | 20:01-20:30 | 0 | 1
|  | 11 | 26 | 20:31-21:00 | 0 | 1
|  | 11 | 26 | 21:01-21:30 | 0 | 1
|  | 11 | 26 | 21:31-22:00 | 0 | 1
|  | 11 | 26 | 22:01-22:30 | 0 | 1
|  | 11 | 26 | 22:31-23:00 | 0 | 1
|  | 11 | 26 | 23:01-23:30 | 0 | 1
|  | 11 | 26 | 23:31-00:00 | 0 | 1
|  | 11 | 27 | 00:01-00:30 | 1 | 1
|  | 11 | 27 | 00:31-01:00 | 1 | 1
|  | 11 | 27 | 01:01-01:30 | 1 | 1
|  | 11 | 27 | 01:31-02:00 | 1 | 1
|  | 11 | 27 | 02:01-02:30 | 1 | 1
|  | 11 | 27 | 02:31-03:00 | 1 | 1
|  | 11 | 27 | 03:01-03:30 | 1 | 1
|  | 11 | 27 | 03:31-04:00 | 1 | 1
|  | 11 | 27 | 04:01-04:30 | 1 | 1
|  | 11 | 27 | 04:31-05:00 | 1 | 1
|  | 11 | 27 | 05:01-05:30 | 1 | 1
|  | 11 | 27 | 05:31-06:00 | 1 | 1
|  | 11 | 27 | 06:01-06:30 | 1 | 1
|  | 11 | 27 | 06:31-07:00 | 1 | 1
|  | 11 | 27 | 07:01-07:30 | 1 | 1
|  | 11 | 27 | 07:31-08:00 | 1 | 1
|  | 11 | 27 | 08:01-08:30 | 1 | 1
|  | 11 | 27 | 08:31-09:00 | 1 | 1
|  | 11 | 27 | 09:01-09:30 | 1 | 1
|  | 11 | 27 | 09:31-10:00 | 1 | 1
|  | 11 | 27 | 10:01-10:30 | 1 | 1
|  | 11 | 27 | 10:31-11:00 | 1 | 1
|  | 11 | 27 | 11:01-11:30 | 1 | 1
|  | 11 | 27 | 11:31-12:00 | 1 | 1
|  | 11 | 27 | 12:01-12:30 | 1 | 1
|  | 11 | 27 | 12:31-13:00 | 1 | 1
|  | 11 | 27 | 13:01-13:30 | 1 | 1
|  | 11 | 27 | 13:31-14:00 | 1 | 1
|  | 11 | 27 | 14:01-14:30 | 1 | 1
|  | 11 | 27 | 14:31-15:00 | 1 | 1
|  | 11 | 27 | 15:01-15:30 | 1 | 1
|  | 11 | 27 | 15:31-16:00 | 1 | 1
|  | 11 | 27 | 16:01-16:30 | 1 | 1
|  | 11 | 27 | 16:31-17:00 | 1 | 1
|  | 11 | 27 | 17:01-17:30 | 1 | 1
|  | 11 | 27 | 17:31-18:00 | 1 | 1
|  | 11 | 27 | 18:01-18:30 | 1 | 1
|  | 11 | 27 | 18:31-19:00 | 1 | 1
|  | 11 | 27 | 19:01-19:30 | 1 | 1
|  | 11 | 27 | 19:31-20:00 | 1 | 1
|  | 11 | 27 | 20:01-20:30 | 1 | 1
|  | 11 | 27 | 20:31-21:00 | 1 | 1
|  | 11 | 27 | 21:01-21:30 | 1 | 1
|  | 11 | 27 | 21:31-22:00 | 1 | 1
|  | 11 | 27 | 22:01-22:30 | 1 | 1
|  | 11 | 27 | 22:31-23:00 | 1 | 1
|  | 11 | 27 | 23:01-23:30 | 1 | 1
|  | 11 | 27 | 23:31-00:00 | 1 | 1
|  | 11 | 28 | 00:01-00:30 | 1 | 1
|  | 11 | 28 | 00:31-01:00 | 1 | 1
|  | 11 | 28 | 01:01-01:30 | 1 | 1
|  | 11 | 28 | 01:31-02:00 | 1 | 1
|  | 11 | 28 | 02:01-02:30 | 1 | 1
|  | 11 | 28 | 02:31-03:00 | 1 | 1
|  | 11 | 28 | 03:01-03:30 | 1 | 1
|  | 11 | 28 | 03:31-04:00 | 1 | 1
|  | 11 | 28 | 04:01-04:30 | 1 | 1
|  | 11 | 28 | 04:31-05:00 | 1 | 1
|  | 11 | 28 | 05:01-05:30 | 1 | 1
|  | 11 | 28 | 05:31-06:00 | 1 | 1
|  | 11 | 28 | 06:01-06:30 | 1 | 1
|  | 11 | 28 | 06:31-07:00 | 1 | 1
|  | 11 | 28 | 07:01-07:30 | 1 | 1
|  | 11 | 28 | 07:31-08:00 | 1 | 1
|  | 11 | 28 | 08:01-08:30 | 1 | 1
|  | 11 | 28 | 08:31-09:00 | 1 | 1
|  | 11 | 28 | 09:01-09:30 | 1 | 1
|  | 11 | 28 | 09:31-10:00 | 1 | 1
|  | 11 | 28 | 10:01-10:30 | 1 | 1
|  | 11 | 28 | 10:31-11:00 | 1 | 1
|  | 11 | 28 | 11:01-11:30 | 1 | 1
|  | 11 | 28 | 11:31-12:00 | 1 | 1
|  | 11 | 28 | 12:01-12:30 | 1 | 1
|  | 11 | 28 | 12:31-13:00 | 1 | 1
|  | 11 | 28 | 13:01-13:30 | 1 | 1
|  | 11 | 28 | 13:31-14:00 | 1 | 1
|  | 11 | 28 | 14:01-14:30 | 1 | 1
|  | 11 | 28 | 14:31-15:00 | 1 | 1
|  | 11 | 28 | 15:01-15:30 | 1 | 1
|  | 11 | 28 | 15:31-16:00 | 1 | 1
|  | 11 | 28 | 16:01-16:30 | 1 | 1
|  | 11 | 28 | 16:31-17:00 | 1 | 1
|  | 11 | 28 | 17:01-17:30 | 1 | 1
|  | 11 | 28 | 17:31-18:00 | 1 | 1
|  | 11 | 28 | 18:01-18:30 | 1 | 1
|  | 11 | 28 | 18:31-19:00 | 1 | 1
|  | 11 | 28 | 19:01-19:30 | 1 | 1
|  | 11 | 28 | 19:31-20:00 | 1 | 1
|  | 11 | 28 | 20:01-20:30 | 1 | 1
|  | 11 | 28 | 20:31-21:00 | 1 | 1
|  | 11 | 28 | 21:01-21:30 | 1 | 1
|  | 11 | 28 | 21:31-22:00 | 1 | 1
|  | 11 | 28 | 22:01-22:30 | 1 | 1
|  | 11 | 28 | 22:31-23:00 | 1 | 1
|  | 11 | 28 | 23:01-23:30 | 1 | 1
|  | 11 | 28 | 23:31-00:00 | 1 | 1
|  | 11 | 29 | 00:01-00:30 | 1 | 1
|  | 11 | 29 | 00:31-01:00 | 1 | 1
|  | 11 | 29 | 01:01-01:30 | 1 | 1
|  | 11 | 29 | 01:31-02:00 | 1 | 1
|  | 11 | 29 | 02:01-02:30 | 1 | 1
|  | 11 | 29 | 02:31-03:00 | 1 | 1
|  | 11 | 29 | 03:01-03:30 | 1 | 1
|  | 11 | 29 | 03:31-04:00 | 1 | 1
|  | 11 | 29 | 04:01-04:30 | 1 | 1
|  | 11 | 29 | 04:31-05:00 | 1 | 1
|  | 11 | 29 | 05:01-05:30 | 1 | 1
|  | 11 | 29 | 05:31-06:00 | 1 | 1
|  | 11 | 29 | 06:01-06:30 | 1 | 1
|  | 11 | 29 | 06:31-07:00 | 1 | 1
|  | 11 | 29 | 07:01-07:30 | 1 | 1
|  | 11 | 29 | 07:31-08:00 | 1 | 1
|  | 11 | 29 | 08:01-08:30 | 1 | 1
|  | 11 | 29 | 08:31-09:00 | 1 | 1
|  | 11 | 29 | 09:01-09:30 | 1 | 1
|  | 11 | 29 | 09:31-10:00 | 1 | 1
|  | 11 | 29 | 10:01-10:30 | 1 | 1
|  | 11 | 29 | 10:31-11:00 | 1 | 1
|  | 11 | 29 | 11:01-11:30 | 1 | 1
|  | 11 | 29 | 11:31-12:00 | 1 | 1
|  | 11 | 29 | 12:01-12:30 | 1 | 1
|  | 11 | 29 | 12:31-13:00 | 1 | 1
|  | 11 | 29 | 13:01-13:30 | 1 | 1
|  | 11 | 29 | 13:31-14:00 | 1 | 1
|  | 11 | 29 | 14:01-14:30 | 1 | 1
|  | 11 | 29 | 14:31-15:00 | 1 | 1
|  | 11 | 29 | 15:01-15:30 | 1 | 1
|  | 11 | 29 | 15:31-16:00 | 1 | 1
|  | 11 | 29 | 16:01-16:30 | 1 | 1
|  | 11 | 29 | 16:31-17:00 | 1 | 1
|  | 11 | 29 | 17:01-17:30 | 1 | 1
|  | 11 | 29 | 17:31-18:00 | 1 | 1
|  | 11 | 29 | 18:01-18:30 | 1 | 1
|  | 11 | 29 | 18:31-19:00 | 1 | 1
|  | 11 | 29 | 19:01-19:30 | 1 | 1
|  | 11 | 29 | 19:31-20:00 | 1 | 1
|  | 11 | 29 | 20:01-20:30 | 1 | 1
|  | 11 | 29 | 20:31-21:00 | 1 | 1
|  | 11 | 29 | 21:01-21:30 | 1 | 1
|  | 11 | 29 | 21:31-22:00 | 1 | 1
|  | 11 | 29 | 22:01-22:30 | 1 | 1
|  | 11 | 29 | 22:31-23:00 | 1 | 1
|  | 11 | 29 | 23:01-23:30 | 1 | 1
|  | 11 | 29 | 23:31-00:00 | 1 | 1
|  | 11 | 30 | 00:01-00:30 | 1 | 1
|  | 11 | 30 | 00:31-01:00 | 1 | 1
|  | 11 | 30 | 01:01-01:30 | 1 | 1
|  | 11 | 30 | 01:31-02:00 | 1 | 1
|  | 11 | 30 | 02:01-02:30 | 1 | 1
|  | 11 | 30 | 02:31-03:00 | 1 | 1
|  | 11 | 30 | 03:01-03:30 | 1 | 1
|  | 11 | 30 | 03:31-04:00 | 1 | 1
|  | 11 | 30 | 04:01-04:30 | 1 | 1
|  | 11 | 30 | 04:31-05:00 | 1 | 1
|  | 11 | 30 | 05:01-05:30 | 1 | 1
|  | 11 | 30 | 05:31-06:00 | 1 | 1
|  | 11 | 30 | 06:01-06:30 | 1 | 1
|  | 11 | 30 | 06:31-07:00 | 1 | 1
|  | 11 | 30 | 07:01-07:30 | 1 | 1
|  | 11 | 30 | 07:31-08:00 | 1 | 1
|  | 11 | 30 | 08:01-08:30 | 1 | 1
|  | 11 | 30 | 08:31-09:00 | 1 | 1
|  | 11 | 30 | 09:01-09:30 | 1 | 1
|  | 11 | 30 | 09:31-10:00 | 1 | 1
|  | 11 | 30 | 10:01-10:30 | 1 | 1
|  | 11 | 30 | 10:31-11:00 | 1 | 1
|  | 11 | 30 | 11:01-11:30 | 1 | 1
|  | 11 | 30 | 11:31-12:00 | 1 | 1
|  | 11 | 30 | 12:01-12:30 | 1 | 1
|  | 11 | 30 | 12:31-13:00 | 1 | 1
|  | 11 | 30 | 13:01-13:30 | 1 | 1
|  | 11 | 30 | 13:31-14:00 | 1 | 1
|  | 11 | 30 | 14:01-14:30 | 1 | 1
|  | 11 | 30 | 14:31-15:00 | 1 | 1
|  | 11 | 30 | 15:01-15:30 | 1 | 1
|  | 11 | 30 | 15:31-16:00 | 1 | 1
|  | 11 | 30 | 16:01-16:30 | 1 | 1
|  | 11 | 30 | 16:31-17:00 | 1 | 1
|  | 11 | 30 | 17:01-17:30 | 1 | 1
|  | 11 | 30 | 17:31-18:00 | 1 | 1
|  | 11 | 30 | 18:01-18:30 | 1 | 1
|  | 11 | 30 | 18:31-19:00 | 1 | 1
|  | 11 | 30 | 19:01-19:30 | 1 | 1
|  | 11 | 30 | 19:31-20:00 | 1 | 1
|  | 11 | 30 | 20:01-20:30 | 1 | 1
|  | 11 | 30 | 20:31-21:00 | 1 | 1
|  | 11 | 30 | 21:01-21:30 | 1 | 1
|  | 11 | 30 | 21:31-22:00 | 1 | 1
|  | 11 | 30 | 22:01-22:30 | 1 | 1
|  | 11 | 30 | 22:31-23:00 | 1 | 1
|  | 11 | 30 | 23:01-23:30 | 1 | 1
|  | 11 | 30 | 23:31-00:00 | 1 | 1
|  | 12 | 1 | 00:01-00:30 | 1 | 1
|  | 12 | 1 | 00:31-01:00 | 1 | 1
|  | 12 | 1 | 01:01-01:30 | 1 | 1
|  | 12 | 1 | 01:31-02:00 | 1 | 1
|  | 12 | 1 | 02:01-02:30 | 1 | 1
|  | 12 | 1 | 02:31-03:00 | 1 | 1
|  | 12 | 1 | 03:01-03:30 | 1 | 1
|  | 12 | 1 | 03:31-04:00 | 1 | 1
|  | 12 | 1 | 04:01-04:30 | 1 | 1
|  | 12 | 1 | 04:31-05:00 | 1 | 1
|  | 12 | 1 | 05:01-05:30 | 1 | 1
|  | 12 | 1 | 05:31-06:00 | 1 | 1
|  | 12 | 1 | 06:01-06:30 | 1 | 1
|  | 12 | 1 | 06:31-07:00 | 1 | 1
|  | 12 | 1 | 07:01-07:30 | 1 | 1
|  | 12 | 1 | 07:31-08:00 | 1 | 1
|  | 12 | 1 | 08:01-08:30 | 1 | 1
|  | 12 | 1 | 08:31-09:00 | 1 | 1
|  | 12 | 1 | 09:01-09:30 | 1 | 1
|  | 12 | 1 | 09:31-10:00 | 1 | 1
|  | 12 | 1 | 10:01-10:30 | 1 | 1
|  | 12 | 1 | 10:31-11:00 | 1 | 1
|  | 12 | 1 | 11:01-11:30 | 1 | 1
|  | 12 | 1 | 11:31-12:00 | 1 | 1
|  | 12 | 1 | 12:01-12:30 | 1 | 1
|  | 12 | 1 | 12:31-13:00 | 1 | 1
|  | 12 | 1 | 13:01-13:30 | 1 | 1
|  | 12 | 1 | 13:31-14:00 | 1 | 1
|  | 12 | 1 | 14:01-14:30 | 1 | 1
|  | 12 | 1 | 14:31-15:00 | 1 | 1
|  | 12 | 1 | 15:01-15:30 | 1 | 1
|  | 12 | 1 | 15:31-16:00 | 1 | 1
|  | 12 | 1 | 16:01-16:30 | 1 | 1
|  | 12 | 1 | 16:31-17:00 | 1 | 1
|  | 12 | 1 | 17:01-17:30 | 1 | 1
|  | 12 | 1 | 17:31-18:00 | 1 | 1
|  | 12 | 1 | 18:01-18:30 | 1 | 1
|  | 12 | 1 | 18:31-19:00 | 1 | 1
|  | 12 | 1 | 19:01-19:30 | 1 | 1
|  | 12 | 1 | 19:31-20:00 | 1 | 1
|  | 12 | 1 | 20:01-20:30 | 1 | 1
|  | 12 | 1 | 20:31-21:00 | 1 | 1
|  | 12 | 1 | 21:01-21:30 | 1 | 1
|  | 12 | 1 | 21:31-22:00 | 1 | 1
|  | 12 | 1 | 22:01-22:30 | 1 | 1
|  | 12 | 1 | 22:31-23:00 | 1 | 1
|  | 12 | 1 | 23:01-23:30 | 1 | 1
|  | 12 | 1 | 23:31-00:00 | 1 | 1
|  | 12 | 2 | 00:01-00:30 | 0 | 1
|  | 12 | 2 | 00:31-01:00 | 0 | 1
|  | 12 | 2 | 01:01-01:30 | 0 | 1
|  | 12 | 2 | 01:31-02:00 | 0 | 1
|  | 12 | 2 | 02:01-02:30 | 0 | 1
|  | 12 | 2 | 02:31-03:00 | 0 | 1
|  | 12 | 2 | 03:01-03:30 | 0 | 1
|  | 12 | 2 | 03:31-04:00 | 0 | 1
|  | 12 | 2 | 04:01-04:30 | 0 | 1
|  | 12 | 2 | 04:31-05:00 | 0 | 1
|  | 12 | 2 | 05:01-05:30 | 0 | 1
|  | 12 | 2 | 05:31-06:00 | 0 | 1
|  | 12 | 2 | 06:01-06:30 | 0 | 1
|  | 12 | 2 | 06:31-07:00 | 0 | 1
|  | 12 | 2 | 07:01-07:30 | 0 | 1
|  | 12 | 2 | 07:31-08:00 | 0 | 1
|  | 12 | 2 | 08:01-08:30 | 0 | 1
|  | 12 | 2 | 08:31-09:00 | 0 | 1
|  | 12 | 2 | 09:01-09:30 | 0 | 1
|  | 12 | 2 | 09:31-10:00 | 0 | 1
|  | 12 | 2 | 10:01-10:30 | 0 | 1
|  | 12 | 2 | 10:31-11:00 | 0 | 1
|  | 12 | 2 | 11:01-11:30 | 0 | 1
|  | 12 | 2 | 11:31-12:00 | 0 | 1
|  | 12 | 2 | 12:01-12:30 | 0 | 1
|  | 12 | 2 | 12:31-13:00 | 0 | 1
|  | 12 | 2 | 13:01-13:30 | 0 | 1
|  | 12 | 2 | 13:31-14:00 | 0 | 1
|  | 12 | 2 | 14:01-14:30 | 0 | 1
|  | 12 | 2 | 14:31-15:00 | 0 | 1
|  | 12 | 2 | 15:01-15:30 | 0 | 1
|  | 12 | 2 | 15:31-16:00 | 0 | 1
|  | 12 | 2 | 16:01-16:30 | 0 | 1
|  | 12 | 2 | 16:31-17:00 | 0 | 1
|  | 12 | 2 | 17:01-17:30 | 0 | 1
|  | 12 | 2 | 17:31-18:00 | 0 | 1
|  | 12 | 2 | 18:01-18:30 | 0 | 1
|  | 12 | 2 | 18:31-19:00 | 0 | 1
|  | 12 | 2 | 19:01-19:30 | 0 | 1
|  | 12 | 2 | 19:31-20:00 | 0 | 1
|  | 12 | 2 | 20:01-20:30 | 0 | 1
|  | 12 | 2 | 20:31-21:00 | 0 | 1
|  | 12 | 2 | 21:01-21:30 | 0 | 1
|  | 12 | 2 | 21:31-22:00 | 0 | 1
|  | 12 | 2 | 22:01-22:30 | 0 | 1
|  | 12 | 2 | 22:31-23:00 | 0 | 1
|  | 12 | 2 | 23:01-23:30 | 0 | 1
|  | 12 | 2 | 23:31-00:00 | 0 | 1
|  | 12 | 3 | 00:01-00:30 | 0 | 1
|  | 12 | 3 | 00:31-01:00 | 0 | 1
|  | 12 | 3 | 01:01-01:30 | 0 | 1
|  | 12 | 3 | 01:31-02:00 | 0 | 1
|  | 12 | 3 | 02:01-02:30 | 0 | 1
|  | 12 | 3 | 02:31-03:00 | 0 | 1
|  | 12 | 3 | 03:01-03:30 | 0 | 1
|  | 12 | 3 | 03:31-04:00 | 0 | 1
|  | 12 | 3 | 04:01-04:30 | 0 | 1
|  | 12 | 3 | 04:31-05:00 | 0 | 1
|  | 12 | 3 | 05:01-05:30 | 0 | 1
|  | 12 | 3 | 05:31-06:00 | 0 | 1
|  | 12 | 3 | 06:01-06:30 | 0 | 1
|  | 12 | 3 | 06:31-07:00 | 0 | 1
|  | 12 | 3 | 07:01-07:30 | 0 | 1
|  | 12 | 3 | 07:31-08:00 | 0 | 1
|  | 12 | 3 | 08:01-08:30 | 0 | 1
|  | 12 | 3 | 08:31-09:00 | 0 | 1
|  | 12 | 3 | 09:01-09:30 | 0 | 1
|  | 12 | 3 | 09:31-10:00 | 0 | 1
|  | 12 | 3 | 10:01-10:30 | 0 | 1
|  | 12 | 3 | 10:31-11:00 | 0 | 1
|  | 12 | 3 | 11:01-11:30 | 0 | 1
|  | 12 | 3 | 11:31-12:00 | 0 | 1
|  | 12 | 3 | 12:01-12:30 | 0 | 1
|  | 12 | 3 | 12:31-13:00 | 0 | 1
|  | 12 | 3 | 13:01-13:30 | 0 | 1
|  | 12 | 3 | 13:31-14:00 | 0 | 1
|  | 12 | 3 | 14:01-14:30 | 0 | 1
|  | 12 | 3 | 14:31-15:00 | 0 | 1
|  | 12 | 3 | 15:01-15:30 | 0 | 1
|  | 12 | 3 | 15:31-16:00 | 0 | 1
|  | 12 | 3 | 16:01-16:30 | 0 | 1
|  | 12 | 3 | 16:31-17:00 | 0 | 1
|  | 12 | 3 | 17:01-17:30 | 0 | 1
|  | 12 | 3 | 17:31-18:00 | 0 | 1
|  | 12 | 3 | 18:01-18:30 | 0 | 1
|  | 12 | 3 | 18:31-19:00 | 0 | 1
|  | 12 | 3 | 19:01-19:30 | 0 | 1
|  | 12 | 3 | 19:31-20:00 | 0 | 1
|  | 12 | 3 | 20:01-20:30 | 0 | 1
|  | 12 | 3 | 20:31-21:00 | 0 | 1
|  | 12 | 3 | 21:01-21:30 | 0 | 1
|  | 12 | 3 | 21:31-22:00 | 0 | 1
|  | 12 | 3 | 22:01-22:30 | 0 | 1
|  | 12 | 3 | 22:31-23:00 | 0 | 1
|  | 12 | 3 | 23:01-23:30 | 0 | 1
|  | 12 | 3 | 23:31-00:00 | 0 | 1
|  | 12 | 4 | 00:01-00:30 | 1 | 1
|  | 12 | 4 | 00:31-01:00 | 1 | 1
|  | 12 | 4 | 01:01-01:30 | 1 | 1
|  | 12 | 4 | 01:31-02:00 | 1 | 1
|  | 12 | 4 | 02:01-02:30 | 1 | 1
|  | 12 | 4 | 02:31-03:00 | 1 | 1
|  | 12 | 4 | 03:01-03:30 | 1 | 1
|  | 12 | 4 | 03:31-04:00 | 1 | 1
|  | 12 | 4 | 04:01-04:30 | 1 | 1
|  | 12 | 4 | 04:31-05:00 | 1 | 1
|  | 12 | 4 | 05:01-05:30 | 1 | 1
|  | 12 | 4 | 05:31-06:00 | 1 | 1
|  | 12 | 4 | 06:01-06:30 | 1 | 1
|  | 12 | 4 | 06:31-07:00 | 1 | 1
|  | 12 | 4 | 07:01-07:30 | 1 | 1
|  | 12 | 4 | 07:31-08:00 | 1 | 1
|  | 12 | 4 | 08:01-08:30 | 1 | 1
|  | 12 | 4 | 08:31-09:00 | 1 | 1
|  | 12 | 4 | 09:01-09:30 | 1 | 1
|  | 12 | 4 | 09:31-10:00 | 1 | 1
|  | 12 | 4 | 10:01-10:30 | 1 | 1
|  | 12 | 4 | 10:31-11:00 | 1 | 1
|  | 12 | 4 | 11:01-11:30 | 1 | 1
|  | 12 | 4 | 11:31-12:00 | 1 | 1
|  | 12 | 4 | 12:01-12:30 | 1 | 1
|  | 12 | 4 | 12:31-13:00 | 1 | 1
|  | 12 | 4 | 13:01-13:30 | 1 | 1
|  | 12 | 4 | 13:31-14:00 | 1 | 1
|  | 12 | 4 | 14:01-14:30 | 1 | 1
|  | 12 | 4 | 14:31-15:00 | 1 | 1
|  | 12 | 4 | 15:01-15:30 | 1 | 1
|  | 12 | 4 | 15:31-16:00 | 1 | 1
|  | 12 | 4 | 16:01-16:30 | 1 | 1
|  | 12 | 4 | 16:31-17:00 | 1 | 1
|  | 12 | 4 | 17:01-17:30 | 1 | 1
|  | 12 | 4 | 17:31-18:00 | 1 | 1
|  | 12 | 4 | 18:01-18:30 | 1 | 1
|  | 12 | 4 | 18:31-19:00 | 1 | 1
|  | 12 | 4 | 19:01-19:30 | 1 | 1
|  | 12 | 4 | 19:31-20:00 | 1 | 1
|  | 12 | 4 | 20:01-20:30 | 1 | 1
|  | 12 | 4 | 20:31-21:00 | 1 | 1
|  | 12 | 4 | 21:01-21:30 | 1 | 1
|  | 12 | 4 | 21:31-22:00 | 1 | 1
|  | 12 | 4 | 22:01-22:30 | 1 | 1
|  | 12 | 4 | 22:31-23:00 | 1 | 1
|  | 12 | 4 | 23:01-23:30 | 1 | 1
|  | 12 | 4 | 23:31-00:00 | 1 | 1
|  | 12 | 5 | 00:01-00:30 | 1 | 1
|  | 12 | 5 | 00:31-01:00 | 1 | 1
|  | 12 | 5 | 01:01-01:30 | 1 | 1
|  | 12 | 5 | 01:31-02:00 | 1 | 1
|  | 12 | 5 | 02:01-02:30 | 1 | 1
|  | 12 | 5 | 02:31-03:00 | 1 | 1
|  | 12 | 5 | 03:01-03:30 | 1 | 1
|  | 12 | 5 | 03:31-04:00 | 1 | 1
|  | 12 | 5 | 04:01-04:30 | 1 | 1
|  | 12 | 5 | 04:31-05:00 | 1 | 1
|  | 12 | 5 | 05:01-05:30 | 1 | 1
|  | 12 | 5 | 05:31-06:00 | 1 | 1
|  | 12 | 5 | 06:01-06:30 | 1 | 1
|  | 12 | 5 | 06:31-07:00 | 1 | 1
|  | 12 | 5 | 07:01-07:30 | 1 | 1
|  | 12 | 5 | 07:31-08:00 | 1 | 1
|  | 12 | 5 | 08:01-08:30 | 1 | 1
|  | 12 | 5 | 08:31-09:00 | 1 | 1
|  | 12 | 5 | 09:01-09:30 | 1 | 1
|  | 12 | 5 | 09:31-10:00 | 1 | 1
|  | 12 | 5 | 10:01-10:30 | 1 | 1
|  | 12 | 5 | 10:31-11:00 | 1 | 1
|  | 12 | 5 | 11:01-11:30 | 1 | 1
|  | 12 | 5 | 11:31-12:00 | 1 | 1
|  | 12 | 5 | 12:01-12:30 | 1 | 1
|  | 12 | 5 | 12:31-13:00 | 1 | 1
|  | 12 | 5 | 13:01-13:30 | 1 | 1
|  | 12 | 5 | 13:31-14:00 | 1 | 1
|  | 12 | 5 | 14:01-14:30 | 1 | 1
|  | 12 | 5 | 14:31-15:00 | 1 | 1
|  | 12 | 5 | 15:01-15:30 | 1 | 1
|  | 12 | 5 | 15:31-16:00 | 1 | 1
|  | 12 | 5 | 16:01-16:30 | 1 | 1
|  | 12 | 5 | 16:31-17:00 | 1 | 1
|  | 12 | 5 | 17:01-17:30 | 1 | 1
|  | 12 | 5 | 17:31-18:00 | 1 | 1
|  | 12 | 5 | 18:01-18:30 | 1 | 1
|  | 12 | 5 | 18:31-19:00 | 1 | 1
|  | 12 | 5 | 19:01-19:30 | 1 | 1
|  | 12 | 5 | 19:31-20:00 | 1 | 1
|  | 12 | 5 | 20:01-20:30 | 1 | 1
|  | 12 | 5 | 20:31-21:00 | 1 | 1
|  | 12 | 5 | 21:01-21:30 | 1 | 1
|  | 12 | 5 | 21:31-22:00 | 1 | 1
|  | 12 | 5 | 22:01-22:30 | 1 | 1
|  | 12 | 5 | 22:31-23:00 | 1 | 1
|  | 12 | 5 | 23:01-23:30 | 1 | 1
|  | 12 | 5 | 23:31-00:00 | 1 | 1
|  | 12 | 6 | 00:01-00:30 | 1 | 1
|  | 12 | 6 | 00:31-01:00 | 1 | 1
|  | 12 | 6 | 01:01-01:30 | 1 | 1
|  | 12 | 6 | 01:31-02:00 | 1 | 1
|  | 12 | 6 | 02:01-02:30 | 1 | 1
|  | 12 | 6 | 02:31-03:00 | 1 | 1
|  | 12 | 6 | 03:01-03:30 | 1 | 1
|  | 12 | 6 | 03:31-04:00 | 1 | 1
|  | 12 | 6 | 04:01-04:30 | 1 | 1
|  | 12 | 6 | 04:31-05:00 | 1 | 1
|  | 12 | 6 | 05:01-05:30 | 1 | 1
|  | 12 | 6 | 05:31-06:00 | 1 | 1
|  | 12 | 6 | 06:01-06:30 | 1 | 1
|  | 12 | 6 | 06:31-07:00 | 1 | 1
|  | 12 | 6 | 07:01-07:30 | 1 | 1
|  | 12 | 6 | 07:31-08:00 | 1 | 1
|  | 12 | 6 | 08:01-08:30 | 1 | 1
|  | 12 | 6 | 08:31-09:00 | 1 | 1
|  | 12 | 6 | 09:01-09:30 | 1 | 1
|  | 12 | 6 | 09:31-10:00 | 1 | 1
|  | 12 | 6 | 10:01-10:30 | 1 | 1
|  | 12 | 6 | 10:31-11:00 | 1 | 1
|  | 12 | 6 | 11:01-11:30 | 1 | 1
|  | 12 | 6 | 11:31-12:00 | 1 | 1
|  | 12 | 6 | 12:01-12:30 | 1 | 1
|  | 12 | 6 | 12:31-13:00 | 1 | 1
|  | 12 | 6 | 13:01-13:30 | 1 | 1
|  | 12 | 6 | 13:31-14:00 | 1 | 1
|  | 12 | 6 | 14:01-14:30 | 1 | 1
|  | 12 | 6 | 14:31-15:00 | 1 | 1
|  | 12 | 6 | 15:01-15:30 | 1 | 1
|  | 12 | 6 | 15:31-16:00 | 1 | 1
|  | 12 | 6 | 16:01-16:30 | 1 | 1
|  | 12 | 6 | 16:31-17:00 | 1 | 1
|  | 12 | 6 | 17:01-17:30 | 1 | 1
|  | 12 | 6 | 17:31-18:00 | 1 | 1
|  | 12 | 6 | 18:01-18:30 | 1 | 1
|  | 12 | 6 | 18:31-19:00 | 1 | 1
|  | 12 | 6 | 19:01-19:30 | 1 | 1
|  | 12 | 6 | 19:31-20:00 | 1 | 1
|  | 12 | 6 | 20:01-20:30 | 1 | 1
|  | 12 | 6 | 20:31-21:00 | 1 | 1
|  | 12 | 6 | 21:01-21:30 | 1 | 1
|  | 12 | 6 | 21:31-22:00 | 1 | 1
|  | 12 | 6 | 22:01-22:30 | 1 | 1
|  | 12 | 6 | 22:31-23:00 | 1 | 1
|  | 12 | 6 | 23:01-23:30 | 1 | 1
|  | 12 | 6 | 23:31-00:00 | 1 | 1
|  | 12 | 7 | 00:01-00:30 | 1 | 1
|  | 12 | 7 | 00:31-01:00 | 1 | 1
|  | 12 | 7 | 01:01-01:30 | 1 | 1
|  | 12 | 7 | 01:31-02:00 | 1 | 1
|  | 12 | 7 | 02:01-02:30 | 1 | 1
|  | 12 | 7 | 02:31-03:00 | 1 | 1
|  | 12 | 7 | 03:01-03:30 | 1 | 1
|  | 12 | 7 | 03:31-04:00 | 1 | 1
|  | 12 | 7 | 04:01-04:30 | 1 | 1
|  | 12 | 7 | 04:31-05:00 | 1 | 1
|  | 12 | 7 | 05:01-05:30 | 1 | 1
|  | 12 | 7 | 05:31-06:00 | 1 | 1
|  | 12 | 7 | 06:01-06:30 | 1 | 1
|  | 12 | 7 | 06:31-07:00 | 1 | 1
|  | 12 | 7 | 07:01-07:30 | 1 | 1
|  | 12 | 7 | 07:31-08:00 | 1 | 1
|  | 12 | 7 | 08:01-08:30 | 1 | 1
|  | 12 | 7 | 08:31-09:00 | 1 | 1
|  | 12 | 7 | 09:01-09:30 | 1 | 1
|  | 12 | 7 | 09:31-10:00 | 1 | 1
|  | 12 | 7 | 10:01-10:30 | 1 | 1
|  | 12 | 7 | 10:31-11:00 | 1 | 1
|  | 12 | 7 | 11:01-11:30 | 1 | 1
|  | 12 | 7 | 11:31-12:00 | 1 | 1
|  | 12 | 7 | 12:01-12:30 | 1 | 1
|  | 12 | 7 | 12:31-13:00 | 1 | 1
|  | 12 | 7 | 13:01-13:30 | 1 | 1
|  | 12 | 7 | 13:31-14:00 | 1 | 1
|  | 12 | 7 | 14:01-14:30 | 1 | 1
|  | 12 | 7 | 14:31-15:00 | 1 | 1
|  | 12 | 7 | 15:01-15:30 | 1 | 1
|  | 12 | 7 | 15:31-16:00 | 1 | 1
|  | 12 | 7 | 16:01-16:30 | 1 | 1
|  | 12 | 7 | 16:31-17:00 | 1 | 1
|  | 12 | 7 | 17:01-17:30 | 1 | 1
|  | 12 | 7 | 17:31-18:00 | 1 | 1
|  | 12 | 7 | 18:01-18:30 | 1 | 1
|  | 12 | 7 | 18:31-19:00 | 1 | 1
|  | 12 | 7 | 19:01-19:30 | 1 | 1
|  | 12 | 7 | 19:31-20:00 | 1 | 1
|  | 12 | 7 | 20:01-20:30 | 1 | 1
|  | 12 | 7 | 20:31-21:00 | 1 | 1
|  | 12 | 7 | 21:01-21:30 | 1 | 1
|  | 12 | 7 | 21:31-22:00 | 1 | 1
|  | 12 | 7 | 22:01-22:30 | 1 | 1
|  | 12 | 7 | 22:31-23:00 | 1 | 1
|  | 12 | 7 | 23:01-23:30 | 1 | 1
|  | 12 | 7 | 23:31-00:00 | 1 | 1
|  | 12 | 8 | 00:01-00:30 | 1 | 1
|  | 12 | 8 | 00:31-01:00 | 1 | 1
|  | 12 | 8 | 01:01-01:30 | 1 | 1
|  | 12 | 8 | 01:31-02:00 | 1 | 1
|  | 12 | 8 | 02:01-02:30 | 1 | 1
|  | 12 | 8 | 02:31-03:00 | 1 | 1
|  | 12 | 8 | 03:01-03:30 | 1 | 1
|  | 12 | 8 | 03:31-04:00 | 1 | 1
|  | 12 | 8 | 04:01-04:30 | 1 | 1
|  | 12 | 8 | 04:31-05:00 | 1 | 1
|  | 12 | 8 | 05:01-05:30 | 1 | 1
|  | 12 | 8 | 05:31-06:00 | 1 | 1
|  | 12 | 8 | 06:01-06:30 | 1 | 1
|  | 12 | 8 | 06:31-07:00 | 1 | 1
|  | 12 | 8 | 07:01-07:30 | 1 | 1
|  | 12 | 8 | 07:31-08:00 | 1 | 1
|  | 12 | 8 | 08:01-08:30 | 1 | 1
|  | 12 | 8 | 08:31-09:00 | 1 | 1
|  | 12 | 8 | 09:01-09:30 | 1 | 1
|  | 12 | 8 | 09:31-10:00 | 1 | 1
|  | 12 | 8 | 10:01-10:30 | 1 | 1
|  | 12 | 8 | 10:31-11:00 | 1 | 1
|  | 12 | 8 | 11:01-11:30 | 1 | 1
|  | 12 | 8 | 11:31-12:00 | 1 | 1
|  | 12 | 8 | 12:01-12:30 | 1 | 1
|  | 12 | 8 | 12:31-13:00 | 1 | 1
|  | 12 | 8 | 13:01-13:30 | 1 | 1
|  | 12 | 8 | 13:31-14:00 | 1 | 1
|  | 12 | 8 | 14:01-14:30 | 1 | 1
|  | 12 | 8 | 14:31-15:00 | 1 | 1
|  | 12 | 8 | 15:01-15:30 | 1 | 1
|  | 12 | 8 | 15:31-16:00 | 1 | 1
|  | 12 | 8 | 16:01-16:30 | 1 | 1
|  | 12 | 8 | 16:31-17:00 | 1 | 1
|  | 12 | 8 | 17:01-17:30 | 1 | 1
|  | 12 | 8 | 17:31-18:00 | 1 | 1
|  | 12 | 8 | 18:01-18:30 | 1 | 1
|  | 12 | 8 | 18:31-19:00 | 1 | 1
|  | 12 | 8 | 19:01-19:30 | 1 | 1
|  | 12 | 8 | 19:31-20:00 | 1 | 1
|  | 12 | 8 | 20:01-20:30 | 1 | 1
|  | 12 | 8 | 20:31-21:00 | 1 | 1
|  | 12 | 8 | 21:01-21:30 | 1 | 1
|  | 12 | 8 | 21:31-22:00 | 1 | 1
|  | 12 | 8 | 22:01-22:30 | 1 | 1
|  | 12 | 8 | 22:31-23:00 | 1 | 1
|  | 12 | 8 | 23:01-23:30 | 1 | 1
|  | 12 | 8 | 23:31-00:00 | 1 | 1
|  | 12 | 9 | 00:01-00:30 | 0 | 1
|  | 12 | 9 | 00:31-01:00 | 0 | 1
|  | 12 | 9 | 01:01-01:30 | 0 | 1
|  | 12 | 9 | 01:31-02:00 | 0 | 1
|  | 12 | 9 | 02:01-02:30 | 0 | 1
|  | 12 | 9 | 02:31-03:00 | 0 | 1
|  | 12 | 9 | 03:01-03:30 | 0 | 1
|  | 12 | 9 | 03:31-04:00 | 0 | 1
|  | 12 | 9 | 04:01-04:30 | 0 | 1
|  | 12 | 9 | 04:31-05:00 | 0 | 1
|  | 12 | 9 | 05:01-05:30 | 0 | 1
|  | 12 | 9 | 05:31-06:00 | 0 | 1
|  | 12 | 9 | 06:01-06:30 | 0 | 1
|  | 12 | 9 | 06:31-07:00 | 0 | 1
|  | 12 | 9 | 07:01-07:30 | 0 | 1
|  | 12 | 9 | 07:31-08:00 | 0 | 1
|  | 12 | 9 | 08:01-08:30 | 0 | 1
|  | 12 | 9 | 08:31-09:00 | 0 | 1
|  | 12 | 9 | 09:01-09:30 | 0 | 1
|  | 12 | 9 | 09:31-10:00 | 0 | 1
|  | 12 | 9 | 10:01-10:30 | 0 | 1
|  | 12 | 9 | 10:31-11:00 | 0 | 1
|  | 12 | 9 | 11:01-11:30 | 0 | 1
|  | 12 | 9 | 11:31-12:00 | 0 | 1
|  | 12 | 9 | 12:01-12:30 | 0 | 1
|  | 12 | 9 | 12:31-13:00 | 0 | 1
|  | 12 | 9 | 13:01-13:30 | 0 | 1
|  | 12 | 9 | 13:31-14:00 | 0 | 1
|  | 12 | 9 | 14:01-14:30 | 0 | 1
|  | 12 | 9 | 14:31-15:00 | 0 | 1
|  | 12 | 9 | 15:01-15:30 | 0 | 1
|  | 12 | 9 | 15:31-16:00 | 0 | 1
|  | 12 | 9 | 16:01-16:30 | 0 | 1
|  | 12 | 9 | 16:31-17:00 | 0 | 1
|  | 12 | 9 | 17:01-17:30 | 0 | 1
|  | 12 | 9 | 17:31-18:00 | 0 | 1
|  | 12 | 9 | 18:01-18:30 | 0 | 1
|  | 12 | 9 | 18:31-19:00 | 0 | 1
|  | 12 | 9 | 19:01-19:30 | 0 | 1
|  | 12 | 9 | 19:31-20:00 | 0 | 1
|  | 12 | 9 | 20:01-20:30 | 0 | 1
|  | 12 | 9 | 20:31-21:00 | 0 | 1
|  | 12 | 9 | 21:01-21:30 | 0 | 1
|  | 12 | 9 | 21:31-22:00 | 0 | 1
|  | 12 | 9 | 22:01-22:30 | 0 | 1
|  | 12 | 9 | 22:31-23:00 | 0 | 1
|  | 12 | 9 | 23:01-23:30 | 0 | 1
|  | 12 | 9 | 23:31-00:00 | 0 | 1
|  | 12 | 10 | 00:01-00:30 | 0 | 1
|  | 12 | 10 | 00:31-01:00 | 0 | 1
|  | 12 | 10 | 01:01-01:30 | 0 | 1
|  | 12 | 10 | 01:31-02:00 | 0 | 1
|  | 12 | 10 | 02:01-02:30 | 0 | 1
|  | 12 | 10 | 02:31-03:00 | 0 | 1
|  | 12 | 10 | 03:01-03:30 | 0 | 1
|  | 12 | 10 | 03:31-04:00 | 0 | 1
|  | 12 | 10 | 04:01-04:30 | 0 | 1
|  | 12 | 10 | 04:31-05:00 | 0 | 1
|  | 12 | 10 | 05:01-05:30 | 0 | 1
|  | 12 | 10 | 05:31-06:00 | 0 | 1
|  | 12 | 10 | 06:01-06:30 | 0 | 1
|  | 12 | 10 | 06:31-07:00 | 0 | 1
|  | 12 | 10 | 07:01-07:30 | 0 | 1
|  | 12 | 10 | 07:31-08:00 | 0 | 1
|  | 12 | 10 | 08:01-08:30 | 0 | 1
|  | 12 | 10 | 08:31-09:00 | 0 | 1
|  | 12 | 10 | 09:01-09:30 | 0 | 1
|  | 12 | 10 | 09:31-10:00 | 0 | 1
|  | 12 | 10 | 10:01-10:30 | 0 | 1
|  | 12 | 10 | 10:31-11:00 | 0 | 1
|  | 12 | 10 | 11:01-11:30 | 0 | 1
|  | 12 | 10 | 11:31-12:00 | 0 | 1
|  | 12 | 10 | 12:01-12:30 | 0 | 1
|  | 12 | 10 | 12:31-13:00 | 0 | 1
|  | 12 | 10 | 13:01-13:30 | 0 | 1
|  | 12 | 10 | 13:31-14:00 | 0 | 1
|  | 12 | 10 | 14:01-14:30 | 0 | 1
|  | 12 | 10 | 14:31-15:00 | 0 | 1
|  | 12 | 10 | 15:01-15:30 | 0 | 1
|  | 12 | 10 | 15:31-16:00 | 0 | 1
|  | 12 | 10 | 16:01-16:30 | 0 | 1
|  | 12 | 10 | 16:31-17:00 | 0 | 1
|  | 12 | 10 | 17:01-17:30 | 0 | 1
|  | 12 | 10 | 17:31-18:00 | 0 | 1
|  | 12 | 10 | 18:01-18:30 | 0 | 1
|  | 12 | 10 | 18:31-19:00 | 0 | 1
|  | 12 | 10 | 19:01-19:30 | 0 | 1
|  | 12 | 10 | 19:31-20:00 | 0 | 1
|  | 12 | 10 | 20:01-20:30 | 0 | 1
|  | 12 | 10 | 20:31-21:00 | 0 | 1
|  | 12 | 10 | 21:01-21:30 | 0 | 1
|  | 12 | 10 | 21:31-22:00 | 0 | 1
|  | 12 | 10 | 22:01-22:30 | 0 | 1
|  | 12 | 10 | 22:31-23:00 | 0 | 1
|  | 12 | 10 | 23:01-23:30 | 0 | 1
|  | 12 | 10 | 23:31-00:00 | 0 | 1
|  | 12 | 11 | 00:01-00:30 | 1 | 1
|  | 12 | 11 | 00:31-01:00 | 1 | 1
|  | 12 | 11 | 01:01-01:30 | 1 | 1
|  | 12 | 11 | 01:31-02:00 | 1 | 1
|  | 12 | 11 | 02:01-02:30 | 1 | 1
|  | 12 | 11 | 02:31-03:00 | 1 | 1
|  | 12 | 11 | 03:01-03:30 | 1 | 1
|  | 12 | 11 | 03:31-04:00 | 1 | 1
|  | 12 | 11 | 04:01-04:30 | 1 | 1
|  | 12 | 11 | 04:31-05:00 | 1 | 1
|  | 12 | 11 | 05:01-05:30 | 1 | 1
|  | 12 | 11 | 05:31-06:00 | 1 | 1
|  | 12 | 11 | 06:01-06:30 | 1 | 1
|  | 12 | 11 | 06:31-07:00 | 1 | 1
|  | 12 | 11 | 07:01-07:30 | 1 | 1
|  | 12 | 11 | 07:31-08:00 | 1 | 1
|  | 12 | 11 | 08:01-08:30 | 1 | 1
|  | 12 | 11 | 08:31-09:00 | 1 | 1
|  | 12 | 11 | 09:01-09:30 | 1 | 1
|  | 12 | 11 | 09:31-10:00 | 1 | 1
|  | 12 | 11 | 10:01-10:30 | 1 | 1
|  | 12 | 11 | 10:31-11:00 | 1 | 1
|  | 12 | 11 | 11:01-11:30 | 1 | 1
|  | 12 | 11 | 11:31-12:00 | 1 | 1
|  | 12 | 11 | 12:01-12:30 | 1 | 1
|  | 12 | 11 | 12:31-13:00 | 1 | 1
|  | 12 | 11 | 13:01-13:30 | 1 | 1
|  | 12 | 11 | 13:31-14:00 | 1 | 1
|  | 12 | 11 | 14:01-14:30 | 1 | 1
|  | 12 | 11 | 14:31-15:00 | 1 | 1
|  | 12 | 11 | 15:01-15:30 | 1 | 1
|  | 12 | 11 | 15:31-16:00 | 1 | 1
|  | 12 | 11 | 16:01-16:30 | 1 | 1
|  | 12 | 11 | 16:31-17:00 | 1 | 1
|  | 12 | 11 | 17:01-17:30 | 1 | 1
|  | 12 | 11 | 17:31-18:00 | 1 | 1
|  | 12 | 11 | 18:01-18:30 | 1 | 1
|  | 12 | 11 | 18:31-19:00 | 1 | 1
|  | 12 | 11 | 19:01-19:30 | 1 | 1
|  | 12 | 11 | 19:31-20:00 | 1 | 1
|  | 12 | 11 | 20:01-20:30 | 1 | 1
|  | 12 | 11 | 20:31-21:00 | 1 | 1
|  | 12 | 11 | 21:01-21:30 | 1 | 1
|  | 12 | 11 | 21:31-22:00 | 1 | 1
|  | 12 | 11 | 22:01-22:30 | 1 | 1
|  | 12 | 11 | 22:31-23:00 | 1 | 1
|  | 12 | 11 | 23:01-23:30 | 1 | 1
|  | 12 | 11 | 23:31-00:00 | 1 | 1
|  | 12 | 12 | 00:01-00:30 | 1 | 1
|  | 12 | 12 | 00:31-01:00 | 1 | 1
|  | 12 | 12 | 01:01-01:30 | 1 | 1
|  | 12 | 12 | 01:31-02:00 | 1 | 1
|  | 12 | 12 | 02:01-02:30 | 1 | 1
|  | 12 | 12 | 02:31-03:00 | 1 | 1
|  | 12 | 12 | 03:01-03:30 | 1 | 1
|  | 12 | 12 | 03:31-04:00 | 1 | 1
|  | 12 | 12 | 04:01-04:30 | 1 | 1
|  | 12 | 12 | 04:31-05:00 | 1 | 1
|  | 12 | 12 | 05:01-05:30 | 1 | 1
|  | 12 | 12 | 05:31-06:00 | 1 | 1
|  | 12 | 12 | 06:01-06:30 | 1 | 1
|  | 12 | 12 | 06:31-07:00 | 1 | 1
|  | 12 | 12 | 07:01-07:30 | 1 | 1
|  | 12 | 12 | 07:31-08:00 | 1 | 1
|  | 12 | 12 | 08:01-08:30 | 1 | 1
|  | 12 | 12 | 08:31-09:00 | 1 | 1
|  | 12 | 12 | 09:01-09:30 | 1 | 1
|  | 12 | 12 | 09:31-10:00 | 1 | 1
|  | 12 | 12 | 10:01-10:30 | 1 | 1
|  | 12 | 12 | 10:31-11:00 | 1 | 1
|  | 12 | 12 | 11:01-11:30 | 1 | 1
|  | 12 | 12 | 11:31-12:00 | 1 | 1
|  | 12 | 12 | 12:01-12:30 | 1 | 1
|  | 12 | 12 | 12:31-13:00 | 1 | 1
|  | 12 | 12 | 13:01-13:30 | 1 | 1
|  | 12 | 12 | 13:31-14:00 | 1 | 1
|  | 12 | 12 | 14:01-14:30 | 1 | 1
|  | 12 | 12 | 14:31-15:00 | 1 | 1
|  | 12 | 12 | 15:01-15:30 | 1 | 1
|  | 12 | 12 | 15:31-16:00 | 1 | 1
|  | 12 | 12 | 16:01-16:30 | 1 | 1
|  | 12 | 12 | 16:31-17:00 | 1 | 1
|  | 12 | 12 | 17:01-17:30 | 1 | 1
|  | 12 | 12 | 17:31-18:00 | 1 | 1
|  | 12 | 12 | 18:01-18:30 | 1 | 1
|  | 12 | 12 | 18:31-19:00 | 1 | 1
|  | 12 | 12 | 19:01-19:30 | 1 | 1
|  | 12 | 12 | 19:31-20:00 | 1 | 1
|  | 12 | 12 | 20:01-20:30 | 1 | 1
|  | 12 | 12 | 20:31-21:00 | 1 | 1
|  | 12 | 12 | 21:01-21:30 | 1 | 1
|  | 12 | 12 | 21:31-22:00 | 1 | 1
|  | 12 | 12 | 22:01-22:30 | 1 | 1
|  | 12 | 12 | 22:31-23:00 | 1 | 1
|  | 12 | 12 | 23:01-23:30 | 1 | 1
|  | 12 | 12 | 23:31-00:00 | 1 | 1
|  | 12 | 13 | 00:01-00:30 | 1 | 1
|  | 12 | 13 | 00:31-01:00 | 1 | 1
|  | 12 | 13 | 01:01-01:30 | 1 | 1
|  | 12 | 13 | 01:31-02:00 | 1 | 1
|  | 12 | 13 | 02:01-02:30 | 1 | 1
|  | 12 | 13 | 02:31-03:00 | 1 | 1
|  | 12 | 13 | 03:01-03:30 | 1 | 1
|  | 12 | 13 | 03:31-04:00 | 1 | 1
|  | 12 | 13 | 04:01-04:30 | 1 | 1
|  | 12 | 13 | 04:31-05:00 | 1 | 1
|  | 12 | 13 | 05:01-05:30 | 1 | 1
|  | 12 | 13 | 05:31-06:00 | 1 | 1
|  | 12 | 13 | 06:01-06:30 | 1 | 1
|  | 12 | 13 | 06:31-07:00 | 1 | 1
|  | 12 | 13 | 07:01-07:30 | 1 | 1
|  | 12 | 13 | 07:31-08:00 | 1 | 1
|  | 12 | 13 | 08:01-08:30 | 1 | 1
|  | 12 | 13 | 08:31-09:00 | 1 | 1
|  | 12 | 13 | 09:01-09:30 | 1 | 1
|  | 12 | 13 | 09:31-10:00 | 1 | 1
|  | 12 | 13 | 10:01-10:30 | 1 | 1
|  | 12 | 13 | 10:31-11:00 | 1 | 1
|  | 12 | 13 | 11:01-11:30 | 1 | 1
|  | 12 | 13 | 11:31-12:00 | 1 | 1
|  | 12 | 13 | 12:01-12:30 | 1 | 1
|  | 12 | 13 | 12:31-13:00 | 1 | 1
|  | 12 | 13 | 13:01-13:30 | 1 | 1
|  | 12 | 13 | 13:31-14:00 | 1 | 1
|  | 12 | 13 | 14:01-14:30 | 1 | 1
|  | 12 | 13 | 14:31-15:00 | 1 | 1
|  | 12 | 13 | 15:01-15:30 | 1 | 1
|  | 12 | 13 | 15:31-16:00 | 1 | 1
|  | 12 | 13 | 16:01-16:30 | 1 | 1
|  | 12 | 13 | 16:31-17:00 | 1 | 1
|  | 12 | 13 | 17:01-17:30 | 1 | 1
|  | 12 | 13 | 17:31-18:00 | 1 | 1
|  | 12 | 13 | 18:01-18:30 | 1 | 1
|  | 12 | 13 | 18:31-19:00 | 1 | 1
|  | 12 | 13 | 19:01-19:30 | 1 | 1
|  | 12 | 13 | 19:31-20:00 | 1 | 1
|  | 12 | 13 | 20:01-20:30 | 1 | 1
|  | 12 | 13 | 20:31-21:00 | 1 | 1
|  | 12 | 13 | 21:01-21:30 | 1 | 1
|  | 12 | 13 | 21:31-22:00 | 1 | 1
|  | 12 | 13 | 22:01-22:30 | 1 | 1
|  | 12 | 13 | 22:31-23:00 | 1 | 1
|  | 12 | 13 | 23:01-23:30 | 1 | 1
|  | 12 | 13 | 23:31-00:00 | 1 | 1
|  | 12 | 14 | 00:01-00:30 | 1 | 1
|  | 12 | 14 | 00:31-01:00 | 1 | 1
|  | 12 | 14 | 01:01-01:30 | 1 | 1
|  | 12 | 14 | 01:31-02:00 | 1 | 1
|  | 12 | 14 | 02:01-02:30 | 1 | 1
|  | 12 | 14 | 02:31-03:00 | 1 | 1
|  | 12 | 14 | 03:01-03:30 | 1 | 1
|  | 12 | 14 | 03:31-04:00 | 1 | 1
|  | 12 | 14 | 04:01-04:30 | 1 | 1
|  | 12 | 14 | 04:31-05:00 | 1 | 1
|  | 12 | 14 | 05:01-05:30 | 1 | 1
|  | 12 | 14 | 05:31-06:00 | 1 | 1
|  | 12 | 14 | 06:01-06:30 | 1 | 1
|  | 12 | 14 | 06:31-07:00 | 1 | 1
|  | 12 | 14 | 07:01-07:30 | 1 | 1
|  | 12 | 14 | 07:31-08:00 | 1 | 1
|  | 12 | 14 | 08:01-08:30 | 1 | 1
|  | 12 | 14 | 08:31-09:00 | 1 | 1
|  | 12 | 14 | 09:01-09:30 | 1 | 1
|  | 12 | 14 | 09:31-10:00 | 1 | 1
|  | 12 | 14 | 10:01-10:30 | 1 | 1
|  | 12 | 14 | 10:31-11:00 | 1 | 1
|  | 12 | 14 | 11:01-11:30 | 1 | 1
|  | 12 | 14 | 11:31-12:00 | 1 | 1
|  | 12 | 14 | 12:01-12:30 | 1 | 1
|  | 12 | 14 | 12:31-13:00 | 1 | 1
|  | 12 | 14 | 13:01-13:30 | 1 | 1
|  | 12 | 14 | 13:31-14:00 | 1 | 1
|  | 12 | 14 | 14:01-14:30 | 1 | 1
|  | 12 | 14 | 14:31-15:00 | 1 | 1
|  | 12 | 14 | 15:01-15:30 | 1 | 1
|  | 12 | 14 | 15:31-16:00 | 1 | 1
|  | 12 | 14 | 16:01-16:30 | 1 | 1
|  | 12 | 14 | 16:31-17:00 | 1 | 1
|  | 12 | 14 | 17:01-17:30 | 1 | 1
|  | 12 | 14 | 17:31-18:00 | 1 | 1
|  | 12 | 14 | 18:01-18:30 | 1 | 1
|  | 12 | 14 | 18:31-19:00 | 1 | 1
|  | 12 | 14 | 19:01-19:30 | 1 | 1
|  | 12 | 14 | 19:31-20:00 | 1 | 1
|  | 12 | 14 | 20:01-20:30 | 1 | 1
|  | 12 | 14 | 20:31-21:00 | 1 | 1
|  | 12 | 14 | 21:01-21:30 | 1 | 1
|  | 12 | 14 | 21:31-22:00 | 1 | 1
|  | 12 | 14 | 22:01-22:30 | 1 | 1
|  | 12 | 14 | 22:31-23:00 | 1 | 1
|  | 12 | 14 | 23:01-23:30 | 1 | 1
|  | 12 | 14 | 23:31-00:00 | 1 | 1
|  | 12 | 15 | 00:01-00:30 | 1 | 1
|  | 12 | 15 | 00:31-01:00 | 1 | 1
|  | 12 | 15 | 01:01-01:30 | 1 | 1
|  | 12 | 15 | 01:31-02:00 | 1 | 1
|  | 12 | 15 | 02:01-02:30 | 1 | 1
|  | 12 | 15 | 02:31-03:00 | 1 | 1
|  | 12 | 15 | 03:01-03:30 | 1 | 1
|  | 12 | 15 | 03:31-04:00 | 1 | 1
|  | 12 | 15 | 04:01-04:30 | 1 | 1
|  | 12 | 15 | 04:31-05:00 | 1 | 1
|  | 12 | 15 | 05:01-05:30 | 1 | 1
|  | 12 | 15 | 05:31-06:00 | 1 | 1
|  | 12 | 15 | 06:01-06:30 | 1 | 1
|  | 12 | 15 | 06:31-07:00 | 1 | 1
|  | 12 | 15 | 07:01-07:30 | 1 | 1
|  | 12 | 15 | 07:31-08:00 | 1 | 1
|  | 12 | 15 | 08:01-08:30 | 1 | 1
|  | 12 | 15 | 08:31-09:00 | 1 | 1
|  | 12 | 15 | 09:01-09:30 | 1 | 1
|  | 12 | 15 | 09:31-10:00 | 1 | 1
|  | 12 | 15 | 10:01-10:30 | 1 | 1
|  | 12 | 15 | 10:31-11:00 | 1 | 1
|  | 12 | 15 | 11:01-11:30 | 1 | 1
|  | 12 | 15 | 11:31-12:00 | 1 | 1
|  | 12 | 15 | 12:01-12:30 | 1 | 1
|  | 12 | 15 | 12:31-13:00 | 1 | 1
|  | 12 | 15 | 13:01-13:30 | 1 | 1
|  | 12 | 15 | 13:31-14:00 | 1 | 1
|  | 12 | 15 | 14:01-14:30 | 1 | 1
|  | 12 | 15 | 14:31-15:00 | 1 | 1
|  | 12 | 15 | 15:01-15:30 | 1 | 1
|  | 12 | 15 | 15:31-16:00 | 1 | 1
|  | 12 | 15 | 16:01-16:30 | 1 | 1
|  | 12 | 15 | 16:31-17:00 | 1 | 1
|  | 12 | 15 | 17:01-17:30 | 1 | 1
|  | 12 | 15 | 17:31-18:00 | 1 | 1
|  | 12 | 15 | 18:01-18:30 | 1 | 1
|  | 12 | 15 | 18:31-19:00 | 1 | 1
|  | 12 | 15 | 19:01-19:30 | 1 | 1
|  | 12 | 15 | 19:31-20:00 | 1 | 1
|  | 12 | 15 | 20:01-20:30 | 1 | 1
|  | 12 | 15 | 20:31-21:00 | 1 | 1
|  | 12 | 15 | 21:01-21:30 | 1 | 1
|  | 12 | 15 | 21:31-22:00 | 1 | 1
|  | 12 | 15 | 22:01-22:30 | 1 | 1
|  | 12 | 15 | 22:31-23:00 | 1 | 1
|  | 12 | 15 | 23:01-23:30 | 1 | 1
|  | 12 | 15 | 23:31-00:00 | 1 | 1
|  | 12 | 16 | 00:01-00:30 | 0 | 1
|  | 12 | 16 | 00:31-01:00 | 0 | 1
|  | 12 | 16 | 01:01-01:30 | 0 | 1
|  | 12 | 16 | 01:31-02:00 | 0 | 1
|  | 12 | 16 | 02:01-02:30 | 0 | 1
|  | 12 | 16 | 02:31-03:00 | 0 | 1
|  | 12 | 16 | 03:01-03:30 | 0 | 1
|  | 12 | 16 | 03:31-04:00 | 0 | 1
|  | 12 | 16 | 04:01-04:30 | 0 | 1
|  | 12 | 16 | 04:31-05:00 | 0 | 1
|  | 12 | 16 | 05:01-05:30 | 0 | 1
|  | 12 | 16 | 05:31-06:00 | 0 | 1
|  | 12 | 16 | 06:01-06:30 | 0 | 1
|  | 12 | 16 | 06:31-07:00 | 0 | 1
|  | 12 | 16 | 07:01-07:30 | 0 | 1
|  | 12 | 16 | 07:31-08:00 | 0 | 1
|  | 12 | 16 | 08:01-08:30 | 0 | 1
|  | 12 | 16 | 08:31-09:00 | 0 | 1
|  | 12 | 16 | 09:01-09:30 | 0 | 1
|  | 12 | 16 | 09:31-10:00 | 0 | 1
|  | 12 | 16 | 10:01-10:30 | 0 | 1
|  | 12 | 16 | 10:31-11:00 | 0 | 1
|  | 12 | 16 | 11:01-11:30 | 0 | 1
|  | 12 | 16 | 11:31-12:00 | 0 | 1
|  | 12 | 16 | 12:01-12:30 | 0 | 1
|  | 12 | 16 | 12:31-13:00 | 0 | 1
|  | 12 | 16 | 13:01-13:30 | 0 | 1
|  | 12 | 16 | 13:31-14:00 | 0 | 1
|  | 12 | 16 | 14:01-14:30 | 0 | 1
|  | 12 | 16 | 14:31-15:00 | 0 | 1
|  | 12 | 16 | 15:01-15:30 | 0 | 1
|  | 12 | 16 | 15:31-16:00 | 0 | 1
|  | 12 | 16 | 16:01-16:30 | 0 | 1
|  | 12 | 16 | 16:31-17:00 | 0 | 1
|  | 12 | 16 | 17:01-17:30 | 0 | 1
|  | 12 | 16 | 17:31-18:00 | 0 | 1
|  | 12 | 16 | 18:01-18:30 | 0 | 1
|  | 12 | 16 | 18:31-19:00 | 0 | 1
|  | 12 | 16 | 19:01-19:30 | 0 | 1
|  | 12 | 16 | 19:31-20:00 | 0 | 1
|  | 12 | 16 | 20:01-20:30 | 0 | 1
|  | 12 | 16 | 20:31-21:00 | 0 | 1
|  | 12 | 16 | 21:01-21:30 | 0 | 1
|  | 12 | 16 | 21:31-22:00 | 0 | 1
|  | 12 | 16 | 22:01-22:30 | 0 | 1
|  | 12 | 16 | 22:31-23:00 | 0 | 1
|  | 12 | 16 | 23:01-23:30 | 0 | 1
|  | 12 | 16 | 23:31-00:00 | 0 | 1
|  | 12 | 17 | 00:01-00:30 | 0 | 1
|  | 12 | 17 | 00:31-01:00 | 0 | 1
|  | 12 | 17 | 01:01-01:30 | 0 | 1
|  | 12 | 17 | 01:31-02:00 | 0 | 1
|  | 12 | 17 | 02:01-02:30 | 0 | 1
|  | 12 | 17 | 02:31-03:00 | 0 | 1
|  | 12 | 17 | 03:01-03:30 | 0 | 1
|  | 12 | 17 | 03:31-04:00 | 0 | 1
|  | 12 | 17 | 04:01-04:30 | 0 | 1
|  | 12 | 17 | 04:31-05:00 | 0 | 1
|  | 12 | 17 | 05:01-05:30 | 0 | 1
|  | 12 | 17 | 05:31-06:00 | 0 | 1
|  | 12 | 17 | 06:01-06:30 | 0 | 1
|  | 12 | 17 | 06:31-07:00 | 0 | 1
|  | 12 | 17 | 07:01-07:30 | 0 | 1
|  | 12 | 17 | 07:31-08:00 | 0 | 1
|  | 12 | 17 | 08:01-08:30 | 0 | 1
|  | 12 | 17 | 08:31-09:00 | 0 | 1
|  | 12 | 17 | 09:01-09:30 | 0 | 1
|  | 12 | 17 | 09:31-10:00 | 0 | 1
|  | 12 | 17 | 10:01-10:30 | 0 | 1
|  | 12 | 17 | 10:31-11:00 | 0 | 1
|  | 12 | 17 | 11:01-11:30 | 0 | 1
|  | 12 | 17 | 11:31-12:00 | 0 | 1
|  | 12 | 17 | 12:01-12:30 | 0 | 1
|  | 12 | 17 | 12:31-13:00 | 0 | 1
|  | 12 | 17 | 13:01-13:30 | 0 | 1
|  | 12 | 17 | 13:31-14:00 | 0 | 1
|  | 12 | 17 | 14:01-14:30 | 0 | 1
|  | 12 | 17 | 14:31-15:00 | 0 | 1
|  | 12 | 17 | 15:01-15:30 | 0 | 1
|  | 12 | 17 | 15:31-16:00 | 0 | 1
|  | 12 | 17 | 16:01-16:30 | 0 | 1
|  | 12 | 17 | 16:31-17:00 | 0 | 1
|  | 12 | 17 | 17:01-17:30 | 0 | 1
|  | 12 | 17 | 17:31-18:00 | 0 | 1
|  | 12 | 17 | 18:01-18:30 | 0 | 1
|  | 12 | 17 | 18:31-19:00 | 0 | 1
|  | 12 | 17 | 19:01-19:30 | 0 | 1
|  | 12 | 17 | 19:31-20:00 | 0 | 1
|  | 12 | 17 | 20:01-20:30 | 0 | 1
|  | 12 | 17 | 20:31-21:00 | 0 | 1
|  | 12 | 17 | 21:01-21:30 | 0 | 1
|  | 12 | 17 | 21:31-22:00 | 0 | 1
|  | 12 | 17 | 22:01-22:30 | 0 | 1
|  | 12 | 17 | 22:31-23:00 | 0 | 1
|  | 12 | 17 | 23:01-23:30 | 0 | 1
|  | 12 | 17 | 23:31-00:00 | 0 | 1
|  | 12 | 18 | 00:01-00:30 | 1 | 1
|  | 12 | 18 | 00:31-01:00 | 1 | 1
|  | 12 | 18 | 01:01-01:30 | 1 | 1
|  | 12 | 18 | 01:31-02:00 | 1 | 1
|  | 12 | 18 | 02:01-02:30 | 1 | 1
|  | 12 | 18 | 02:31-03:00 | 1 | 1
|  | 12 | 18 | 03:01-03:30 | 1 | 1
|  | 12 | 18 | 03:31-04:00 | 1 | 1
|  | 12 | 18 | 04:01-04:30 | 1 | 1
|  | 12 | 18 | 04:31-05:00 | 1 | 1
|  | 12 | 18 | 05:01-05:30 | 1 | 1
|  | 12 | 18 | 05:31-06:00 | 1 | 1
|  | 12 | 18 | 06:01-06:30 | 1 | 1
|  | 12 | 18 | 06:31-07:00 | 1 | 1
|  | 12 | 18 | 07:01-07:30 | 1 | 1
|  | 12 | 18 | 07:31-08:00 | 1 | 1
|  | 12 | 18 | 08:01-08:30 | 1 | 1
|  | 12 | 18 | 08:31-09:00 | 1 | 1
|  | 12 | 18 | 09:01-09:30 | 1 | 1
|  | 12 | 18 | 09:31-10:00 | 1 | 1
|  | 12 | 18 | 10:01-10:30 | 1 | 1
|  | 12 | 18 | 10:31-11:00 | 1 | 1
|  | 12 | 18 | 11:01-11:30 | 1 | 1
|  | 12 | 18 | 11:31-12:00 | 1 | 1
|  | 12 | 18 | 12:01-12:30 | 1 | 1
|  | 12 | 18 | 12:31-13:00 | 1 | 1
|  | 12 | 18 | 13:01-13:30 | 1 | 1
|  | 12 | 18 | 13:31-14:00 | 1 | 1
|  | 12 | 18 | 14:01-14:30 | 1 | 1
|  | 12 | 18 | 14:31-15:00 | 1 | 1
|  | 12 | 18 | 15:01-15:30 | 1 | 1
|  | 12 | 18 | 15:31-16:00 | 1 | 1
|  | 12 | 18 | 16:01-16:30 | 1 | 1
|  | 12 | 18 | 16:31-17:00 | 1 | 1
|  | 12 | 18 | 17:01-17:30 | 1 | 1
|  | 12 | 18 | 17:31-18:00 | 1 | 1
|  | 12 | 18 | 18:01-18:30 | 1 | 1
|  | 12 | 18 | 18:31-19:00 | 1 | 1
|  | 12 | 18 | 19:01-19:30 | 1 | 1
|  | 12 | 18 | 19:31-20:00 | 1 | 1
|  | 12 | 18 | 20:01-20:30 | 1 | 1
|  | 12 | 18 | 20:31-21:00 | 1 | 1
|  | 12 | 18 | 21:01-21:30 | 1 | 1
|  | 12 | 18 | 21:31-22:00 | 1 | 1
|  | 12 | 18 | 22:01-22:30 | 1 | 1
|  | 12 | 18 | 22:31-23:00 | 1 | 1
|  | 12 | 18 | 23:01-23:30 | 1 | 1
|  | 12 | 18 | 23:31-00:00 | 1 | 1
|  | 12 | 19 | 00:01-00:30 | 1 | 1
|  | 12 | 19 | 00:31-01:00 | 1 | 1
|  | 12 | 19 | 01:01-01:30 | 1 | 1
|  | 12 | 19 | 01:31-02:00 | 1 | 1
|  | 12 | 19 | 02:01-02:30 | 1 | 1
|  | 12 | 19 | 02:31-03:00 | 1 | 1
|  | 12 | 19 | 03:01-03:30 | 1 | 1
|  | 12 | 19 | 03:31-04:00 | 1 | 1
|  | 12 | 19 | 04:01-04:30 | 1 | 1
|  | 12 | 19 | 04:31-05:00 | 1 | 1
|  | 12 | 19 | 05:01-05:30 | 1 | 1
|  | 12 | 19 | 05:31-06:00 | 1 | 1
|  | 12 | 19 | 06:01-06:30 | 1 | 1
|  | 12 | 19 | 06:31-07:00 | 1 | 1
|  | 12 | 19 | 07:01-07:30 | 1 | 1
|  | 12 | 19 | 07:31-08:00 | 1 | 1
|  | 12 | 19 | 08:01-08:30 | 1 | 1
|  | 12 | 19 | 08:31-09:00 | 1 | 1
|  | 12 | 19 | 09:01-09:30 | 1 | 1
|  | 12 | 19 | 09:31-10:00 | 1 | 1
|  | 12 | 19 | 10:01-10:30 | 1 | 1
|  | 12 | 19 | 10:31-11:00 | 1 | 1
|  | 12 | 19 | 11:01-11:30 | 1 | 1
|  | 12 | 19 | 11:31-12:00 | 1 | 1
|  | 12 | 19 | 12:01-12:30 | 1 | 1
|  | 12 | 19 | 12:31-13:00 | 1 | 1
|  | 12 | 19 | 13:01-13:30 | 1 | 1
|  | 12 | 19 | 13:31-14:00 | 1 | 1
|  | 12 | 19 | 14:01-14:30 | 1 | 1
|  | 12 | 19 | 14:31-15:00 | 1 | 1
|  | 12 | 19 | 15:01-15:30 | 1 | 1
|  | 12 | 19 | 15:31-16:00 | 1 | 1
|  | 12 | 19 | 16:01-16:30 | 1 | 1
|  | 12 | 19 | 16:31-17:00 | 1 | 1
|  | 12 | 19 | 17:01-17:30 | 1 | 1
|  | 12 | 19 | 17:31-18:00 | 1 | 1
|  | 12 | 19 | 18:01-18:30 | 1 | 1
|  | 12 | 19 | 18:31-19:00 | 1 | 1
|  | 12 | 19 | 19:01-19:30 | 1 | 1
|  | 12 | 19 | 19:31-20:00 | 1 | 1
|  | 12 | 19 | 20:01-20:30 | 1 | 1
|  | 12 | 19 | 20:31-21:00 | 1 | 1
|  | 12 | 19 | 21:01-21:30 | 1 | 1
|  | 12 | 19 | 21:31-22:00 | 1 | 1
|  | 12 | 19 | 22:01-22:30 | 1 | 1
|  | 12 | 19 | 22:31-23:00 | 1 | 1
|  | 12 | 19 | 23:01-23:30 | 1 | 1
|  | 12 | 19 | 23:31-00:00 | 1 | 1
|  | 12 | 20 | 00:01-00:30 | 1 | 1
|  | 12 | 20 | 00:31-01:00 | 1 | 1
|  | 12 | 20 | 01:01-01:30 | 1 | 1
|  | 12 | 20 | 01:31-02:00 | 1 | 1
|  | 12 | 20 | 02:01-02:30 | 1 | 1
|  | 12 | 20 | 02:31-03:00 | 1 | 1
|  | 12 | 20 | 03:01-03:30 | 1 | 1
|  | 12 | 20 | 03:31-04:00 | 1 | 1
|  | 12 | 20 | 04:01-04:30 | 1 | 1
|  | 12 | 20 | 04:31-05:00 | 1 | 1
|  | 12 | 20 | 05:01-05:30 | 1 | 1
|  | 12 | 20 | 05:31-06:00 | 1 | 1
|  | 12 | 20 | 06:01-06:30 | 1 | 1
|  | 12 | 20 | 06:31-07:00 | 1 | 1
|  | 12 | 20 | 07:01-07:30 | 1 | 1
|  | 12 | 20 | 07:31-08:00 | 1 | 1
|  | 12 | 20 | 08:01-08:30 | 1 | 1
|  | 12 | 20 | 08:31-09:00 | 1 | 1
|  | 12 | 20 | 09:01-09:30 | 1 | 1
|  | 12 | 20 | 09:31-10:00 | 1 | 1
|  | 12 | 20 | 10:01-10:30 | 1 | 1
|  | 12 | 20 | 10:31-11:00 | 1 | 1
|  | 12 | 20 | 11:01-11:30 | 1 | 1
|  | 12 | 20 | 11:31-12:00 | 1 | 1
|  | 12 | 20 | 12:01-12:30 | 1 | 1
|  | 12 | 20 | 12:31-13:00 | 1 | 1
|  | 12 | 20 | 13:01-13:30 | 1 | 1
|  | 12 | 20 | 13:31-14:00 | 1 | 1
|  | 12 | 20 | 14:01-14:30 | 1 | 1
|  | 12 | 20 | 14:31-15:00 | 1 | 1
|  | 12 | 20 | 15:01-15:30 | 1 | 1
|  | 12 | 20 | 15:31-16:00 | 1 | 1
|  | 12 | 20 | 16:01-16:30 | 1 | 1
|  | 12 | 20 | 16:31-17:00 | 1 | 1
|  | 12 | 20 | 17:01-17:30 | 1 | 1
|  | 12 | 20 | 17:31-18:00 | 1 | 1
|  | 12 | 20 | 18:01-18:30 | 1 | 1
|  | 12 | 20 | 18:31-19:00 | 1 | 1
|  | 12 | 20 | 19:01-19:30 | 1 | 1
|  | 12 | 20 | 19:31-20:00 | 1 | 1
|  | 12 | 20 | 20:01-20:30 | 1 | 1
|  | 12 | 20 | 20:31-21:00 | 1 | 1
|  | 12 | 20 | 21:01-21:30 | 1 | 1
|  | 12 | 20 | 21:31-22:00 | 1 | 1
|  | 12 | 20 | 22:01-22:30 | 1 | 1
|  | 12 | 20 | 22:31-23:00 | 1 | 1
|  | 12 | 20 | 23:01-23:30 | 1 | 1
|  | 12 | 20 | 23:31-00:00 | 1 | 1
|  | 12 | 21 | 00:01-00:30 | 1 | 1
|  | 12 | 21 | 00:31-01:00 | 1 | 1
|  | 12 | 21 | 01:01-01:30 | 1 | 1
|  | 12 | 21 | 01:31-02:00 | 1 | 1
|  | 12 | 21 | 02:01-02:30 | 1 | 1
|  | 12 | 21 | 02:31-03:00 | 1 | 1
|  | 12 | 21 | 03:01-03:30 | 1 | 1
|  | 12 | 21 | 03:31-04:00 | 1 | 1
|  | 12 | 21 | 04:01-04:30 | 1 | 1
|  | 12 | 21 | 04:31-05:00 | 1 | 1
|  | 12 | 21 | 05:01-05:30 | 1 | 1
|  | 12 | 21 | 05:31-06:00 | 1 | 1
|  | 12 | 21 | 06:01-06:30 | 1 | 1
|  | 12 | 21 | 06:31-07:00 | 1 | 1
|  | 12 | 21 | 07:01-07:30 | 1 | 1
|  | 12 | 21 | 07:31-08:00 | 1 | 1
|  | 12 | 21 | 08:01-08:30 | 1 | 1
|  | 12 | 21 | 08:31-09:00 | 1 | 1
|  | 12 | 21 | 09:01-09:30 | 1 | 1
|  | 12 | 21 | 09:31-10:00 | 1 | 1
|  | 12 | 21 | 10:01-10:30 | 1 | 1
|  | 12 | 21 | 10:31-11:00 | 1 | 1
|  | 12 | 21 | 11:01-11:30 | 1 | 1
|  | 12 | 21 | 11:31-12:00 | 1 | 1
|  | 12 | 21 | 12:01-12:30 | 1 | 1
|  | 12 | 21 | 12:31-13:00 | 1 | 1
|  | 12 | 21 | 13:01-13:30 | 1 | 1
|  | 12 | 21 | 13:31-14:00 | 1 | 1
|  | 12 | 21 | 14:01-14:30 | 1 | 1
|  | 12 | 21 | 14:31-15:00 | 1 | 1
|  | 12 | 21 | 15:01-15:30 | 1 | 1
|  | 12 | 21 | 15:31-16:00 | 1 | 1
|  | 12 | 21 | 16:01-16:30 | 1 | 1
|  | 12 | 21 | 16:31-17:00 | 1 | 1
|  | 12 | 21 | 17:01-17:30 | 1 | 1
|  | 12 | 21 | 17:31-18:00 | 1 | 1
|  | 12 | 21 | 18:01-18:30 | 1 | 1
|  | 12 | 21 | 18:31-19:00 | 1 | 1
|  | 12 | 21 | 19:01-19:30 | 1 | 1
|  | 12 | 21 | 19:31-20:00 | 1 | 1
|  | 12 | 21 | 20:01-20:30 | 1 | 1
|  | 12 | 21 | 20:31-21:00 | 1 | 1
|  | 12 | 21 | 21:01-21:30 | 1 | 1
|  | 12 | 21 | 21:31-22:00 | 1 | 1
|  | 12 | 21 | 22:01-22:30 | 1 | 1
|  | 12 | 21 | 22:31-23:00 | 1 | 1
|  | 12 | 21 | 23:01-23:30 | 1 | 1
|  | 12 | 21 | 23:31-00:00 | 1 | 1
|  | 12 | 22 | 00:01-00:30 | 1 | 1
|  | 12 | 22 | 00:31-01:00 | 1 | 1
|  | 12 | 22 | 01:01-01:30 | 1 | 1
|  | 12 | 22 | 01:31-02:00 | 1 | 1
|  | 12 | 22 | 02:01-02:30 | 1 | 1
|  | 12 | 22 | 02:31-03:00 | 1 | 1
|  | 12 | 22 | 03:01-03:30 | 1 | 1
|  | 12 | 22 | 03:31-04:00 | 1 | 1
|  | 12 | 22 | 04:01-04:30 | 1 | 1
|  | 12 | 22 | 04:31-05:00 | 1 | 1
|  | 12 | 22 | 05:01-05:30 | 1 | 1
|  | 12 | 22 | 05:31-06:00 | 1 | 1
|  | 12 | 22 | 06:01-06:30 | 1 | 1
|  | 12 | 22 | 06:31-07:00 | 1 | 1
|  | 12 | 22 | 07:01-07:30 | 1 | 1
|  | 12 | 22 | 07:31-08:00 | 1 | 1
|  | 12 | 22 | 08:01-08:30 | 1 | 1
|  | 12 | 22 | 08:31-09:00 | 1 | 1
|  | 12 | 22 | 09:01-09:30 | 1 | 1
|  | 12 | 22 | 09:31-10:00 | 1 | 1
|  | 12 | 22 | 10:01-10:30 | 1 | 1
|  | 12 | 22 | 10:31-11:00 | 1 | 1
|  | 12 | 22 | 11:01-11:30 | 1 | 1
|  | 12 | 22 | 11:31-12:00 | 1 | 1
|  | 12 | 22 | 12:01-12:30 | 1 | 1
|  | 12 | 22 | 12:31-13:00 | 1 | 1
|  | 12 | 22 | 13:01-13:30 | 1 | 1
|  | 12 | 22 | 13:31-14:00 | 1 | 1
|  | 12 | 22 | 14:01-14:30 | 1 | 1
|  | 12 | 22 | 14:31-15:00 | 1 | 1
|  | 12 | 22 | 15:01-15:30 | 1 | 1
|  | 12 | 22 | 15:31-16:00 | 1 | 1
|  | 12 | 22 | 16:01-16:30 | 1 | 1
|  | 12 | 22 | 16:31-17:00 | 1 | 1
|  | 12 | 22 | 17:01-17:30 | 1 | 1
|  | 12 | 22 | 17:31-18:00 | 1 | 1
|  | 12 | 22 | 18:01-18:30 | 1 | 1
|  | 12 | 22 | 18:31-19:00 | 1 | 1
|  | 12 | 22 | 19:01-19:30 | 1 | 1
|  | 12 | 22 | 19:31-20:00 | 1 | 1
|  | 12 | 22 | 20:01-20:30 | 1 | 1
|  | 12 | 22 | 20:31-21:00 | 1 | 1
|  | 12 | 22 | 21:01-21:30 | 1 | 1
|  | 12 | 22 | 21:31-22:00 | 1 | 1
|  | 12 | 22 | 22:01-22:30 | 1 | 1
|  | 12 | 22 | 22:31-23:00 | 1 | 1
|  | 12 | 22 | 23:01-23:30 | 1 | 1
|  | 12 | 22 | 23:31-00:00 | 1 | 1
|  | 12 | 23 | 00:01-00:30 | 0 | 1
|  | 12 | 23 | 00:31-01:00 | 0 | 1
|  | 12 | 23 | 01:01-01:30 | 0 | 1
|  | 12 | 23 | 01:31-02:00 | 0 | 1
|  | 12 | 23 | 02:01-02:30 | 0 | 1
|  | 12 | 23 | 02:31-03:00 | 0 | 1
|  | 12 | 23 | 03:01-03:30 | 0 | 1
|  | 12 | 23 | 03:31-04:00 | 0 | 1
|  | 12 | 23 | 04:01-04:30 | 0 | 1
|  | 12 | 23 | 04:31-05:00 | 0 | 1
|  | 12 | 23 | 05:01-05:30 | 0 | 1
|  | 12 | 23 | 05:31-06:00 | 0 | 1
|  | 12 | 23 | 06:01-06:30 | 0 | 1
|  | 12 | 23 | 06:31-07:00 | 0 | 1
|  | 12 | 23 | 07:01-07:30 | 0 | 1
|  | 12 | 23 | 07:31-08:00 | 0 | 1
|  | 12 | 23 | 08:01-08:30 | 0 | 1
|  | 12 | 23 | 08:31-09:00 | 0 | 1
|  | 12 | 23 | 09:01-09:30 | 0 | 1
|  | 12 | 23 | 09:31-10:00 | 0 | 1
|  | 12 | 23 | 10:01-10:30 | 0 | 1
|  | 12 | 23 | 10:31-11:00 | 0 | 1
|  | 12 | 23 | 11:01-11:30 | 0 | 1
|  | 12 | 23 | 11:31-12:00 | 0 | 1
|  | 12 | 23 | 12:01-12:30 | 0 | 1
|  | 12 | 23 | 12:31-13:00 | 0 | 1
|  | 12 | 23 | 13:01-13:30 | 0 | 1
|  | 12 | 23 | 13:31-14:00 | 0 | 1
|  | 12 | 23 | 14:01-14:30 | 0 | 1
|  | 12 | 23 | 14:31-15:00 | 0 | 1
|  | 12 | 23 | 15:01-15:30 | 0 | 1
|  | 12 | 23 | 15:31-16:00 | 0 | 1
|  | 12 | 23 | 16:01-16:30 | 0 | 1
|  | 12 | 23 | 16:31-17:00 | 0 | 1
|  | 12 | 23 | 17:01-17:30 | 0 | 1
|  | 12 | 23 | 17:31-18:00 | 0 | 1
|  | 12 | 23 | 18:01-18:30 | 0 | 1
|  | 12 | 23 | 18:31-19:00 | 0 | 1
|  | 12 | 23 | 19:01-19:30 | 0 | 1
|  | 12 | 23 | 19:31-20:00 | 0 | 1
|  | 12 | 23 | 20:01-20:30 | 0 | 1
|  | 12 | 23 | 20:31-21:00 | 0 | 1
|  | 12 | 23 | 21:01-21:30 | 0 | 1
|  | 12 | 23 | 21:31-22:00 | 0 | 1
|  | 12 | 23 | 22:01-22:30 | 0 | 1
|  | 12 | 23 | 22:31-23:00 | 0 | 1
|  | 12 | 23 | 23:01-23:30 | 0 | 1
|  | 12 | 23 | 23:31-00:00 | 0 | 1
|  | 12 | 24 | 00:01-00:30 | 0 | 1
|  | 12 | 24 | 00:31-01:00 | 0 | 1
|  | 12 | 24 | 01:01-01:30 | 0 | 1
|  | 12 | 24 | 01:31-02:00 | 0 | 1
|  | 12 | 24 | 02:01-02:30 | 0 | 1
|  | 12 | 24 | 02:31-03:00 | 0 | 1
|  | 12 | 24 | 03:01-03:30 | 0 | 1
|  | 12 | 24 | 03:31-04:00 | 0 | 1
|  | 12 | 24 | 04:01-04:30 | 0 | 1
|  | 12 | 24 | 04:31-05:00 | 0 | 1
|  | 12 | 24 | 05:01-05:30 | 0 | 1
|  | 12 | 24 | 05:31-06:00 | 0 | 1
|  | 12 | 24 | 06:01-06:30 | 0 | 1
|  | 12 | 24 | 06:31-07:00 | 0 | 1
|  | 12 | 24 | 07:01-07:30 | 0 | 1
|  | 12 | 24 | 07:31-08:00 | 0 | 1
|  | 12 | 24 | 08:01-08:30 | 0 | 1
|  | 12 | 24 | 08:31-09:00 | 0 | 1
|  | 12 | 24 | 09:01-09:30 | 0 | 1
|  | 12 | 24 | 09:31-10:00 | 0 | 1
|  | 12 | 24 | 10:01-10:30 | 0 | 1
|  | 12 | 24 | 10:31-11:00 | 0 | 1
|  | 12 | 24 | 11:01-11:30 | 0 | 1
|  | 12 | 24 | 11:31-12:00 | 0 | 1
|  | 12 | 24 | 12:01-12:30 | 0 | 1
|  | 12 | 24 | 12:31-13:00 | 0 | 1
|  | 12 | 24 | 13:01-13:30 | 0 | 1
|  | 12 | 24 | 13:31-14:00 | 0 | 1
|  | 12 | 24 | 14:01-14:30 | 0 | 1
|  | 12 | 24 | 14:31-15:00 | 0 | 1
|  | 12 | 24 | 15:01-15:30 | 0 | 1
|  | 12 | 24 | 15:31-16:00 | 0 | 1
|  | 12 | 24 | 16:01-16:30 | 0 | 1
|  | 12 | 24 | 16:31-17:00 | 0 | 1
|  | 12 | 24 | 17:01-17:30 | 0 | 1
|  | 12 | 24 | 17:31-18:00 | 0 | 1
|  | 12 | 24 | 18:01-18:30 | 0 | 1
|  | 12 | 24 | 18:31-19:00 | 0 | 1
|  | 12 | 24 | 19:01-19:30 | 0 | 1
|  | 12 | 24 | 19:31-20:00 | 0 | 1
|  | 12 | 24 | 20:01-20:30 | 0 | 1
|  | 12 | 24 | 20:31-21:00 | 0 | 1
|  | 12 | 24 | 21:01-21:30 | 0 | 1
|  | 12 | 24 | 21:31-22:00 | 0 | 1
|  | 12 | 24 | 22:01-22:30 | 0 | 1
|  | 12 | 24 | 22:31-23:00 | 0 | 1
|  | 12 | 24 | 23:01-23:30 | 0 | 1
|  | 12 | 24 | 23:31-00:00 | 0 | 1
|  | 12 | 25 | 00:01-00:30 | 1 | 1
|  | 12 | 25 | 00:31-01:00 | 1 | 1
|  | 12 | 25 | 01:01-01:30 | 1 | 1
|  | 12 | 25 | 01:31-02:00 | 1 | 1
|  | 12 | 25 | 02:01-02:30 | 1 | 1
|  | 12 | 25 | 02:31-03:00 | 1 | 1
|  | 12 | 25 | 03:01-03:30 | 1 | 1
|  | 12 | 25 | 03:31-04:00 | 1 | 1
|  | 12 | 25 | 04:01-04:30 | 1 | 1
|  | 12 | 25 | 04:31-05:00 | 1 | 1
|  | 12 | 25 | 05:01-05:30 | 1 | 1
|  | 12 | 25 | 05:31-06:00 | 1 | 1
|  | 12 | 25 | 06:01-06:30 | 1 | 1
|  | 12 | 25 | 06:31-07:00 | 1 | 1
|  | 12 | 25 | 07:01-07:30 | 1 | 1
|  | 12 | 25 | 07:31-08:00 | 1 | 1
|  | 12 | 25 | 08:01-08:30 | 1 | 1
|  | 12 | 25 | 08:31-09:00 | 1 | 1
|  | 12 | 25 | 09:01-09:30 | 1 | 1
|  | 12 | 25 | 09:31-10:00 | 1 | 1
|  | 12 | 25 | 10:01-10:30 | 1 | 1
|  | 12 | 25 | 10:31-11:00 | 1 | 1
|  | 12 | 25 | 11:01-11:30 | 1 | 1
|  | 12 | 25 | 11:31-12:00 | 1 | 1
|  | 12 | 25 | 12:01-12:30 | 1 | 1
|  | 12 | 25 | 12:31-13:00 | 1 | 1
|  | 12 | 25 | 13:01-13:30 | 1 | 1
|  | 12 | 25 | 13:31-14:00 | 1 | 1
|  | 12 | 25 | 14:01-14:30 | 1 | 1
|  | 12 | 25 | 14:31-15:00 | 1 | 1
|  | 12 | 25 | 15:01-15:30 | 1 | 1
|  | 12 | 25 | 15:31-16:00 | 1 | 1
|  | 12 | 25 | 16:01-16:30 | 1 | 1
|  | 12 | 25 | 16:31-17:00 | 1 | 1
|  | 12 | 25 | 17:01-17:30 | 1 | 1
|  | 12 | 25 | 17:31-18:00 | 1 | 1
|  | 12 | 25 | 18:01-18:30 | 1 | 1
|  | 12 | 25 | 18:31-19:00 | 1 | 1
|  | 12 | 25 | 19:01-19:30 | 1 | 1
|  | 12 | 25 | 19:31-20:00 | 1 | 1
|  | 12 | 25 | 20:01-20:30 | 1 | 1
|  | 12 | 25 | 20:31-21:00 | 1 | 1
|  | 12 | 25 | 21:01-21:30 | 1 | 1
|  | 12 | 25 | 21:31-22:00 | 1 | 1
|  | 12 | 25 | 22:01-22:30 | 1 | 1
|  | 12 | 25 | 22:31-23:00 | 1 | 1
|  | 12 | 25 | 23:01-23:30 | 1 | 1
|  | 12 | 25 | 23:31-00:00 | 1 | 1
|  | 12 | 26 | 00:01-00:30 | 1 | 1
|  | 12 | 26 | 00:31-01:00 | 1 | 1
|  | 12 | 26 | 01:01-01:30 | 1 | 1
|  | 12 | 26 | 01:31-02:00 | 1 | 1
|  | 12 | 26 | 02:01-02:30 | 1 | 1
|  | 12 | 26 | 02:31-03:00 | 1 | 1
|  | 12 | 26 | 03:01-03:30 | 1 | 1
|  | 12 | 26 | 03:31-04:00 | 1 | 1
|  | 12 | 26 | 04:01-04:30 | 1 | 1
|  | 12 | 26 | 04:31-05:00 | 1 | 1
|  | 12 | 26 | 05:01-05:30 | 1 | 1
|  | 12 | 26 | 05:31-06:00 | 1 | 1
|  | 12 | 26 | 06:01-06:30 | 1 | 1
|  | 12 | 26 | 06:31-07:00 | 1 | 1
|  | 12 | 26 | 07:01-07:30 | 1 | 1
|  | 12 | 26 | 07:31-08:00 | 1 | 1
|  | 12 | 26 | 08:01-08:30 | 1 | 1
|  | 12 | 26 | 08:31-09:00 | 1 | 1
|  | 12 | 26 | 09:01-09:30 | 1 | 1
|  | 12 | 26 | 09:31-10:00 | 1 | 1
|  | 12 | 26 | 10:01-10:30 | 1 | 1
|  | 12 | 26 | 10:31-11:00 | 1 | 1
|  | 12 | 26 | 11:01-11:30 | 1 | 1
|  | 12 | 26 | 11:31-12:00 | 1 | 1
|  | 12 | 26 | 12:01-12:30 | 1 | 1
|  | 12 | 26 | 12:31-13:00 | 1 | 1
|  | 12 | 26 | 13:01-13:30 | 1 | 1
|  | 12 | 26 | 13:31-14:00 | 1 | 1
|  | 12 | 26 | 14:01-14:30 | 1 | 1
|  | 12 | 26 | 14:31-15:00 | 1 | 1
|  | 12 | 26 | 15:01-15:30 | 1 | 1
|  | 12 | 26 | 15:31-16:00 | 1 | 1
|  | 12 | 26 | 16:01-16:30 | 1 | 1
|  | 12 | 26 | 16:31-17:00 | 1 | 1
|  | 12 | 26 | 17:01-17:30 | 1 | 1
|  | 12 | 26 | 17:31-18:00 | 1 | 1
|  | 12 | 26 | 18:01-18:30 | 1 | 1
|  | 12 | 26 | 18:31-19:00 | 1 | 1
|  | 12 | 26 | 19:01-19:30 | 1 | 1
|  | 12 | 26 | 19:31-20:00 | 1 | 1
|  | 12 | 26 | 20:01-20:30 | 1 | 1
|  | 12 | 26 | 20:31-21:00 | 1 | 1
|  | 12 | 26 | 21:01-21:30 | 1 | 1
|  | 12 | 26 | 21:31-22:00 | 1 | 1
|  | 12 | 26 | 22:01-22:30 | 1 | 1
|  | 12 | 26 | 22:31-23:00 | 1 | 1
|  | 12 | 26 | 23:01-23:30 | 1 | 1
|  | 12 | 26 | 23:31-00:00 | 1 | 1
|  | 12 | 27 | 00:01-00:30 | 1 | 1
|  | 12 | 27 | 00:31-01:00 | 1 | 1
|  | 12 | 27 | 01:01-01:30 | 1 | 1
|  | 12 | 27 | 01:31-02:00 | 1 | 1
|  | 12 | 27 | 02:01-02:30 | 1 | 1
|  | 12 | 27 | 02:31-03:00 | 1 | 1
|  | 12 | 27 | 03:01-03:30 | 1 | 1
|  | 12 | 27 | 03:31-04:00 | 1 | 1
|  | 12 | 27 | 04:01-04:30 | 1 | 1
|  | 12 | 27 | 04:31-05:00 | 1 | 1
|  | 12 | 27 | 05:01-05:30 | 1 | 1
|  | 12 | 27 | 05:31-06:00 | 1 | 1
|  | 12 | 27 | 06:01-06:30 | 1 | 1
|  | 12 | 27 | 06:31-07:00 | 1 | 1
|  | 12 | 27 | 07:01-07:30 | 1 | 1
|  | 12 | 27 | 07:31-08:00 | 1 | 1
|  | 12 | 27 | 08:01-08:30 | 1 | 1
|  | 12 | 27 | 08:31-09:00 | 1 | 1
|  | 12 | 27 | 09:01-09:30 | 1 | 1
|  | 12 | 27 | 09:31-10:00 | 1 | 1
|  | 12 | 27 | 10:01-10:30 | 1 | 1
|  | 12 | 27 | 10:31-11:00 | 1 | 1
|  | 12 | 27 | 11:01-11:30 | 1 | 1
|  | 12 | 27 | 11:31-12:00 | 1 | 1
|  | 12 | 27 | 12:01-12:30 | 1 | 1
|  | 12 | 27 | 12:31-13:00 | 1 | 1
|  | 12 | 27 | 13:01-13:30 | 1 | 1
|  | 12 | 27 | 13:31-14:00 | 1 | 1
|  | 12 | 27 | 14:01-14:30 | 1 | 1
|  | 12 | 27 | 14:31-15:00 | 1 | 1
|  | 12 | 27 | 15:01-15:30 | 1 | 1
|  | 12 | 27 | 15:31-16:00 | 1 | 1
|  | 12 | 27 | 16:01-16:30 | 1 | 1
|  | 12 | 27 | 16:31-17:00 | 1 | 1
|  | 12 | 27 | 17:01-17:30 | 1 | 1
|  | 12 | 27 | 17:31-18:00 | 1 | 1
|  | 12 | 27 | 18:01-18:30 | 1 | 1
|  | 12 | 27 | 18:31-19:00 | 1 | 1
|  | 12 | 27 | 19:01-19:30 | 1 | 1
|  | 12 | 27 | 19:31-20:00 | 1 | 1
|  | 12 | 27 | 20:01-20:30 | 1 | 1
|  | 12 | 27 | 20:31-21:00 | 1 | 1
|  | 12 | 27 | 21:01-21:30 | 1 | 1
|  | 12 | 27 | 21:31-22:00 | 1 | 1
|  | 12 | 27 | 22:01-22:30 | 1 | 1
|  | 12 | 27 | 22:31-23:00 | 1 | 1
|  | 12 | 27 | 23:01-23:30 | 1 | 1
|  | 12 | 27 | 23:31-00:00 | 1 | 1
|  | 12 | 28 | 00:01-00:30 | 1 | 1
|  | 12 | 28 | 00:31-01:00 | 1 | 1
|  | 12 | 28 | 01:01-01:30 | 1 | 1
|  | 12 | 28 | 01:31-02:00 | 1 | 1
|  | 12 | 28 | 02:01-02:30 | 1 | 1
|  | 12 | 28 | 02:31-03:00 | 1 | 1
|  | 12 | 28 | 03:01-03:30 | 1 | 1
|  | 12 | 28 | 03:31-04:00 | 1 | 1
|  | 12 | 28 | 04:01-04:30 | 1 | 1
|  | 12 | 28 | 04:31-05:00 | 1 | 1
|  | 12 | 28 | 05:01-05:30 | 1 | 1
|  | 12 | 28 | 05:31-06:00 | 1 | 1
|  | 12 | 28 | 06:01-06:30 | 1 | 1
|  | 12 | 28 | 06:31-07:00 | 1 | 1
|  | 12 | 28 | 07:01-07:30 | 1 | 1
|  | 12 | 28 | 07:31-08:00 | 1 | 1
|  | 12 | 28 | 08:01-08:30 | 1 | 1
|  | 12 | 28 | 08:31-09:00 | 1 | 1
|  | 12 | 28 | 09:01-09:30 | 1 | 1
|  | 12 | 28 | 09:31-10:00 | 1 | 1
|  | 12 | 28 | 10:01-10:30 | 1 | 1
|  | 12 | 28 | 10:31-11:00 | 1 | 1
|  | 12 | 28 | 11:01-11:30 | 1 | 1
|  | 12 | 28 | 11:31-12:00 | 1 | 1
|  | 12 | 28 | 12:01-12:30 | 1 | 1
|  | 12 | 28 | 12:31-13:00 | 1 | 1
|  | 12 | 28 | 13:01-13:30 | 1 | 1
|  | 12 | 28 | 13:31-14:00 | 1 | 1
|  | 12 | 28 | 14:01-14:30 | 1 | 1
|  | 12 | 28 | 14:31-15:00 | 1 | 1
|  | 12 | 28 | 15:01-15:30 | 1 | 1
|  | 12 | 28 | 15:31-16:00 | 1 | 1
|  | 12 | 28 | 16:01-16:30 | 1 | 1
|  | 12 | 28 | 16:31-17:00 | 1 | 1
|  | 12 | 28 | 17:01-17:30 | 1 | 1
|  | 12 | 28 | 17:31-18:00 | 1 | 1
|  | 12 | 28 | 18:01-18:30 | 1 | 1
|  | 12 | 28 | 18:31-19:00 | 1 | 1
|  | 12 | 28 | 19:01-19:30 | 1 | 1
|  | 12 | 28 | 19:31-20:00 | 1 | 1
|  | 12 | 28 | 20:01-20:30 | 1 | 1
|  | 12 | 28 | 20:31-21:00 | 1 | 1
|  | 12 | 28 | 21:01-21:30 | 1 | 1
|  | 12 | 28 | 21:31-22:00 | 1 | 1
|  | 12 | 28 | 22:01-22:30 | 1 | 1
|  | 12 | 28 | 22:31-23:00 | 1 | 1
|  | 12 | 28 | 23:01-23:30 | 1 | 1
|  | 12 | 28 | 23:31-00:00 | 1 | 1
|  | 12 | 29 | 00:01-00:30 | 1 | 1
|  | 12 | 29 | 00:31-01:00 | 1 | 1
|  | 12 | 29 | 01:01-01:30 | 1 | 1
|  | 12 | 29 | 01:31-02:00 | 1 | 1
|  | 12 | 29 | 02:01-02:30 | 1 | 1
|  | 12 | 29 | 02:31-03:00 | 1 | 1
|  | 12 | 29 | 03:01-03:30 | 1 | 1
|  | 12 | 29 | 03:31-04:00 | 1 | 1
|  | 12 | 29 | 04:01-04:30 | 1 | 1
|  | 12 | 29 | 04:31-05:00 | 1 | 1
|  | 12 | 29 | 05:01-05:30 | 1 | 1
|  | 12 | 29 | 05:31-06:00 | 1 | 1
|  | 12 | 29 | 06:01-06:30 | 1 | 1
|  | 12 | 29 | 06:31-07:00 | 1 | 1
|  | 12 | 29 | 07:01-07:30 | 1 | 1
|  | 12 | 29 | 07:31-08:00 | 1 | 1
|  | 12 | 29 | 08:01-08:30 | 1 | 1
|  | 12 | 29 | 08:31-09:00 | 1 | 1
|  | 12 | 29 | 09:01-09:30 | 1 | 1
|  | 12 | 29 | 09:31-10:00 | 1 | 1
|  | 12 | 29 | 10:01-10:30 | 1 | 1
|  | 12 | 29 | 10:31-11:00 | 1 | 1
|  | 12 | 29 | 11:01-11:30 | 1 | 1
|  | 12 | 29 | 11:31-12:00 | 1 | 1
|  | 12 | 29 | 12:01-12:30 | 1 | 1
|  | 12 | 29 | 12:31-13:00 | 1 | 1
|  | 12 | 29 | 13:01-13:30 | 1 | 1
|  | 12 | 29 | 13:31-14:00 | 1 | 1
|  | 12 | 29 | 14:01-14:30 | 1 | 1
|  | 12 | 29 | 14:31-15:00 | 1 | 1
|  | 12 | 29 | 15:01-15:30 | 1 | 1
|  | 12 | 29 | 15:31-16:00 | 1 | 1
|  | 12 | 29 | 16:01-16:30 | 1 | 1
|  | 12 | 29 | 16:31-17:00 | 1 | 1
|  | 12 | 29 | 17:01-17:30 | 1 | 1
|  | 12 | 29 | 17:31-18:00 | 1 | 1
|  | 12 | 29 | 18:01-18:30 | 1 | 1
|  | 12 | 29 | 18:31-19:00 | 1 | 1
|  | 12 | 29 | 19:01-19:30 | 1 | 1
|  | 12 | 29 | 19:31-20:00 | 1 | 1
|  | 12 | 29 | 20:01-20:30 | 1 | 1
|  | 12 | 29 | 20:31-21:00 | 1 | 1
|  | 12 | 29 | 21:01-21:30 | 1 | 1
|  | 12 | 29 | 21:31-22:00 | 1 | 1
|  | 12 | 29 | 22:01-22:30 | 1 | 1
|  | 12 | 29 | 22:31-23:00 | 1 | 1
|  | 12 | 29 | 23:01-23:30 | 1 | 1
|  | 12 | 29 | 23:31-00:00 | 1 | 1
|  | 12 | 30 | 00:01-00:30 | 0 | 1
|  | 12 | 30 | 00:31-01:00 | 0 | 1
|  | 12 | 30 | 01:01-01:30 | 0 | 1
|  | 12 | 30 | 01:31-02:00 | 0 | 1
|  | 12 | 30 | 02:01-02:30 | 0 | 1
|  | 12 | 30 | 02:31-03:00 | 0 | 1
|  | 12 | 30 | 03:01-03:30 | 0 | 1
|  | 12 | 30 | 03:31-04:00 | 0 | 1
|  | 12 | 30 | 04:01-04:30 | 0 | 1
|  | 12 | 30 | 04:31-05:00 | 0 | 1
|  | 12 | 30 | 05:01-05:30 | 0 | 1
|  | 12 | 30 | 05:31-06:00 | 0 | 1
|  | 12 | 30 | 06:01-06:30 | 0 | 1
|  | 12 | 30 | 06:31-07:00 | 0 | 1
|  | 12 | 30 | 07:01-07:30 | 0 | 1
|  | 12 | 30 | 07:31-08:00 | 0 | 1
|  | 12 | 30 | 08:01-08:30 | 0 | 1
|  | 12 | 30 | 08:31-09:00 | 0 | 1
|  | 12 | 30 | 09:01-09:30 | 0 | 1
|  | 12 | 30 | 09:31-10:00 | 0 | 1
|  | 12 | 30 | 10:01-10:30 | 0 | 1
|  | 12 | 30 | 10:31-11:00 | 0 | 1
|  | 12 | 30 | 11:01-11:30 | 0 | 1
|  | 12 | 30 | 11:31-12:00 | 0 | 1
|  | 12 | 30 | 12:01-12:30 | 0 | 1
|  | 12 | 30 | 12:31-13:00 | 0 | 1
|  | 12 | 30 | 13:01-13:30 | 0 | 1
|  | 12 | 30 | 13:31-14:00 | 0 | 1
|  | 12 | 30 | 14:01-14:30 | 0 | 1
|  | 12 | 30 | 14:31-15:00 | 0 | 1
|  | 12 | 30 | 15:01-15:30 | 0 | 1
|  | 12 | 30 | 15:31-16:00 | 0 | 1
|  | 12 | 30 | 16:01-16:30 | 0 | 1
|  | 12 | 30 | 16:31-17:00 | 0 | 1
|  | 12 | 30 | 17:01-17:30 | 0 | 1
|  | 12 | 30 | 17:31-18:00 | 0 | 1
|  | 12 | 30 | 18:01-18:30 | 0 | 1
|  | 12 | 30 | 18:31-19:00 | 0 | 1
|  | 12 | 30 | 19:01-19:30 | 0 | 1
|  | 12 | 30 | 19:31-20:00 | 0 | 1
|  | 12 | 30 | 20:01-20:30 | 0 | 1
|  | 12 | 30 | 20:31-21:00 | 0 | 1
|  | 12 | 30 | 21:01-21:30 | 0 | 1
|  | 12 | 30 | 21:31-22:00 | 0 | 1
|  | 12 | 30 | 22:01-22:30 | 0 | 1
|  | 12 | 30 | 22:31-23:00 | 0 | 1
|  | 12 | 30 | 23:01-23:30 | 0 | 1
|  | 12 | 30 | 23:31-00:00 | 0 | 1
|  | 12 | 31 | 00:01-00:30 | 0 | 1
|  | 12 | 31 | 00:31-01:00 | 0 | 1
|  | 12 | 31 | 01:01-01:30 | 0 | 1
|  | 12 | 31 | 01:31-02:00 | 0 | 1
|  | 12 | 31 | 02:01-02:30 | 0 | 1
|  | 12 | 31 | 02:31-03:00 | 0 | 1
|  | 12 | 31 | 03:01-03:30 | 0 | 1
|  | 12 | 31 | 03:31-04:00 | 0 | 1
|  | 12 | 31 | 04:01-04:30 | 0 | 1
|  | 12 | 31 | 04:31-05:00 | 0 | 1
|  | 12 | 31 | 05:01-05:30 | 0 | 1
|  | 12 | 31 | 05:31-06:00 | 0 | 1
|  | 12 | 31 | 06:01-06:30 | 0 | 1
|  | 12 | 31 | 06:31-07:00 | 0 | 1
|  | 12 | 31 | 07:01-07:30 | 0 | 1
|  | 12 | 31 | 07:31-08:00 | 0 | 1
|  | 12 | 31 | 08:01-08:30 | 0 | 1
|  | 12 | 31 | 08:31-09:00 | 0 | 1
|  | 12 | 31 | 09:01-09:30 | 0 | 1
|  | 12 | 31 | 09:31-10:00 | 0 | 1
|  | 12 | 31 | 10:01-10:30 | 0 | 1
|  | 12 | 31 | 10:31-11:00 | 0 | 1
|  | 12 | 31 | 11:01-11:30 | 0 | 1
|  | 12 | 31 | 11:31-12:00 | 0 | 1
|  | 12 | 31 | 12:01-12:30 | 0 | 1
|  | 12 | 31 | 12:31-13:00 | 0 | 1
|  | 12 | 31 | 13:01-13:30 | 0 | 1
|  | 12 | 31 | 13:31-14:00 | 0 | 1
|  | 12 | 31 | 14:01-14:30 | 0 | 1
|  | 12 | 31 | 14:31-15:00 | 0 | 1
|  | 12 | 31 | 15:01-15:30 | 0 | 1
|  | 12 | 31 | 15:31-16:00 | 0 | 1
|  | 12 | 31 | 16:01-16:30 | 0 | 1
|  | 12 | 31 | 16:31-17:00 | 0 | 1
|  | 12 | 31 | 17:01-17:30 | 0 | 1
|  | 12 | 31 | 17:31-18:00 | 0 | 1
|  | 12 | 31 | 18:01-18:30 | 0 | 1
|  | 12 | 31 | 18:31-19:00 | 0 | 1
|  | 12 | 31 | 19:01-19:30 | 0 | 1
|  | 12 | 31 | 19:31-20:00 | 0 | 1
|  | 12 | 31 | 20:01-20:30 | 0 | 1
|  | 12 | 31 | 20:31-21:00 | 0 | 1
|  | 12 | 31 | 21:01-21:30 | 0 | 1
|  | 12 | 31 | 21:31-22:00 | 0 | 1
|  | 12 | 31 | 22:01-22:30 | 0 | 1
|  | 12 | 31 | 22:31-23:00 | 0 | 1
|  | 12 | 31 | 23:01-23:30 | 0 | 1
|  | 12 | 31 | 23:31-00:00 | 0 | 1

## 15min_TS
Legend |  | (for leap years, delete 02/29) |  |  |  | 15min LOAD profile
| Input | month | day | time | weekday (=1) | kW | Select a method to |  |  | Max | 2
| Output | 1 | 1 | 00:01-00:15 | 0 | 1 | compute the peak profile |  |  | Percentile | 0.95
| Configuration: DO NOT DELETE | 1 | 1 | 00:16-00:30 | 0 | 1
|  | 1 | 1 | 00:31-00:45 | 0 | 1 |  | Peak profile
2017-06-05 | First day of year | 1 | 1 | 00:46-01:00 | 0 | 1 | Month | 1 | 2 | 3 | 4 | 5 | 6 | 7 | 8 | 9 | 10 | 11 | 12 | 13 | 14 | 15 | 16 | 17 | 18 | 19 | 20 | 21 | 22 | 23 | 24
2 | Day (Sunday = 1) | 1 | 1 | 01:01-01:15 | 0 | 1 | 1 | bar: Peak profile 1 to Peak profile 24
2017 | Year | 1 | 1 | 01:16-01:30 | 0 | 1 | 2 | bar: Peak profile 1 to Peak profile 24
|  | 1 | 1 | 01:31-01:45 | 0 | 1 | 3 | bar: Peak profile 1 to Peak profile 24
INSTRUCTIONS |  | 1 | 1 | 01:46-02:00 | 0 | 1 | 4 | bar: Peak profile 1 to Peak profile 24
Import your 15min load data into the blue input field. |  | 1 | 1 | 02:01-02:15 | 0 | 1 | 5 | bar: Peak profile 1 to Peak profile 24
The green field gives the output data for peak, week |  | 1 | 1 | 02:16-02:30 | 0 | 1 | 6 | bar: Peak profile 1 to Peak profile 24
and weekend profiles. |  | 1 | 1 | 02:31-02:45 | 0 | 1 | 7 | bar: Peak profile 1 to Peak profile 24
|  | 1 | 1 | 02:46-03:00 | 0 | 1 | 8 | bar: Peak profile 1 to Peak profile 24
|  | 1 | 1 | 03:01-03:15 | 0 | 1 | 9 | bar: Peak profile 1 to Peak profile 24
|  | 1 | 1 | 03:16-03:30 | 0 | 1 | 10 | bar: Peak profile 1 to Peak profile 24
|  | 1 | 1 | 03:31-03:45 | 0 | 1 | 11 | bar: Peak profile 1 to Peak profile 24
|  | 1 | 1 | 03:46-04:00 | 0 | 1 | 12 | bar: Peak profile 1 to Peak profile 24
|  | 1 | 1 | 04:01-04:15 | 0 | 1
|  | 1 | 1 | 04:16-04:30 | 0 | 1 |  | Peak profile 1: Week profile
|  | 1 | 1 | 04:31-04:45 | 0 | 1 | Month | 1 | 2 | 3 | 4 | 5 | 6 | 7 | 8 | 9 | 10 | 11 | 12 | 13 | 14 | 15 | 16 | 17 | 18 | 19 | 20 | 21 | 22 | 23 | 24
|  | 1 | 1 | 04:46-05:00 | 0 | 1 | 1 | bar: Week profile 1 to Week profile 24
|  | 1 | 1 | 05:01-05:15 | 0 | 1 | 2 | bar: Week profile 1 to Week profile 24
|  | 1 | 1 | 05:16-05:30 | 0 | 1 | 3 | bar: Week profile 1 to Week profile 24
|  | 1 | 1 | 05:31-05:45 | 0 | 1 | 4 | bar: Week profile 1 to Week profile 24
|  | 1 | 1 | 05:46-06:00 | 0 | 1 | 5 | bar: Week profile 1 to Week profile 24
|  | 1 | 1 | 06:01-06:15 | 0 | 1 | 6 | bar: Week profile 1 to Week profile 24
|  | 1 | 1 | 06:16-06:30 | 0 | 1 | 7 | bar: Week profile 1 to Week profile 24
|  | 1 | 1 | 06:31-06:45 | 0 | 1 | 8 | bar: Week profile 1 to Week profile 24
|  | 1 | 1 | 06:46-07:00 | 0 | 1 | 9 | bar: Week profile 1 to Week profile 24
|  | 1 | 1 | 07:01-07:15 | 0 | 1 | 10 | bar: Week profile 1 to Week profile 24
|  | 1 | 1 | 07:16-07:30 | 0 | 1 | 11 | bar: Week profile 1 to Week profile 24
|  | 1 | 1 | 07:31-07:45 | 0 | 1 | 12 | bar: Week profile 1 to Week profile 24
|  | 1 | 1 | 07:46-08:00 | 0 | 1
|  | 1 | 1 | 08:01-08:15 | 0 | 1 |  | Week profile 1: Weekend profile
|  | 1 | 1 | 08:16-08:30 | 0 | 1 | Month | 1 | 2 | 3 | 4 | 5 | 6 | 7 | 8 | 9 | 10 | 11 | 12 | 13 | 14 | 15 | 16 | 17 | 18 | 19 | 20 | 21 | 22 | 23 | 24
|  | 1 | 1 | 08:31-08:45 | 0 | 1 | 1 | bar: Weekend profile 1 to Weekend profile 24
|  | 1 | 1 | 08:46-09:00 | 0 | 1 | 2 | bar: Weekend profile 1 to Weekend profile 24
|  | 1 | 1 | 09:01-09:15 | 0 | 1 | 3 | bar: Weekend profile 1 to Weekend profile 24
|  | 1 | 1 | 09:16-09:30 | 0 | 1 | 4 | bar: Weekend profile 1 to Weekend profile 24
|  | 1 | 1 | 09:31-09:45 | 0 | 1 | 5 | bar: Weekend profile 1 to Weekend profile 24
|  | 1 | 1 | 09:46-10:00 | 0 | 1 | 6 | bar: Weekend profile 1 to Weekend profile 24
|  | 1 | 1 | 10:01-10:15 | 0 | 1 | 7 | bar: Weekend profile 1 to Weekend profile 24
|  | 1 | 1 | 10:16-10:30 | 0 | 1 | 8 | bar: Weekend profile 1 to Weekend profile 24
|  | 1 | 1 | 10:31-10:45 | 0 | 1 | 9 | bar: Weekend profile 1 to Weekend profile 24
|  | 1 | 1 | 10:46-11:00 | 0 | 1 | 10 | bar: Weekend profile 1 to Weekend profile 24
|  | 1 | 1 | 11:01-11:15 | 0 | 1 | 11 | bar: Weekend profile 1 to Weekend profile 24
|  | 1 | 1 | 11:16-11:30 | 0 | 1 | 12 | bar: Weekend profile 1 to Weekend profile 24
|  | 1 | 1 | 11:31-11:45 | 0 | 1
|  | 1 | 1 | 11:46-12:00 | 0 | 1
|  | 1 | 1 | 12:01-12:15 | 0 | 1
|  | 1 | 1 | 12:16-12:30 | 0 | 1
|  | 1 | 1 | 12:31-12:45 | 0 | 1
|  | 1 | 1 | 12:46-13:00 | 0 | 1
|  | 1 | 1 | 13:01-13:15 | 0 | 1
|  | 1 | 1 | 13:16-13:30 | 0 | 1
|  | 1 | 1 | 13:31-13:45 | 0 | 1
|  | 1 | 1 | 13:46-14:00 | 0 | 1
|  | 1 | 1 | 14:01-14:15 | 0 | 1
|  | 1 | 1 | 14:16-14:30 | 0 | 1
|  | 1 | 1 | 14:31-14:45 | 0 | 1
|  | 1 | 1 | 14:46-15:00 | 0 | 1
|  | 1 | 1 | 15:01-15:15 | 0 | 1
|  | 1 | 1 | 15:16-15:30 | 0 | 1
|  | 1 | 1 | 15:31-15:45 | 0 | 1
|  | 1 | 1 | 15:46-16:00 | 0 | 1
|  | 1 | 1 | 16:01-16:15 | 0 | 1
|  | 1 | 1 | 16:16-16:30 | 0 | 1
|  | 1 | 1 | 16:31-16:45 | 0 | 1
|  | 1 | 1 | 16:46-17:00 | 0 | 1
|  | 1 | 1 | 17:01-17:15 | 0 | 1
|  | 1 | 1 | 17:16-17:30 | 0 | 1
|  | 1 | 1 | 17:31-17:45 | 0 | 1
|  | 1 | 1 | 17:46-18:00 | 0 | 1
|  | 1 | 1 | 18:01-18:15 | 0 | 1
|  | 1 | 1 | 18:16-18:30 | 0 | 1
|  | 1 | 1 | 18:31-18:45 | 0 | 1
|  | 1 | 1 | 18:46-19:00 | 0 | 1
|  | 1 | 1 | 19:01-19:15 | 0 | 1
|  | 1 | 1 | 19:16-19:30 | 0 | 1
|  | 1 | 1 | 19:31-19:45 | 0 | 1
|  | 1 | 1 | 19:46-20:00 | 0 | 1
|  | 1 | 1 | 20:01-20:15 | 0 | 1
|  | 1 | 1 | 20:16-20:30 | 0 | 1
|  | 1 | 1 | 20:31-20:45 | 0 | 1
|  | 1 | 1 | 20:46-21:00 | 0 | 1
|  | 1 | 1 | 21:01-21:15 | 0 | 1
|  | 1 | 1 | 21:16-21:30 | 0 | 1
|  | 1 | 1 | 21:31-21:45 | 0 | 1
|  | 1 | 1 | 21:46-22:00 | 0 | 1
|  | 1 | 1 | 22:01-22:15 | 0 | 1
|  | 1 | 1 | 22:16-22:30 | 0 | 1
|  | 1 | 1 | 22:31-22:45 | 0 | 1
|  | 1 | 1 | 22:46-23:00 | 0 | 1
|  | 1 | 1 | 23:01-23:15 | 0 | 1
|  | 1 | 1 | 23:16-23:30 | 0 | 1
|  | 1 | 1 | 23:31-23:45 | 0 | 1
|  | 1 | 1 | 23:46-24:00 | 0 | 1
|  | 1 | 2 | 00:01-00:15 | 1 | 1
|  | 1 | 2 | 00:16-00:30 | 1 | 1
|  | 1 | 2 | 00:31-00:45 | 1 | 1
|  | 1 | 2 | 00:46-01:00 | 1 | 1
|  | 1 | 2 | 01:01-01:15 | 1 | 1
|  | 1 | 2 | 01:16-01:30 | 1 | 1
|  | 1 | 2 | 01:31-01:45 | 1 | 1
|  | 1 | 2 | 01:46-02:00 | 1 | 1
|  | 1 | 2 | 02:01-02:15 | 1 | 1
|  | 1 | 2 | 02:16-02:30 | 1 | 1
|  | 1 | 2 | 02:31-02:45 | 1 | 1
|  | 1 | 2 | 02:46-03:00 | 1 | 1
|  | 1 | 2 | 03:01-03:15 | 1 | 1
|  | 1 | 2 | 03:16-03:30 | 1 | 1
|  | 1 | 2 | 03:31-03:45 | 1 | 1
|  | 1 | 2 | 03:46-04:00 | 1 | 1
|  | 1 | 2 | 04:01-04:15 | 1 | 1
|  | 1 | 2 | 04:16-04:30 | 1 | 1
|  | 1 | 2 | 04:31-04:45 | 1 | 1
|  | 1 | 2 | 04:46-05:00 | 1 | 1
|  | 1 | 2 | 05:01-05:15 | 1 | 1
|  | 1 | 2 | 05:16-05:30 | 1 | 1
|  | 1 | 2 | 05:31-05:45 | 1 | 1
|  | 1 | 2 | 05:46-06:00 | 1 | 1
|  | 1 | 2 | 06:01-06:15 | 1 | 1
|  | 1 | 2 | 06:16-06:30 | 1 | 1
|  | 1 | 2 | 06:31-06:45 | 1 | 1
|  | 1 | 2 | 06:46-07:00 | 1 | 1
|  | 1 | 2 | 07:01-07:15 | 1 | 1
|  | 1 | 2 | 07:16-07:30 | 1 | 1
|  | 1 | 2 | 07:31-07:45 | 1 | 1
|  | 1 | 2 | 07:46-08:00 | 1 | 1
|  | 1 | 2 | 08:01-08:15 | 1 | 1
|  | 1 | 2 | 08:16-08:30 | 1 | 1
|  | 1 | 2 | 08:31-08:45 | 1 | 1
|  | 1 | 2 | 08:46-09:00 | 1 | 1
|  | 1 | 2 | 09:01-09:15 | 1 | 1
|  | 1 | 2 | 09:16-09:30 | 1 | 1
|  | 1 | 2 | 09:31-09:45 | 1 | 1
|  | 1 | 2 | 09:46-10:00 | 1 | 1
|  | 1 | 2 | 10:01-10:15 | 1 | 1
|  | 1 | 2 | 10:16-10:30 | 1 | 1
|  | 1 | 2 | 10:31-10:45 | 1 | 1
|  | 1 | 2 | 10:46-11:00 | 1 | 1
|  | 1 | 2 | 11:01-11:15 | 1 | 1
|  | 1 | 2 | 11:16-11:30 | 1 | 1
|  | 1 | 2 | 11:31-11:45 | 1 | 1
|  | 1 | 2 | 11:46-12:00 | 1 | 1
|  | 1 | 2 | 12:01-12:15 | 1 | 1
|  | 1 | 2 | 12:16-12:30 | 1 | 1
|  | 1 | 2 | 12:31-12:45 | 1 | 1
|  | 1 | 2 | 12:46-13:00 | 1 | 1
|  | 1 | 2 | 13:01-13:15 | 1 | 1
|  | 1 | 2 | 13:16-13:30 | 1 | 1
|  | 1 | 2 | 13:31-13:45 | 1 | 1
|  | 1 | 2 | 13:46-14:00 | 1 | 1
|  | 1 | 2 | 14:01-14:15 | 1 | 1
|  | 1 | 2 | 14:16-14:30 | 1 | 1
|  | 1 | 2 | 14:31-14:45 | 1 | 1
|  | 1 | 2 | 14:46-15:00 | 1 | 1
|  | 1 | 2 | 15:01-15:15 | 1 | 1
|  | 1 | 2 | 15:16-15:30 | 1 | 1
|  | 1 | 2 | 15:31-15:45 | 1 | 1
|  | 1 | 2 | 15:46-16:00 | 1 | 1
|  | 1 | 2 | 16:01-16:15 | 1 | 1
|  | 1 | 2 | 16:16-16:30 | 1 | 1
|  | 1 | 2 | 16:31-16:45 | 1 | 1
|  | 1 | 2 | 16:46-17:00 | 1 | 1
|  | 1 | 2 | 17:01-17:15 | 1 | 1
|  | 1 | 2 | 17:16-17:30 | 1 | 1
|  | 1 | 2 | 17:31-17:45 | 1 | 1
|  | 1 | 2 | 17:46-18:00 | 1 | 1
|  | 1 | 2 | 18:01-18:15 | 1 | 1
|  | 1 | 2 | 18:16-18:30 | 1 | 1
|  | 1 | 2 | 18:31-18:45 | 1 | 1
|  | 1 | 2 | 18:46-19:00 | 1 | 1
|  | 1 | 2 | 19:01-19:15 | 1 | 1
|  | 1 | 2 | 19:16-19:30 | 1 | 1
|  | 1 | 2 | 19:31-19:45 | 1 | 1
|  | 1 | 2 | 19:46-20:00 | 1 | 1
|  | 1 | 2 | 20:01-20:15 | 1 | 1
|  | 1 | 2 | 20:16-20:30 | 1 | 1
|  | 1 | 2 | 20:31-20:45 | 1 | 1
|  | 1 | 2 | 20:46-21:00 | 1 | 1
|  | 1 | 2 | 21:01-21:15 | 1 | 1
|  | 1 | 2 | 21:16-21:30 | 1 | 1
|  | 1 | 2 | 21:31-21:45 | 1 | 1
|  | 1 | 2 | 21:46-22:00 | 1 | 1
|  | 1 | 2 | 22:01-22:15 | 1 | 1
|  | 1 | 2 | 22:16-22:30 | 1 | 1
|  | 1 | 2 | 22:31-22:45 | 1 | 1
|  | 1 | 2 | 22:46-23:00 | 1 | 1
|  | 1 | 2 | 23:01-23:15 | 1 | 1
|  | 1 | 2 | 23:16-23:30 | 1 | 1
|  | 1 | 2 | 23:31-23:45 | 1 | 1
|  | 1 | 2 | 23:46-24:00 | 1 | 1
|  | 1 | 3 | 00:01-00:15 | 1 | 1
|  | 1 | 3 | 00:16-00:30 | 1 | 1
|  | 1 | 3 | 00:31-00:45 | 1 | 1
|  | 1 | 3 | 00:46-01:00 | 1 | 1
|  | 1 | 3 | 01:01-01:15 | 1 | 1
|  | 1 | 3 | 01:16-01:30 | 1 | 1
|  | 1 | 3 | 01:31-01:45 | 1 | 1
|  | 1 | 3 | 01:46-02:00 | 1 | 1
|  | 1 | 3 | 02:01-02:15 | 1 | 1
|  | 1 | 3 | 02:16-02:30 | 1 | 1
|  | 1 | 3 | 02:31-02:45 | 1 | 1
|  | 1 | 3 | 02:46-03:00 | 1 | 1
|  | 1 | 3 | 03:01-03:15 | 1 | 1
|  | 1 | 3 | 03:16-03:30 | 1 | 1
|  | 1 | 3 | 03:31-03:45 | 1 | 1
|  | 1 | 3 | 03:46-04:00 | 1 | 1
|  | 1 | 3 | 04:01-04:15 | 1 | 1
|  | 1 | 3 | 04:16-04:30 | 1 | 1
|  | 1 | 3 | 04:31-04:45 | 1 | 1
|  | 1 | 3 | 04:46-05:00 | 1 | 1
|  | 1 | 3 | 05:01-05:15 | 1 | 1
|  | 1 | 3 | 05:16-05:30 | 1 | 1
|  | 1 | 3 | 05:31-05:45 | 1 | 1
|  | 1 | 3 | 05:46-06:00 | 1 | 1
|  | 1 | 3 | 06:01-06:15 | 1 | 1
|  | 1 | 3 | 06:16-06:30 | 1 | 1
|  | 1 | 3 | 06:31-06:45 | 1 | 1
|  | 1 | 3 | 06:46-07:00 | 1 | 1
|  | 1 | 3 | 07:01-07:15 | 1 | 1
|  | 1 | 3 | 07:16-07:30 | 1 | 1
|  | 1 | 3 | 07:31-07:45 | 1 | 1
|  | 1 | 3 | 07:46-08:00 | 1 | 1
|  | 1 | 3 | 08:01-08:15 | 1 | 1
|  | 1 | 3 | 08:16-08:30 | 1 | 1
|  | 1 | 3 | 08:31-08:45 | 1 | 1
|  | 1 | 3 | 08:46-09:00 | 1 | 1
|  | 1 | 3 | 09:01-09:15 | 1 | 1
|  | 1 | 3 | 09:16-09:30 | 1 | 1
|  | 1 | 3 | 09:31-09:45 | 1 | 1
|  | 1 | 3 | 09:46-10:00 | 1 | 1
|  | 1 | 3 | 10:01-10:15 | 1 | 1
|  | 1 | 3 | 10:16-10:30 | 1 | 1
|  | 1 | 3 | 10:31-10:45 | 1 | 1
|  | 1 | 3 | 10:46-11:00 | 1 | 1
|  | 1 | 3 | 11:01-11:15 | 1 | 1
|  | 1 | 3 | 11:16-11:30 | 1 | 1
|  | 1 | 3 | 11:31-11:45 | 1 | 1
|  | 1 | 3 | 11:46-12:00 | 1 | 1
|  | 1 | 3 | 12:01-12:15 | 1 | 1
|  | 1 | 3 | 12:16-12:30 | 1 | 1
|  | 1 | 3 | 12:31-12:45 | 1 | 1
|  | 1 | 3 | 12:46-13:00 | 1 | 1
|  | 1 | 3 | 13:01-13:15 | 1 | 1
|  | 1 | 3 | 13:16-13:30 | 1 | 1
|  | 1 | 3 | 13:31-13:45 | 1 | 1
|  | 1 | 3 | 13:46-14:00 | 1 | 1
|  | 1 | 3 | 14:01-14:15 | 1 | 1
|  | 1 | 3 | 14:16-14:30 | 1 | 1
|  | 1 | 3 | 14:31-14:45 | 1 | 1
|  | 1 | 3 | 14:46-15:00 | 1 | 1
|  | 1 | 3 | 15:01-15:15 | 1 | 1
|  | 1 | 3 | 15:16-15:30 | 1 | 1
|  | 1 | 3 | 15:31-15:45 | 1 | 1
|  | 1 | 3 | 15:46-16:00 | 1 | 1
|  | 1 | 3 | 16:01-16:15 | 1 | 1
|  | 1 | 3 | 16:16-16:30 | 1 | 1
|  | 1 | 3 | 16:31-16:45 | 1 | 1
|  | 1 | 3 | 16:46-17:00 | 1 | 1
|  | 1 | 3 | 17:01-17:15 | 1 | 1
|  | 1 | 3 | 17:16-17:30 | 1 | 1
|  | 1 | 3 | 17:31-17:45 | 1 | 1
|  | 1 | 3 | 17:46-18:00 | 1 | 1
|  | 1 | 3 | 18:01-18:15 | 1 | 1
|  | 1 | 3 | 18:16-18:30 | 1 | 1
|  | 1 | 3 | 18:31-18:45 | 1 | 1
|  | 1 | 3 | 18:46-19:00 | 1 | 1
|  | 1 | 3 | 19:01-19:15 | 1 | 1
|  | 1 | 3 | 19:16-19:30 | 1 | 1
|  | 1 | 3 | 19:31-19:45 | 1 | 1
|  | 1 | 3 | 19:46-20:00 | 1 | 1
|  | 1 | 3 | 20:01-20:15 | 1 | 1
|  | 1 | 3 | 20:16-20:30 | 1 | 1
|  | 1 | 3 | 20:31-20:45 | 1 | 1
|  | 1 | 3 | 20:46-21:00 | 1 | 1
|  | 1 | 3 | 21:01-21:15 | 1 | 1
|  | 1 | 3 | 21:16-21:30 | 1 | 1
|  | 1 | 3 | 21:31-21:45 | 1 | 1
|  | 1 | 3 | 21:46-22:00 | 1 | 1
|  | 1 | 3 | 22:01-22:15 | 1 | 1
|  | 1 | 3 | 22:16-22:30 | 1 | 1
|  | 1 | 3 | 22:31-22:45 | 1 | 1
|  | 1 | 3 | 22:46-23:00 | 1 | 1
|  | 1 | 3 | 23:01-23:15 | 1 | 1
|  | 1 | 3 | 23:16-23:30 | 1 | 1
|  | 1 | 3 | 23:31-23:45 | 1 | 1
|  | 1 | 3 | 23:46-24:00 | 1 | 1
|  | 1 | 4 | 00:01-00:15 | 1 | 1
|  | 1 | 4 | 00:16-00:30 | 1 | 1
|  | 1 | 4 | 00:31-00:45 | 1 | 1
|  | 1 | 4 | 00:46-01:00 | 1 | 1
|  | 1 | 4 | 01:01-01:15 | 1 | 1
|  | 1 | 4 | 01:16-01:30 | 1 | 1
|  | 1 | 4 | 01:31-01:45 | 1 | 1
|  | 1 | 4 | 01:46-02:00 | 1 | 1
|  | 1 | 4 | 02:01-02:15 | 1 | 1
|  | 1 | 4 | 02:16-02:30 | 1 | 1
|  | 1 | 4 | 02:31-02:45 | 1 | 1
|  | 1 | 4 | 02:46-03:00 | 1 | 1
|  | 1 | 4 | 03:01-03:15 | 1 | 1
|  | 1 | 4 | 03:16-03:30 | 1 | 1
|  | 1 | 4 | 03:31-03:45 | 1 | 1
|  | 1 | 4 | 03:46-04:00 | 1 | 1
|  | 1 | 4 | 04:01-04:15 | 1 | 1
|  | 1 | 4 | 04:16-04:30 | 1 | 1
|  | 1 | 4 | 04:31-04:45 | 1 | 1
|  | 1 | 4 | 04:46-05:00 | 1 | 1
|  | 1 | 4 | 05:01-05:15 | 1 | 1
|  | 1 | 4 | 05:16-05:30 | 1 | 1
|  | 1 | 4 | 05:31-05:45 | 1 | 1
|  | 1 | 4 | 05:46-06:00 | 1 | 1
|  | 1 | 4 | 06:01-06:15 | 1 | 1
|  | 1 | 4 | 06:16-06:30 | 1 | 1
|  | 1 | 4 | 06:31-06:45 | 1 | 1
|  | 1 | 4 | 06:46-07:00 | 1 | 1
|  | 1 | 4 | 07:01-07:15 | 1 | 1
|  | 1 | 4 | 07:16-07:30 | 1 | 1
|  | 1 | 4 | 07:31-07:45 | 1 | 1
|  | 1 | 4 | 07:46-08:00 | 1 | 1
|  | 1 | 4 | 08:01-08:15 | 1 | 1
|  | 1 | 4 | 08:16-08:30 | 1 | 1
|  | 1 | 4 | 08:31-08:45 | 1 | 1
|  | 1 | 4 | 08:46-09:00 | 1 | 1
|  | 1 | 4 | 09:01-09:15 | 1 | 1
|  | 1 | 4 | 09:16-09:30 | 1 | 1
|  | 1 | 4 | 09:31-09:45 | 1 | 1
|  | 1 | 4 | 09:46-10:00 | 1 | 1
|  | 1 | 4 | 10:01-10:15 | 1 | 1
|  | 1 | 4 | 10:16-10:30 | 1 | 1
|  | 1 | 4 | 10:31-10:45 | 1 | 1
|  | 1 | 4 | 10:46-11:00 | 1 | 1
|  | 1 | 4 | 11:01-11:15 | 1 | 1
|  | 1 | 4 | 11:16-11:30 | 1 | 1
|  | 1 | 4 | 11:31-11:45 | 1 | 1
|  | 1 | 4 | 11:46-12:00 | 1 | 1
|  | 1 | 4 | 12:01-12:15 | 1 | 1
|  | 1 | 4 | 12:16-12:30 | 1 | 1
|  | 1 | 4 | 12:31-12:45 | 1 | 1
|  | 1 | 4 | 12:46-13:00 | 1 | 1
|  | 1 | 4 | 13:01-13:15 | 1 | 1
|  | 1 | 4 | 13:16-13:30 | 1 | 1
|  | 1 | 4 | 13:31-13:45 | 1 | 1
|  | 1 | 4 | 13:46-14:00 | 1 | 1
|  | 1 | 4 | 14:01-14:15 | 1 | 1
|  | 1 | 4 | 14:16-14:30 | 1 | 1
|  | 1 | 4 | 14:31-14:45 | 1 | 1
|  | 1 | 4 | 14:46-15:00 | 1 | 1
|  | 1 | 4 | 15:01-15:15 | 1 | 1
|  | 1 | 4 | 15:16-15:30 | 1 | 1
|  | 1 | 4 | 15:31-15:45 | 1 | 1
|  | 1 | 4 | 15:46-16:00 | 1 | 1
|  | 1 | 4 | 16:01-16:15 | 1 | 1
|  | 1 | 4 | 16:16-16:30 | 1 | 1
|  | 1 | 4 | 16:31-16:45 | 1 | 1
|  | 1 | 4 | 16:46-17:00 | 1 | 1
|  | 1 | 4 | 17:01-17:15 | 1 | 1
|  | 1 | 4 | 17:16-17:30 | 1 | 1
|  | 1 | 4 | 17:31-17:45 | 1 | 1
|  | 1 | 4 | 17:46-18:00 | 1 | 1
|  | 1 | 4 | 18:01-18:15 | 1 | 1
|  | 1 | 4 | 18:16-18:30 | 1 | 1
|  | 1 | 4 | 18:31-18:45 | 1 | 1
|  | 1 | 4 | 18:46-19:00 | 1 | 1
|  | 1 | 4 | 19:01-19:15 | 1 | 1
|  | 1 | 4 | 19:16-19:30 | 1 | 1
|  | 1 | 4 | 19:31-19:45 | 1 | 1
|  | 1 | 4 | 19:46-20:00 | 1 | 1
|  | 1 | 4 | 20:01-20:15 | 1 | 1
|  | 1 | 4 | 20:16-20:30 | 1 | 1
|  | 1 | 4 | 20:31-20:45 | 1 | 1
|  | 1 | 4 | 20:46-21:00 | 1 | 1
|  | 1 | 4 | 21:01-21:15 | 1 | 1
|  | 1 | 4 | 21:16-21:30 | 1 | 1
|  | 1 | 4 | 21:31-21:45 | 1 | 1
|  | 1 | 4 | 21:46-22:00 | 1 | 1
|  | 1 | 4 | 22:01-22:15 | 1 | 1
|  | 1 | 4 | 22:16-22:30 | 1 | 1
|  | 1 | 4 | 22:31-22:45 | 1 | 1
|  | 1 | 4 | 22:46-23:00 | 1 | 1
|  | 1 | 4 | 23:01-23:15 | 1 | 1
|  | 1 | 4 | 23:16-23:30 | 1 | 1
|  | 1 | 4 | 23:31-23:45 | 1 | 1
|  | 1 | 4 | 23:46-24:00 | 1 | 1
|  | 1 | 5 | 00:01-00:15 | 1 | 1
|  | 1 | 5 | 00:16-00:30 | 1 | 1
|  | 1 | 5 | 00:31-00:45 | 1 | 1
|  | 1 | 5 | 00:46-01:00 | 1 | 1
|  | 1 | 5 | 01:01-01:15 | 1 | 1
|  | 1 | 5 | 01:16-01:30 | 1 | 1
|  | 1 | 5 | 01:31-01:45 | 1 | 1
|  | 1 | 5 | 01:46-02:00 | 1 | 1
|  | 1 | 5 | 02:01-02:15 | 1 | 1
|  | 1 | 5 | 02:16-02:30 | 1 | 1
|  | 1 | 5 | 02:31-02:45 | 1 | 1
|  | 1 | 5 | 02:46-03:00 | 1 | 1
|  | 1 | 5 | 03:01-03:15 | 1 | 1
|  | 1 | 5 | 03:16-03:30 | 1 | 1
|  | 1 | 5 | 03:31-03:45 | 1 | 1
|  | 1 | 5 | 03:46-04:00 | 1 | 1
|  | 1 | 5 | 04:01-04:15 | 1 | 1
|  | 1 | 5 | 04:16-04:30 | 1 | 1
|  | 1 | 5 | 04:31-04:45 | 1 | 1
|  | 1 | 5 | 04:46-05:00 | 1 | 1
|  | 1 | 5 | 05:01-05:15 | 1 | 1
|  | 1 | 5 | 05:16-05:30 | 1 | 1
|  | 1 | 5 | 05:31-05:45 | 1 | 1
|  | 1 | 5 | 05:46-06:00 | 1 | 1
|  | 1 | 5 | 06:01-06:15 | 1 | 1
|  | 1 | 5 | 06:16-06:30 | 1 | 1
|  | 1 | 5 | 06:31-06:45 | 1 | 1
|  | 1 | 5 | 06:46-07:00 | 1 | 1
|  | 1 | 5 | 07:01-07:15 | 1 | 1
|  | 1 | 5 | 07:16-07:30 | 1 | 1
|  | 1 | 5 | 07:31-07:45 | 1 | 1
|  | 1 | 5 | 07:46-08:00 | 1 | 1
|  | 1 | 5 | 08:01-08:15 | 1 | 1
|  | 1 | 5 | 08:16-08:30 | 1 | 1
|  | 1 | 5 | 08:31-08:45 | 1 | 1
|  | 1 | 5 | 08:46-09:00 | 1 | 1
|  | 1 | 5 | 09:01-09:15 | 1 | 1
|  | 1 | 5 | 09:16-09:30 | 1 | 1
|  | 1 | 5 | 09:31-09:45 | 1 | 1
|  | 1 | 5 | 09:46-10:00 | 1 | 1
|  | 1 | 5 | 10:01-10:15 | 1 | 1
|  | 1 | 5 | 10:16-10:30 | 1 | 1
|  | 1 | 5 | 10:31-10:45 | 1 | 1
|  | 1 | 5 | 10:46-11:00 | 1 | 1
|  | 1 | 5 | 11:01-11:15 | 1 | 1
|  | 1 | 5 | 11:16-11:30 | 1 | 1
|  | 1 | 5 | 11:31-11:45 | 1 | 1
|  | 1 | 5 | 11:46-12:00 | 1 | 1
|  | 1 | 5 | 12:01-12:15 | 1 | 1
|  | 1 | 5 | 12:16-12:30 | 1 | 1
|  | 1 | 5 | 12:31-12:45 | 1 | 1
|  | 1 | 5 | 12:46-13:00 | 1 | 1
|  | 1 | 5 | 13:01-13:15 | 1 | 1
|  | 1 | 5 | 13:16-13:30 | 1 | 1
|  | 1 | 5 | 13:31-13:45 | 1 | 1
|  | 1 | 5 | 13:46-14:00 | 1 | 1
|  | 1 | 5 | 14:01-14:15 | 1 | 1
|  | 1 | 5 | 14:16-14:30 | 1 | 1
|  | 1 | 5 | 14:31-14:45 | 1 | 1
|  | 1 | 5 | 14:46-15:00 | 1 | 1
|  | 1 | 5 | 15:01-15:15 | 1 | 1
|  | 1 | 5 | 15:16-15:30 | 1 | 1
|  | 1 | 5 | 15:31-15:45 | 1 | 1
|  | 1 | 5 | 15:46-16:00 | 1 | 1
|  | 1 | 5 | 16:01-16:15 | 1 | 1
|  | 1 | 5 | 16:16-16:30 | 1 | 1
|  | 1 | 5 | 16:31-16:45 | 1 | 1
|  | 1 | 5 | 16:46-17:00 | 1 | 1
|  | 1 | 5 | 17:01-17:15 | 1 | 1
|  | 1 | 5 | 17:16-17:30 | 1 | 1
|  | 1 | 5 | 17:31-17:45 | 1 | 1
|  | 1 | 5 | 17:46-18:00 | 1 | 1
|  | 1 | 5 | 18:01-18:15 | 1 | 1
|  | 1 | 5 | 18:16-18:30 | 1 | 1
|  | 1 | 5 | 18:31-18:45 | 1 | 1
|  | 1 | 5 | 18:46-19:00 | 1 | 1
|  | 1 | 5 | 19:01-19:15 | 1 | 1
|  | 1 | 5 | 19:16-19:30 | 1 | 1
|  | 1 | 5 | 19:31-19:45 | 1 | 1
|  | 1 | 5 | 19:46-20:00 | 1 | 1
|  | 1 | 5 | 20:01-20:15 | 1 | 1
|  | 1 | 5 | 20:16-20:30 | 1 | 1
|  | 1 | 5 | 20:31-20:45 | 1 | 1
|  | 1 | 5 | 20:46-21:00 | 1 | 1
|  | 1 | 5 | 21:01-21:15 | 1 | 1
|  | 1 | 5 | 21:16-21:30 | 1 | 1
|  | 1 | 5 | 21:31-21:45 | 1 | 1
|  | 1 | 5 | 21:46-22:00 | 1 | 1
|  | 1 | 5 | 22:01-22:15 | 1 | 1
|  | 1 | 5 | 22:16-22:30 | 1 | 1
|  | 1 | 5 | 22:31-22:45 | 1 | 1
|  | 1 | 5 | 22:46-23:00 | 1 | 1
|  | 1 | 5 | 23:01-23:15 | 1 | 1
|  | 1 | 5 | 23:16-23:30 | 1 | 1
|  | 1 | 5 | 23:31-23:45 | 1 | 1
|  | 1 | 5 | 23:46-24:00 | 1 | 1
|  | 1 | 6 | 00:01-00:15 | 1 | 1
|  | 1 | 6 | 00:16-00:30 | 1 | 1
|  | 1 | 6 | 00:31-00:45 | 1 | 1
|  | 1 | 6 | 00:46-01:00 | 1 | 1
|  | 1 | 6 | 01:01-01:15 | 1 | 1
|  | 1 | 6 | 01:16-01:30 | 1 | 1
|  | 1 | 6 | 01:31-01:45 | 1 | 1
|  | 1 | 6 | 01:46-02:00 | 1 | 1
|  | 1 | 6 | 02:01-02:15 | 1 | 1
|  | 1 | 6 | 02:16-02:30 | 1 | 1
|  | 1 | 6 | 02:31-02:45 | 1 | 1
|  | 1 | 6 | 02:46-03:00 | 1 | 1
|  | 1 | 6 | 03:01-03:15 | 1 | 1
|  | 1 | 6 | 03:16-03:30 | 1 | 1
|  | 1 | 6 | 03:31-03:45 | 1 | 1
|  | 1 | 6 | 03:46-04:00 | 1 | 1
|  | 1 | 6 | 04:01-04:15 | 1 | 1
|  | 1 | 6 | 04:16-04:30 | 1 | 1
|  | 1 | 6 | 04:31-04:45 | 1 | 1
|  | 1 | 6 | 04:46-05:00 | 1 | 1
|  | 1 | 6 | 05:01-05:15 | 1 | 1
|  | 1 | 6 | 05:16-05:30 | 1 | 1
|  | 1 | 6 | 05:31-05:45 | 1 | 1
|  | 1 | 6 | 05:46-06:00 | 1 | 1
|  | 1 | 6 | 06:01-06:15 | 1 | 1
|  | 1 | 6 | 06:16-06:30 | 1 | 1
|  | 1 | 6 | 06:31-06:45 | 1 | 1
|  | 1 | 6 | 06:46-07:00 | 1 | 1
|  | 1 | 6 | 07:01-07:15 | 1 | 1
|  | 1 | 6 | 07:16-07:30 | 1 | 1
|  | 1 | 6 | 07:31-07:45 | 1 | 1
|  | 1 | 6 | 07:46-08:00 | 1 | 1
|  | 1 | 6 | 08:01-08:15 | 1 | 1
|  | 1 | 6 | 08:16-08:30 | 1 | 1
|  | 1 | 6 | 08:31-08:45 | 1 | 1
|  | 1 | 6 | 08:46-09:00 | 1 | 1
|  | 1 | 6 | 09:01-09:15 | 1 | 1
|  | 1 | 6 | 09:16-09:30 | 1 | 1
|  | 1 | 6 | 09:31-09:45 | 1 | 1
|  | 1 | 6 | 09:46-10:00 | 1 | 1
|  | 1 | 6 | 10:01-10:15 | 1 | 1
|  | 1 | 6 | 10:16-10:30 | 1 | 1
|  | 1 | 6 | 10:31-10:45 | 1 | 1
|  | 1 | 6 | 10:46-11:00 | 1 | 1
|  | 1 | 6 | 11:01-11:15 | 1 | 1
|  | 1 | 6 | 11:16-11:30 | 1 | 1
|  | 1 | 6 | 11:31-11:45 | 1 | 1
|  | 1 | 6 | 11:46-12:00 | 1 | 1
|  | 1 | 6 | 12:01-12:15 | 1 | 1
|  | 1 | 6 | 12:16-12:30 | 1 | 1
|  | 1 | 6 | 12:31-12:45 | 1 | 1
|  | 1 | 6 | 12:46-13:00 | 1 | 1
|  | 1 | 6 | 13:01-13:15 | 1 | 1
|  | 1 | 6 | 13:16-13:30 | 1 | 1
|  | 1 | 6 | 13:31-13:45 | 1 | 1
|  | 1 | 6 | 13:46-14:00 | 1 | 1
|  | 1 | 6 | 14:01-14:15 | 1 | 1
|  | 1 | 6 | 14:16-14:30 | 1 | 1
|  | 1 | 6 | 14:31-14:45 | 1 | 1
|  | 1 | 6 | 14:46-15:00 | 1 | 1
|  | 1 | 6 | 15:01-15:15 | 1 | 1
|  | 1 | 6 | 15:16-15:30 | 1 | 1
|  | 1 | 6 | 15:31-15:45 | 1 | 1
|  | 1 | 6 | 15:46-16:00 | 1 | 1
|  | 1 | 6 | 16:01-16:15 | 1 | 1
|  | 1 | 6 | 16:16-16:30 | 1 | 1
|  | 1 | 6 | 16:31-16:45 | 1 | 1
|  | 1 | 6 | 16:46-17:00 | 1 | 1
|  | 1 | 6 | 17:01-17:15 | 1 | 1
|  | 1 | 6 | 17:16-17:30 | 1 | 1
|  | 1 | 6 | 17:31-17:45 | 1 | 1
|  | 1 | 6 | 17:46-18:00 | 1 | 1
|  | 1 | 6 | 18:01-18:15 | 1 | 1
|  | 1 | 6 | 18:16-18:30 | 1 | 1
|  | 1 | 6 | 18:31-18:45 | 1 | 1
|  | 1 | 6 | 18:46-19:00 | 1 | 1
|  | 1 | 6 | 19:01-19:15 | 1 | 1
|  | 1 | 6 | 19:16-19:30 | 1 | 1
|  | 1 | 6 | 19:31-19:45 | 1 | 1
|  | 1 | 6 | 19:46-20:00 | 1 | 1
|  | 1 | 6 | 20:01-20:15 | 1 | 1
|  | 1 | 6 | 20:16-20:30 | 1 | 1
|  | 1 | 6 | 20:31-20:45 | 1 | 1
|  | 1 | 6 | 20:46-21:00 | 1 | 1
|  | 1 | 6 | 21:01-21:15 | 1 | 1
|  | 1 | 6 | 21:16-21:30 | 1 | 1
|  | 1 | 6 | 21:31-21:45 | 1 | 1
|  | 1 | 6 | 21:46-22:00 | 1 | 1
|  | 1 | 6 | 22:01-22:15 | 1 | 1
|  | 1 | 6 | 22:16-22:30 | 1 | 1
|  | 1 | 6 | 22:31-22:45 | 1 | 1
|  | 1 | 6 | 22:46-23:00 | 1 | 1
|  | 1 | 6 | 23:01-23:15 | 1 | 1
|  | 1 | 6 | 23:16-23:30 | 1 | 1
|  | 1 | 6 | 23:31-23:45 | 1 | 1
|  | 1 | 6 | 23:46-24:00 | 1 | 1
|  | 1 | 7 | 00:01-00:15 | 0 | 1
|  | 1 | 7 | 00:16-00:30 | 0 | 1
|  | 1 | 7 | 00:31-00:45 | 0 | 1
|  | 1 | 7 | 00:46-01:00 | 0 | 1
|  | 1 | 7 | 01:01-01:15 | 0 | 1
|  | 1 | 7 | 01:16-01:30 | 0 | 1
|  | 1 | 7 | 01:31-01:45 | 0 | 1
|  | 1 | 7 | 01:46-02:00 | 0 | 1
|  | 1 | 7 | 02:01-02:15 | 0 | 1
|  | 1 | 7 | 02:16-02:30 | 0 | 1
|  | 1 | 7 | 02:31-02:45 | 0 | 1
|  | 1 | 7 | 02:46-03:00 | 0 | 1
|  | 1 | 7 | 03:01-03:15 | 0 | 1
|  | 1 | 7 | 03:16-03:30 | 0 | 1
|  | 1 | 7 | 03:31-03:45 | 0 | 1
|  | 1 | 7 | 03:46-04:00 | 0 | 1
|  | 1 | 7 | 04:01-04:15 | 0 | 1
|  | 1 | 7 | 04:16-04:30 | 0 | 1
|  | 1 | 7 | 04:31-04:45 | 0 | 1
|  | 1 | 7 | 04:46-05:00 | 0 | 1
|  | 1 | 7 | 05:01-05:15 | 0 | 1
|  | 1 | 7 | 05:16-05:30 | 0 | 1
|  | 1 | 7 | 05:31-05:45 | 0 | 1
|  | 1 | 7 | 05:46-06:00 | 0 | 1
|  | 1 | 7 | 06:01-06:15 | 0 | 1
|  | 1 | 7 | 06:16-06:30 | 0 | 1
|  | 1 | 7 | 06:31-06:45 | 0 | 1
|  | 1 | 7 | 06:46-07:00 | 0 | 1
|  | 1 | 7 | 07:01-07:15 | 0 | 1
|  | 1 | 7 | 07:16-07:30 | 0 | 1
|  | 1 | 7 | 07:31-07:45 | 0 | 1
|  | 1 | 7 | 07:46-08:00 | 0 | 1
|  | 1 | 7 | 08:01-08:15 | 0 | 1
|  | 1 | 7 | 08:16-08:30 | 0 | 1
|  | 1 | 7 | 08:31-08:45 | 0 | 1
|  | 1 | 7 | 08:46-09:00 | 0 | 1
|  | 1 | 7 | 09:01-09:15 | 0 | 1
|  | 1 | 7 | 09:16-09:30 | 0 | 1
|  | 1 | 7 | 09:31-09:45 | 0 | 1
|  | 1 | 7 | 09:46-10:00 | 0 | 1
|  | 1 | 7 | 10:01-10:15 | 0 | 1
|  | 1 | 7 | 10:16-10:30 | 0 | 1
|  | 1 | 7 | 10:31-10:45 | 0 | 1
|  | 1 | 7 | 10:46-11:00 | 0 | 1
|  | 1 | 7 | 11:01-11:15 | 0 | 1
|  | 1 | 7 | 11:16-11:30 | 0 | 1
|  | 1 | 7 | 11:31-11:45 | 0 | 1
|  | 1 | 7 | 11:46-12:00 | 0 | 1
|  | 1 | 7 | 12:01-12:15 | 0 | 1
|  | 1 | 7 | 12:16-12:30 | 0 | 1
|  | 1 | 7 | 12:31-12:45 | 0 | 1
|  | 1 | 7 | 12:46-13:00 | 0 | 1
|  | 1 | 7 | 13:01-13:15 | 0 | 1
|  | 1 | 7 | 13:16-13:30 | 0 | 1
|  | 1 | 7 | 13:31-13:45 | 0 | 1
|  | 1 | 7 | 13:46-14:00 | 0 | 1
|  | 1 | 7 | 14:01-14:15 | 0 | 1
|  | 1 | 7 | 14:16-14:30 | 0 | 1
|  | 1 | 7 | 14:31-14:45 | 0 | 1
|  | 1 | 7 | 14:46-15:00 | 0 | 1
|  | 1 | 7 | 15:01-15:15 | 0 | 1
|  | 1 | 7 | 15:16-15:30 | 0 | 1
|  | 1 | 7 | 15:31-15:45 | 0 | 1
|  | 1 | 7 | 15:46-16:00 | 0 | 1
|  | 1 | 7 | 16:01-16:15 | 0 | 1
|  | 1 | 7 | 16:16-16:30 | 0 | 1
|  | 1 | 7 | 16:31-16:45 | 0 | 1
|  | 1 | 7 | 16:46-17:00 | 0 | 1
|  | 1 | 7 | 17:01-17:15 | 0 | 1
|  | 1 | 7 | 17:16-17:30 | 0 | 1
|  | 1 | 7 | 17:31-17:45 | 0 | 1
|  | 1 | 7 | 17:46-18:00 | 0 | 1
|  | 1 | 7 | 18:01-18:15 | 0 | 1
|  | 1 | 7 | 18:16-18:30 | 0 | 1
|  | 1 | 7 | 18:31-18:45 | 0 | 1
|  | 1 | 7 | 18:46-19:00 | 0 | 1
|  | 1 | 7 | 19:01-19:15 | 0 | 1
|  | 1 | 7 | 19:16-19:30 | 0 | 1
|  | 1 | 7 | 19:31-19:45 | 0 | 1
|  | 1 | 7 | 19:46-20:00 | 0 | 1
|  | 1 | 7 | 20:01-20:15 | 0 | 1
|  | 1 | 7 | 20:16-20:30 | 0 | 1
|  | 1 | 7 | 20:31-20:45 | 0 | 1
|  | 1 | 7 | 20:46-21:00 | 0 | 1
|  | 1 | 7 | 21:01-21:15 | 0 | 1
|  | 1 | 7 | 21:16-21:30 | 0 | 1
|  | 1 | 7 | 21:31-21:45 | 0 | 1
|  | 1 | 7 | 21:46-22:00 | 0 | 1
|  | 1 | 7 | 22:01-22:15 | 0 | 1
|  | 1 | 7 | 22:16-22:30 | 0 | 1
|  | 1 | 7 | 22:31-22:45 | 0 | 1
|  | 1 | 7 | 22:46-23:00 | 0 | 1
|  | 1 | 7 | 23:01-23:15 | 0 | 1
|  | 1 | 7 | 23:16-23:30 | 0 | 1
|  | 1 | 7 | 23:31-23:45 | 0 | 1
|  | 1 | 7 | 23:46-24:00 | 0 | 1
|  | 1 | 8 | 00:01-00:15 | 0 | 1
|  | 1 | 8 | 00:16-00:30 | 0 | 1
|  | 1 | 8 | 00:31-00:45 | 0 | 1
|  | 1 | 8 | 00:46-01:00 | 0 | 1
|  | 1 | 8 | 01:01-01:15 | 0 | 1
|  | 1 | 8 | 01:16-01:30 | 0 | 1
|  | 1 | 8 | 01:31-01:45 | 0 | 1
|  | 1 | 8 | 01:46-02:00 | 0 | 1
|  | 1 | 8 | 02:01-02:15 | 0 | 1
|  | 1 | 8 | 02:16-02:30 | 0 | 1
|  | 1 | 8 | 02:31-02:45 | 0 | 1
|  | 1 | 8 | 02:46-03:00 | 0 | 1
|  | 1 | 8 | 03:01-03:15 | 0 | 1
|  | 1 | 8 | 03:16-03:30 | 0 | 1
|  | 1 | 8 | 03:31-03:45 | 0 | 1
|  | 1 | 8 | 03:46-04:00 | 0 | 1
|  | 1 | 8 | 04:01-04:15 | 0 | 1
|  | 1 | 8 | 04:16-04:30 | 0 | 1
|  | 1 | 8 | 04:31-04:45 | 0 | 1
|  | 1 | 8 | 04:46-05:00 | 0 | 1
|  | 1 | 8 | 05:01-05:15 | 0 | 1
|  | 1 | 8 | 05:16-05:30 | 0 | 1
|  | 1 | 8 | 05:31-05:45 | 0 | 1
|  | 1 | 8 | 05:46-06:00 | 0 | 1
|  | 1 | 8 | 06:01-06:15 | 0 | 1
|  | 1 | 8 | 06:16-06:30 | 0 | 1
|  | 1 | 8 | 06:31-06:45 | 0 | 1
|  | 1 | 8 | 06:46-07:00 | 0 | 1
|  | 1 | 8 | 07:01-07:15 | 0 | 1
|  | 1 | 8 | 07:16-07:30 | 0 | 1
|  | 1 | 8 | 07:31-07:45 | 0 | 1
|  | 1 | 8 | 07:46-08:00 | 0 | 1
|  | 1 | 8 | 08:01-08:15 | 0 | 1
|  | 1 | 8 | 08:16-08:30 | 0 | 1
|  | 1 | 8 | 08:31-08:45 | 0 | 1
|  | 1 | 8 | 08:46-09:00 | 0 | 1
|  | 1 | 8 | 09:01-09:15 | 0 | 1
|  | 1 | 8 | 09:16-09:30 | 0 | 1
|  | 1 | 8 | 09:31-09:45 | 0 | 1
|  | 1 | 8 | 09:46-10:00 | 0 | 1
|  | 1 | 8 | 10:01-10:15 | 0 | 1
|  | 1 | 8 | 10:16-10:30 | 0 | 1
|  | 1 | 8 | 10:31-10:45 | 0 | 1
|  | 1 | 8 | 10:46-11:00 | 0 | 1
|  | 1 | 8 | 11:01-11:15 | 0 | 1
|  | 1 | 8 | 11:16-11:30 | 0 | 1
|  | 1 | 8 | 11:31-11:45 | 0 | 1
|  | 1 | 8 | 11:46-12:00 | 0 | 1
|  | 1 | 8 | 12:01-12:15 | 0 | 1
|  | 1 | 8 | 12:16-12:30 | 0 | 1
|  | 1 | 8 | 12:31-12:45 | 0 | 1
|  | 1 | 8 | 12:46-13:00 | 0 | 1
|  | 1 | 8 | 13:01-13:15 | 0 | 1
|  | 1 | 8 | 13:16-13:30 | 0 | 1
|  | 1 | 8 | 13:31-13:45 | 0 | 1
|  | 1 | 8 | 13:46-14:00 | 0 | 1
|  | 1 | 8 | 14:01-14:15 | 0 | 1
|  | 1 | 8 | 14:16-14:30 | 0 | 1
|  | 1 | 8 | 14:31-14:45 | 0 | 1
|  | 1 | 8 | 14:46-15:00 | 0 | 1
|  | 1 | 8 | 15:01-15:15 | 0 | 1
|  | 1 | 8 | 15:16-15:30 | 0 | 1
|  | 1 | 8 | 15:31-15:45 | 0 | 1
|  | 1 | 8 | 15:46-16:00 | 0 | 1
|  | 1 | 8 | 16:01-16:15 | 0 | 1
|  | 1 | 8 | 16:16-16:30 | 0 | 1
|  | 1 | 8 | 16:31-16:45 | 0 | 1
|  | 1 | 8 | 16:46-17:00 | 0 | 1
|  | 1 | 8 | 17:01-17:15 | 0 | 1
|  | 1 | 8 | 17:16-17:30 | 0 | 1
|  | 1 | 8 | 17:31-17:45 | 0 | 1
|  | 1 | 8 | 17:46-18:00 | 0 | 1
|  | 1 | 8 | 18:01-18:15 | 0 | 1
|  | 1 | 8 | 18:16-18:30 | 0 | 1
|  | 1 | 8 | 18:31-18:45 | 0 | 1
|  | 1 | 8 | 18:46-19:00 | 0 | 1
|  | 1 | 8 | 19:01-19:15 | 0 | 1
|  | 1 | 8 | 19:16-19:30 | 0 | 1
|  | 1 | 8 | 19:31-19:45 | 0 | 1
|  | 1 | 8 | 19:46-20:00 | 0 | 1
|  | 1 | 8 | 20:01-20:15 | 0 | 1
|  | 1 | 8 | 20:16-20:30 | 0 | 1
|  | 1 | 8 | 20:31-20:45 | 0 | 1
|  | 1 | 8 | 20:46-21:00 | 0 | 1
|  | 1 | 8 | 21:01-21:15 | 0 | 1
|  | 1 | 8 | 21:16-21:30 | 0 | 1
|  | 1 | 8 | 21:31-21:45 | 0 | 1
|  | 1 | 8 | 21:46-22:00 | 0 | 1
|  | 1 | 8 | 22:01-22:15 | 0 | 1
|  | 1 | 8 | 22:16-22:30 | 0 | 1
|  | 1 | 8 | 22:31-22:45 | 0 | 1
|  | 1 | 8 | 22:46-23:00 | 0 | 1
|  | 1 | 8 | 23:01-23:15 | 0 | 1
|  | 1 | 8 | 23:16-23:30 | 0 | 1
|  | 1 | 8 | 23:31-23:45 | 0 | 1
|  | 1 | 8 | 23:46-24:00 | 0 | 1
|  | 1 | 9 | 00:01-00:15 | 1 | 1
|  | 1 | 9 | 00:16-00:30 | 1 | 1
|  | 1 | 9 | 00:31-00:45 | 1 | 1
|  | 1 | 9 | 00:46-01:00 | 1 | 1
|  | 1 | 9 | 01:01-01:15 | 1 | 1
|  | 1 | 9 | 01:16-01:30 | 1 | 1
|  | 1 | 9 | 01:31-01:45 | 1 | 1
|  | 1 | 9 | 01:46-02:00 | 1 | 1
|  | 1 | 9 | 02:01-02:15 | 1 | 1
|  | 1 | 9 | 02:16-02:30 | 1 | 1
|  | 1 | 9 | 02:31-02:45 | 1 | 1
|  | 1 | 9 | 02:46-03:00 | 1 | 1
|  | 1 | 9 | 03:01-03:15 | 1 | 1
|  | 1 | 9 | 03:16-03:30 | 1 | 1
|  | 1 | 9 | 03:31-03:45 | 1 | 1
|  | 1 | 9 | 03:46-04:00 | 1 | 1
|  | 1 | 9 | 04:01-04:15 | 1 | 1
|  | 1 | 9 | 04:16-04:30 | 1 | 1
|  | 1 | 9 | 04:31-04:45 | 1 | 1
|  | 1 | 9 | 04:46-05:00 | 1 | 1
|  | 1 | 9 | 05:01-05:15 | 1 | 1
|  | 1 | 9 | 05:16-05:30 | 1 | 1
|  | 1 | 9 | 05:31-05:45 | 1 | 1
|  | 1 | 9 | 05:46-06:00 | 1 | 1
|  | 1 | 9 | 06:01-06:15 | 1 | 1
|  | 1 | 9 | 06:16-06:30 | 1 | 1
|  | 1 | 9 | 06:31-06:45 | 1 | 1
|  | 1 | 9 | 06:46-07:00 | 1 | 1
|  | 1 | 9 | 07:01-07:15 | 1 | 1
|  | 1 | 9 | 07:16-07:30 | 1 | 1
|  | 1 | 9 | 07:31-07:45 | 1 | 1
|  | 1 | 9 | 07:46-08:00 | 1 | 1
|  | 1 | 9 | 08:01-08:15 | 1 | 1
|  | 1 | 9 | 08:16-08:30 | 1 | 1
|  | 1 | 9 | 08:31-08:45 | 1 | 1
|  | 1 | 9 | 08:46-09:00 | 1 | 1
|  | 1 | 9 | 09:01-09:15 | 1 | 1
|  | 1 | 9 | 09:16-09:30 | 1 | 1
|  | 1 | 9 | 09:31-09:45 | 1 | 1
|  | 1 | 9 | 09:46-10:00 | 1 | 1
|  | 1 | 9 | 10:01-10:15 | 1 | 1
|  | 1 | 9 | 10:16-10:30 | 1 | 1
|  | 1 | 9 | 10:31-10:45 | 1 | 1
|  | 1 | 9 | 10:46-11:00 | 1 | 1
|  | 1 | 9 | 11:01-11:15 | 1 | 1
|  | 1 | 9 | 11:16-11:30 | 1 | 1
|  | 1 | 9 | 11:31-11:45 | 1 | 1
|  | 1 | 9 | 11:46-12:00 | 1 | 1
|  | 1 | 9 | 12:01-12:15 | 1 | 1
|  | 1 | 9 | 12:16-12:30 | 1 | 1
|  | 1 | 9 | 12:31-12:45 | 1 | 1
|  | 1 | 9 | 12:46-13:00 | 1 | 1
|  | 1 | 9 | 13:01-13:15 | 1 | 1
|  | 1 | 9 | 13:16-13:30 | 1 | 1
|  | 1 | 9 | 13:31-13:45 | 1 | 1
|  | 1 | 9 | 13:46-14:00 | 1 | 1
|  | 1 | 9 | 14:01-14:15 | 1 | 1
|  | 1 | 9 | 14:16-14:30 | 1 | 1
|  | 1 | 9 | 14:31-14:45 | 1 | 1
|  | 1 | 9 | 14:46-15:00 | 1 | 1
|  | 1 | 9 | 15:01-15:15 | 1 | 1
|  | 1 | 9 | 15:16-15:30 | 1 | 1
|  | 1 | 9 | 15:31-15:45 | 1 | 1
|  | 1 | 9 | 15:46-16:00 | 1 | 1
|  | 1 | 9 | 16:01-16:15 | 1 | 1
|  | 1 | 9 | 16:16-16:30 | 1 | 1
|  | 1 | 9 | 16:31-16:45 | 1 | 1
|  | 1 | 9 | 16:46-17:00 | 1 | 1
|  | 1 | 9 | 17:01-17:15 | 1 | 1
|  | 1 | 9 | 17:16-17:30 | 1 | 1
|  | 1 | 9 | 17:31-17:45 | 1 | 1
|  | 1 | 9 | 17:46-18:00 | 1 | 1
|  | 1 | 9 | 18:01-18:15 | 1 | 1
|  | 1 | 9 | 18:16-18:30 | 1 | 1
|  | 1 | 9 | 18:31-18:45 | 1 | 1
|  | 1 | 9 | 18:46-19:00 | 1 | 1
|  | 1 | 9 | 19:01-19:15 | 1 | 1
|  | 1 | 9 | 19:16-19:30 | 1 | 1
|  | 1 | 9 | 19:31-19:45 | 1 | 1
|  | 1 | 9 | 19:46-20:00 | 1 | 1
|  | 1 | 9 | 20:01-20:15 | 1 | 1
|  | 1 | 9 | 20:16-20:30 | 1 | 1
|  | 1 | 9 | 20:31-20:45 | 1 | 1
|  | 1 | 9 | 20:46-21:00 | 1 | 1
|  | 1 | 9 | 21:01-21:15 | 1 | 1
|  | 1 | 9 | 21:16-21:30 | 1 | 1
|  | 1 | 9 | 21:31-21:45 | 1 | 1
|  | 1 | 9 | 21:46-22:00 | 1 | 1
|  | 1 | 9 | 22:01-22:15 | 1 | 1
|  | 1 | 9 | 22:16-22:30 | 1 | 1
|  | 1 | 9 | 22:31-22:45 | 1 | 1
|  | 1 | 9 | 22:46-23:00 | 1 | 1
|  | 1 | 9 | 23:01-23:15 | 1 | 1
|  | 1 | 9 | 23:16-23:30 | 1 | 1
|  | 1 | 9 | 23:31-23:45 | 1 | 1
|  | 1 | 9 | 23:46-24:00 | 1 | 1
|  | 1 | 10 | 00:01-00:15 | 1 | 1
|  | 1 | 10 | 00:16-00:30 | 1 | 1
|  | 1 | 10 | 00:31-00:45 | 1 | 1
|  | 1 | 10 | 00:46-01:00 | 1 | 1
|  | 1 | 10 | 01:01-01:15 | 1 | 1
|  | 1 | 10 | 01:16-01:30 | 1 | 1
|  | 1 | 10 | 01:31-01:45 | 1 | 1
|  | 1 | 10 | 01:46-02:00 | 1 | 1
|  | 1 | 10 | 02:01-02:15 | 1 | 1
|  | 1 | 10 | 02:16-02:30 | 1 | 1
|  | 1 | 10 | 02:31-02:45 | 1 | 1
|  | 1 | 10 | 02:46-03:00 | 1 | 1
|  | 1 | 10 | 03:01-03:15 | 1 | 1
|  | 1 | 10 | 03:16-03:30 | 1 | 1
|  | 1 | 10 | 03:31-03:45 | 1 | 1
|  | 1 | 10 | 03:46-04:00 | 1 | 1
|  | 1 | 10 | 04:01-04:15 | 1 | 1
|  | 1 | 10 | 04:16-04:30 | 1 | 1
|  | 1 | 10 | 04:31-04:45 | 1 | 1
|  | 1 | 10 | 04:46-05:00 | 1 | 1
|  | 1 | 10 | 05:01-05:15 | 1 | 1
|  | 1 | 10 | 05:16-05:30 | 1 | 1
|  | 1 | 10 | 05:31-05:45 | 1 | 1
|  | 1 | 10 | 05:46-06:00 | 1 | 1
|  | 1 | 10 | 06:01-06:15 | 1 | 1
|  | 1 | 10 | 06:16-06:30 | 1 | 1
|  | 1 | 10 | 06:31-06:45 | 1 | 1
|  | 1 | 10 | 06:46-07:00 | 1 | 1
|  | 1 | 10 | 07:01-07:15 | 1 | 1
|  | 1 | 10 | 07:16-07:30 | 1 | 1
|  | 1 | 10 | 07:31-07:45 | 1 | 1
|  | 1 | 10 | 07:46-08:00 | 1 | 1
|  | 1 | 10 | 08:01-08:15 | 1 | 1
|  | 1 | 10 | 08:16-08:30 | 1 | 1
|  | 1 | 10 | 08:31-08:45 | 1 | 1
|  | 1 | 10 | 08:46-09:00 | 1 | 1
|  | 1 | 10 | 09:01-09:15 | 1 | 1
|  | 1 | 10 | 09:16-09:30 | 1 | 1
|  | 1 | 10 | 09:31-09:45 | 1 | 1
|  | 1 | 10 | 09:46-10:00 | 1 | 1
|  | 1 | 10 | 10:01-10:15 | 1 | 1
|  | 1 | 10 | 10:16-10:30 | 1 | 1
|  | 1 | 10 | 10:31-10:45 | 1 | 1
|  | 1 | 10 | 10:46-11:00 | 1 | 1
|  | 1 | 10 | 11:01-11:15 | 1 | 1
|  | 1 | 10 | 11:16-11:30 | 1 | 1
|  | 1 | 10 | 11:31-11:45 | 1 | 1
|  | 1 | 10 | 11:46-12:00 | 1 | 1
|  | 1 | 10 | 12:01-12:15 | 1 | 1
|  | 1 | 10 | 12:16-12:30 | 1 | 1
|  | 1 | 10 | 12:31-12:45 | 1 | 1
|  | 1 | 10 | 12:46-13:00 | 1 | 1
|  | 1 | 10 | 13:01-13:15 | 1 | 1
|  | 1 | 10 | 13:16-13:30 | 1 | 1
|  | 1 | 10 | 13:31-13:45 | 1 | 1
|  | 1 | 10 | 13:46-14:00 | 1 | 1
|  | 1 | 10 | 14:01-14:15 | 1 | 1
|  | 1 | 10 | 14:16-14:30 | 1 | 1
|  | 1 | 10 | 14:31-14:45 | 1 | 1
|  | 1 | 10 | 14:46-15:00 | 1 | 1
|  | 1 | 10 | 15:01-15:15 | 1 | 1
|  | 1 | 10 | 15:16-15:30 | 1 | 1
|  | 1 | 10 | 15:31-15:45 | 1 | 1
|  | 1 | 10 | 15:46-16:00 | 1 | 1
|  | 1 | 10 | 16:01-16:15 | 1 | 1
|  | 1 | 10 | 16:16-16:30 | 1 | 1
|  | 1 | 10 | 16:31-16:45 | 1 | 1
|  | 1 | 10 | 16:46-17:00 | 1 | 1
|  | 1 | 10 | 17:01-17:15 | 1 | 1
|  | 1 | 10 | 17:16-17:30 | 1 | 1
|  | 1 | 10 | 17:31-17:45 | 1 | 1
|  | 1 | 10 | 17:46-18:00 | 1 | 1
|  | 1 | 10 | 18:01-18:15 | 1 | 1
|  | 1 | 10 | 18:16-18:30 | 1 | 1
|  | 1 | 10 | 18:31-18:45 | 1 | 1
|  | 1 | 10 | 18:46-19:00 | 1 | 1
|  | 1 | 10 | 19:01-19:15 | 1 | 1
|  | 1 | 10 | 19:16-19:30 | 1 | 1
|  | 1 | 10 | 19:31-19:45 | 1 | 1
|  | 1 | 10 | 19:46-20:00 | 1 | 1
|  | 1 | 10 | 20:01-20:15 | 1 | 1
|  | 1 | 10 | 20:16-20:30 | 1 | 1
|  | 1 | 10 | 20:31-20:45 | 1 | 1
|  | 1 | 10 | 20:46-21:00 | 1 | 1
|  | 1 | 10 | 21:01-21:15 | 1 | 1
|  | 1 | 10 | 21:16-21:30 | 1 | 1
|  | 1 | 10 | 21:31-21:45 | 1 | 1
|  | 1 | 10 | 21:46-22:00 | 1 | 1
|  | 1 | 10 | 22:01-22:15 | 1 | 1
|  | 1 | 10 | 22:16-22:30 | 1 | 1
|  | 1 | 10 | 22:31-22:45 | 1 | 1
|  | 1 | 10 | 22:46-23:00 | 1 | 1
|  | 1 | 10 | 23:01-23:15 | 1 | 1
|  | 1 | 10 | 23:16-23:30 | 1 | 1
|  | 1 | 10 | 23:31-23:45 | 1 | 1
|  | 1 | 10 | 23:46-24:00 | 1 | 1
|  | 1 | 11 | 00:01-00:15 | 1 | 1
|  | 1 | 11 | 00:16-00:30 | 1 | 1
|  | 1 | 11 | 00:31-00:45 | 1 | 1
|  | 1 | 11 | 00:46-01:00 | 1 | 1
|  | 1 | 11 | 01:01-01:15 | 1 | 1
|  | 1 | 11 | 01:16-01:30 | 1 | 1
|  | 1 | 11 | 01:31-01:45 | 1 | 1
|  | 1 | 11 | 01:46-02:00 | 1 | 1
|  | 1 | 11 | 02:01-02:15 | 1 | 1
|  | 1 | 11 | 02:16-02:30 | 1 | 1
|  | 1 | 11 | 02:31-02:45 | 1 | 1
|  | 1 | 11 | 02:46-03:00 | 1 | 1
|  | 1 | 11 | 03:01-03:15 | 1 | 1
|  | 1 | 11 | 03:16-03:30 | 1 | 1
|  | 1 | 11 | 03:31-03:45 | 1 | 1
|  | 1 | 11 | 03:46-04:00 | 1 | 1
|  | 1 | 11 | 04:01-04:15 | 1 | 1
|  | 1 | 11 | 04:16-04:30 | 1 | 1
|  | 1 | 11 | 04:31-04:45 | 1 | 1
|  | 1 | 11 | 04:46-05:00 | 1 | 1
|  | 1 | 11 | 05:01-05:15 | 1 | 1
|  | 1 | 11 | 05:16-05:30 | 1 | 1
|  | 1 | 11 | 05:31-05:45 | 1 | 1
|  | 1 | 11 | 05:46-06:00 | 1 | 1
|  | 1 | 11 | 06:01-06:15 | 1 | 1
|  | 1 | 11 | 06:16-06:30 | 1 | 1
|  | 1 | 11 | 06:31-06:45 | 1 | 1
|  | 1 | 11 | 06:46-07:00 | 1 | 1
|  | 1 | 11 | 07:01-07:15 | 1 | 1
|  | 1 | 11 | 07:16-07:30 | 1 | 1
|  | 1 | 11 | 07:31-07:45 | 1 | 1
|  | 1 | 11 | 07:46-08:00 | 1 | 1
|  | 1 | 11 | 08:01-08:15 | 1 | 1
|  | 1 | 11 | 08:16-08:30 | 1 | 1
|  | 1 | 11 | 08:31-08:45 | 1 | 1
|  | 1 | 11 | 08:46-09:00 | 1 | 1
|  | 1 | 11 | 09:01-09:15 | 1 | 1
|  | 1 | 11 | 09:16-09:30 | 1 | 1
|  | 1 | 11 | 09:31-09:45 | 1 | 1
|  | 1 | 11 | 09:46-10:00 | 1 | 1
|  | 1 | 11 | 10:01-10:15 | 1 | 1
|  | 1 | 11 | 10:16-10:30 | 1 | 1
|  | 1 | 11 | 10:31-10:45 | 1 | 1
|  | 1 | 11 | 10:46-11:00 | 1 | 1
|  | 1 | 11 | 11:01-11:15 | 1 | 1
|  | 1 | 11 | 11:16-11:30 | 1 | 1
|  | 1 | 11 | 11:31-11:45 | 1 | 1
|  | 1 | 11 | 11:46-12:00 | 1 | 1
|  | 1 | 11 | 12:01-12:15 | 1 | 1
|  | 1 | 11 | 12:16-12:30 | 1 | 1
|  | 1 | 11 | 12:31-12:45 | 1 | 1
|  | 1 | 11 | 12:46-13:00 | 1 | 1
|  | 1 | 11 | 13:01-13:15 | 1 | 1
|  | 1 | 11 | 13:16-13:30 | 1 | 1
|  | 1 | 11 | 13:31-13:45 | 1 | 1
|  | 1 | 11 | 13:46-14:00 | 1 | 1
|  | 1 | 11 | 14:01-14:15 | 1 | 1
|  | 1 | 11 | 14:16-14:30 | 1 | 1
|  | 1 | 11 | 14:31-14:45 | 1 | 1
|  | 1 | 11 | 14:46-15:00 | 1 | 1
|  | 1 | 11 | 15:01-15:15 | 1 | 1
|  | 1 | 11 | 15:16-15:30 | 1 | 1
|  | 1 | 11 | 15:31-15:45 | 1 | 1
|  | 1 | 11 | 15:46-16:00 | 1 | 1
|  | 1 | 11 | 16:01-16:15 | 1 | 1
|  | 1 | 11 | 16:16-16:30 | 1 | 1
|  | 1 | 11 | 16:31-16:45 | 1 | 1
|  | 1 | 11 | 16:46-17:00 | 1 | 1
|  | 1 | 11 | 17:01-17:15 | 1 | 1
|  | 1 | 11 | 17:16-17:30 | 1 | 1
|  | 1 | 11 | 17:31-17:45 | 1 | 1
|  | 1 | 11 | 17:46-18:00 | 1 | 1
|  | 1 | 11 | 18:01-18:15 | 1 | 1
|  | 1 | 11 | 18:16-18:30 | 1 | 1
|  | 1 | 11 | 18:31-18:45 | 1 | 1
|  | 1 | 11 | 18:46-19:00 | 1 | 1
|  | 1 | 11 | 19:01-19:15 | 1 | 1
|  | 1 | 11 | 19:16-19:30 | 1 | 1
|  | 1 | 11 | 19:31-19:45 | 1 | 1
|  | 1 | 11 | 19:46-20:00 | 1 | 1
|  | 1 | 11 | 20:01-20:15 | 1 | 1
|  | 1 | 11 | 20:16-20:30 | 1 | 1
|  | 1 | 11 | 20:31-20:45 | 1 | 1
|  | 1 | 11 | 20:46-21:00 | 1 | 1
|  | 1 | 11 | 21:01-21:15 | 1 | 1
|  | 1 | 11 | 21:16-21:30 | 1 | 1
|  | 1 | 11 | 21:31-21:45 | 1 | 1
|  | 1 | 11 | 21:46-22:00 | 1 | 1
|  | 1 | 11 | 22:01-22:15 | 1 | 1
|  | 1 | 11 | 22:16-22:30 | 1 | 1
|  | 1 | 11 | 22:31-22:45 | 1 | 1
|  | 1 | 11 | 22:46-23:00 | 1 | 1
|  | 1 | 11 | 23:01-23:15 | 1 | 1
|  | 1 | 11 | 23:16-23:30 | 1 | 1
|  | 1 | 11 | 23:31-23:45 | 1 | 1
|  | 1 | 11 | 23:46-24:00 | 1 | 1
|  | 1 | 12 | 00:01-00:15 | 1 | 1
|  | 1 | 12 | 00:16-00:30 | 1 | 1
|  | 1 | 12 | 00:31-00:45 | 1 | 1
|  | 1 | 12 | 00:46-01:00 | 1 | 1
|  | 1 | 12 | 01:01-01:15 | 1 | 1
|  | 1 | 12 | 01:16-01:30 | 1 | 1
|  | 1 | 12 | 01:31-01:45 | 1 | 1
|  | 1 | 12 | 01:46-02:00 | 1 | 1
|  | 1 | 12 | 02:01-02:15 | 1 | 1
|  | 1 | 12 | 02:16-02:30 | 1 | 1
|  | 1 | 12 | 02:31-02:45 | 1 | 1
|  | 1 | 12 | 02:46-03:00 | 1 | 1
|  | 1 | 12 | 03:01-03:15 | 1 | 1
|  | 1 | 12 | 03:16-03:30 | 1 | 1
|  | 1 | 12 | 03:31-03:45 | 1 | 1
|  | 1 | 12 | 03:46-04:00 | 1 | 1
|  | 1 | 12 | 04:01-04:15 | 1 | 1
|  | 1 | 12 | 04:16-04:30 | 1 | 1
|  | 1 | 12 | 04:31-04:45 | 1 | 1
|  | 1 | 12 | 04:46-05:00 | 1 | 1
|  | 1 | 12 | 05:01-05:15 | 1 | 1
|  | 1 | 12 | 05:16-05:30 | 1 | 1
|  | 1 | 12 | 05:31-05:45 | 1 | 1
|  | 1 | 12 | 05:46-06:00 | 1 | 1
|  | 1 | 12 | 06:01-06:15 | 1 | 1
|  | 1 | 12 | 06:16-06:30 | 1 | 1
|  | 1 | 12 | 06:31-06:45 | 1 | 1
|  | 1 | 12 | 06:46-07:00 | 1 | 1
|  | 1 | 12 | 07:01-07:15 | 1 | 1
|  | 1 | 12 | 07:16-07:30 | 1 | 1
|  | 1 | 12 | 07:31-07:45 | 1 | 1
|  | 1 | 12 | 07:46-08:00 | 1 | 1
|  | 1 | 12 | 08:01-08:15 | 1 | 1
|  | 1 | 12 | 08:16-08:30 | 1 | 1
|  | 1 | 12 | 08:31-08:45 | 1 | 1
|  | 1 | 12 | 08:46-09:00 | 1 | 1
|  | 1 | 12 | 09:01-09:15 | 1 | 1
|  | 1 | 12 | 09:16-09:30 | 1 | 1
|  | 1 | 12 | 09:31-09:45 | 1 | 1
|  | 1 | 12 | 09:46-10:00 | 1 | 1
|  | 1 | 12 | 10:01-10:15 | 1 | 1
|  | 1 | 12 | 10:16-10:30 | 1 | 1
|  | 1 | 12 | 10:31-10:45 | 1 | 1
|  | 1 | 12 | 10:46-11:00 | 1 | 1
|  | 1 | 12 | 11:01-11:15 | 1 | 1
|  | 1 | 12 | 11:16-11:30 | 1 | 1
|  | 1 | 12 | 11:31-11:45 | 1 | 1
|  | 1 | 12 | 11:46-12:00 | 1 | 1
|  | 1 | 12 | 12:01-12:15 | 1 | 1
|  | 1 | 12 | 12:16-12:30 | 1 | 1
|  | 1 | 12 | 12:31-12:45 | 1 | 1
|  | 1 | 12 | 12:46-13:00 | 1 | 1
|  | 1 | 12 | 13:01-13:15 | 1 | 1
|  | 1 | 12 | 13:16-13:30 | 1 | 1
|  | 1 | 12 | 13:31-13:45 | 1 | 1
|  | 1 | 12 | 13:46-14:00 | 1 | 1
|  | 1 | 12 | 14:01-14:15 | 1 | 1
|  | 1 | 12 | 14:16-14:30 | 1 | 1
|  | 1 | 12 | 14:31-14:45 | 1 | 1
|  | 1 | 12 | 14:46-15:00 | 1 | 1
|  | 1 | 12 | 15:01-15:15 | 1 | 1
|  | 1 | 12 | 15:16-15:30 | 1 | 1
|  | 1 | 12 | 15:31-15:45 | 1 | 1
|  | 1 | 12 | 15:46-16:00 | 1 | 1
|  | 1 | 12 | 16:01-16:15 | 1 | 1
|  | 1 | 12 | 16:16-16:30 | 1 | 1
|  | 1 | 12 | 16:31-16:45 | 1 | 1
|  | 1 | 12 | 16:46-17:00 | 1 | 1
|  | 1 | 12 | 17:01-17:15 | 1 | 1
|  | 1 | 12 | 17:16-17:30 | 1 | 1
|  | 1 | 12 | 17:31-17:45 | 1 | 1
|  | 1 | 12 | 17:46-18:00 | 1 | 1
|  | 1 | 12 | 18:01-18:15 | 1 | 1
|  | 1 | 12 | 18:16-18:30 | 1 | 1
|  | 1 | 12 | 18:31-18:45 | 1 | 1
|  | 1 | 12 | 18:46-19:00 | 1 | 1
|  | 1 | 12 | 19:01-19:15 | 1 | 1
|  | 1 | 12 | 19:16-19:30 | 1 | 1
|  | 1 | 12 | 19:31-19:45 | 1 | 1
|  | 1 | 12 | 19:46-20:00 | 1 | 1
|  | 1 | 12 | 20:01-20:15 | 1 | 1
|  | 1 | 12 | 20:16-20:30 | 1 | 1
|  | 1 | 12 | 20:31-20:45 | 1 | 1
|  | 1 | 12 | 20:46-21:00 | 1 | 1
|  | 1 | 12 | 21:01-21:15 | 1 | 1
|  | 1 | 12 | 21:16-21:30 | 1 | 1
|  | 1 | 12 | 21:31-21:45 | 1 | 1
|  | 1 | 12 | 21:46-22:00 | 1 | 1
|  | 1 | 12 | 22:01-22:15 | 1 | 1
|  | 1 | 12 | 22:16-22:30 | 1 | 1
|  | 1 | 12 | 22:31-22:45 | 1 | 1
|  | 1 | 12 | 22:46-23:00 | 1 | 1
|  | 1 | 12 | 23:01-23:15 | 1 | 1
|  | 1 | 12 | 23:16-23:30 | 1 | 1
|  | 1 | 12 | 23:31-23:45 | 1 | 1
|  | 1 | 12 | 23:46-24:00 | 1 | 1
|  | 1 | 13 | 00:01-00:15 | 1 | 1
|  | 1 | 13 | 00:16-00:30 | 1 | 1
|  | 1 | 13 | 00:31-00:45 | 1 | 1
|  | 1 | 13 | 00:46-01:00 | 1 | 1
|  | 1 | 13 | 01:01-01:15 | 1 | 1
|  | 1 | 13 | 01:16-01:30 | 1 | 1
|  | 1 | 13 | 01:31-01:45 | 1 | 1
|  | 1 | 13 | 01:46-02:00 | 1 | 1
|  | 1 | 13 | 02:01-02:15 | 1 | 1
|  | 1 | 13 | 02:16-02:30 | 1 | 1
|  | 1 | 13 | 02:31-02:45 | 1 | 1
|  | 1 | 13 | 02:46-03:00 | 1 | 1
|  | 1 | 13 | 03:01-03:15 | 1 | 1
|  | 1 | 13 | 03:16-03:30 | 1 | 1
|  | 1 | 13 | 03:31-03:45 | 1 | 1
|  | 1 | 13 | 03:46-04:00 | 1 | 1
|  | 1 | 13 | 04:01-04:15 | 1 | 1
|  | 1 | 13 | 04:16-04:30 | 1 | 1
|  | 1 | 13 | 04:31-04:45 | 1 | 1
|  | 1 | 13 | 04:46-05:00 | 1 | 1
|  | 1 | 13 | 05:01-05:15 | 1 | 1
|  | 1 | 13 | 05:16-05:30 | 1 | 1
|  | 1 | 13 | 05:31-05:45 | 1 | 1
|  | 1 | 13 | 05:46-06:00 | 1 | 1
|  | 1 | 13 | 06:01-06:15 | 1 | 1
|  | 1 | 13 | 06:16-06:30 | 1 | 1
|  | 1 | 13 | 06:31-06:45 | 1 | 1
|  | 1 | 13 | 06:46-07:00 | 1 | 1
|  | 1 | 13 | 07:01-07:15 | 1 | 1
|  | 1 | 13 | 07:16-07:30 | 1 | 1
|  | 1 | 13 | 07:31-07:45 | 1 | 1
|  | 1 | 13 | 07:46-08:00 | 1 | 1
|  | 1 | 13 | 08:01-08:15 | 1 | 1
|  | 1 | 13 | 08:16-08:30 | 1 | 1
|  | 1 | 13 | 08:31-08:45 | 1 | 1
|  | 1 | 13 | 08:46-09:00 | 1 | 1
|  | 1 | 13 | 09:01-09:15 | 1 | 1
|  | 1 | 13 | 09:16-09:30 | 1 | 1
|  | 1 | 13 | 09:31-09:45 | 1 | 1
|  | 1 | 13 | 09:46-10:00 | 1 | 1
|  | 1 | 13 | 10:01-10:15 | 1 | 1
|  | 1 | 13 | 10:16-10:30 | 1 | 1
|  | 1 | 13 | 10:31-10:45 | 1 | 1
|  | 1 | 13 | 10:46-11:00 | 1 | 1
|  | 1 | 13 | 11:01-11:15 | 1 | 1
|  | 1 | 13 | 11:16-11:30 | 1 | 1
|  | 1 | 13 | 11:31-11:45 | 1 | 1
|  | 1 | 13 | 11:46-12:00 | 1 | 1
|  | 1 | 13 | 12:01-12:15 | 1 | 1
|  | 1 | 13 | 12:16-12:30 | 1 | 1
|  | 1 | 13 | 12:31-12:45 | 1 | 1
|  | 1 | 13 | 12:46-13:00 | 1 | 1
|  | 1 | 13 | 13:01-13:15 | 1 | 1
|  | 1 | 13 | 13:16-13:30 | 1 | 1
|  | 1 | 13 | 13:31-13:45 | 1 | 1
|  | 1 | 13 | 13:46-14:00 | 1 | 1
|  | 1 | 13 | 14:01-14:15 | 1 | 1
|  | 1 | 13 | 14:16-14:30 | 1 | 1
|  | 1 | 13 | 14:31-14:45 | 1 | 1
|  | 1 | 13 | 14:46-15:00 | 1 | 1
|  | 1 | 13 | 15:01-15:15 | 1 | 1
|  | 1 | 13 | 15:16-15:30 | 1 | 1
|  | 1 | 13 | 15:31-15:45 | 1 | 1
|  | 1 | 13 | 15:46-16:00 | 1 | 1
|  | 1 | 13 | 16:01-16:15 | 1 | 1
|  | 1 | 13 | 16:16-16:30 | 1 | 1
|  | 1 | 13 | 16:31-16:45 | 1 | 1
|  | 1 | 13 | 16:46-17:00 | 1 | 1
|  | 1 | 13 | 17:01-17:15 | 1 | 1
|  | 1 | 13 | 17:16-17:30 | 1 | 1
|  | 1 | 13 | 17:31-17:45 | 1 | 1
|  | 1 | 13 | 17:46-18:00 | 1 | 1
|  | 1 | 13 | 18:01-18:15 | 1 | 1
|  | 1 | 13 | 18:16-18:30 | 1 | 1
|  | 1 | 13 | 18:31-18:45 | 1 | 1
|  | 1 | 13 | 18:46-19:00 | 1 | 1
|  | 1 | 13 | 19:01-19:15 | 1 | 1
|  | 1 | 13 | 19:16-19:30 | 1 | 1
|  | 1 | 13 | 19:31-19:45 | 1 | 1
|  | 1 | 13 | 19:46-20:00 | 1 | 1
|  | 1 | 13 | 20:01-20:15 | 1 | 1
|  | 1 | 13 | 20:16-20:30 | 1 | 1
|  | 1 | 13 | 20:31-20:45 | 1 | 1
|  | 1 | 13 | 20:46-21:00 | 1 | 1
|  | 1 | 13 | 21:01-21:15 | 1 | 1
|  | 1 | 13 | 21:16-21:30 | 1 | 1
|  | 1 | 13 | 21:31-21:45 | 1 | 1
|  | 1 | 13 | 21:46-22:00 | 1 | 1
|  | 1 | 13 | 22:01-22:15 | 1 | 1
|  | 1 | 13 | 22:16-22:30 | 1 | 1
|  | 1 | 13 | 22:31-22:45 | 1 | 1
|  | 1 | 13 | 22:46-23:00 | 1 | 1
|  | 1 | 13 | 23:01-23:15 | 1 | 1
|  | 1 | 13 | 23:16-23:30 | 1 | 1
|  | 1 | 13 | 23:31-23:45 | 1 | 1
|  | 1 | 13 | 23:46-24:00 | 1 | 1
|  | 1 | 14 | 00:01-00:15 | 0 | 1
|  | 1 | 14 | 00:16-00:30 | 0 | 1
|  | 1 | 14 | 00:31-00:45 | 0 | 1
|  | 1 | 14 | 00:46-01:00 | 0 | 1
|  | 1 | 14 | 01:01-01:15 | 0 | 1
|  | 1 | 14 | 01:16-01:30 | 0 | 1
|  | 1 | 14 | 01:31-01:45 | 0 | 1
|  | 1 | 14 | 01:46-02:00 | 0 | 1
|  | 1 | 14 | 02:01-02:15 | 0 | 1
|  | 1 | 14 | 02:16-02:30 | 0 | 1
|  | 1 | 14 | 02:31-02:45 | 0 | 1
|  | 1 | 14 | 02:46-03:00 | 0 | 1
|  | 1 | 14 | 03:01-03:15 | 0 | 1
|  | 1 | 14 | 03:16-03:30 | 0 | 1
|  | 1 | 14 | 03:31-03:45 | 0 | 1
|  | 1 | 14 | 03:46-04:00 | 0 | 1
|  | 1 | 14 | 04:01-04:15 | 0 | 1
|  | 1 | 14 | 04:16-04:30 | 0 | 1
|  | 1 | 14 | 04:31-04:45 | 0 | 1
|  | 1 | 14 | 04:46-05:00 | 0 | 1
|  | 1 | 14 | 05:01-05:15 | 0 | 1
|  | 1 | 14 | 05:16-05:30 | 0 | 1
|  | 1 | 14 | 05:31-05:45 | 0 | 1
|  | 1 | 14 | 05:46-06:00 | 0 | 1
|  | 1 | 14 | 06:01-06:15 | 0 | 1
|  | 1 | 14 | 06:16-06:30 | 0 | 1
|  | 1 | 14 | 06:31-06:45 | 0 | 1
|  | 1 | 14 | 06:46-07:00 | 0 | 1
|  | 1 | 14 | 07:01-07:15 | 0 | 1
|  | 1 | 14 | 07:16-07:30 | 0 | 1
|  | 1 | 14 | 07:31-07:45 | 0 | 1
|  | 1 | 14 | 07:46-08:00 | 0 | 1
|  | 1 | 14 | 08:01-08:15 | 0 | 1
|  | 1 | 14 | 08:16-08:30 | 0 | 1
|  | 1 | 14 | 08:31-08:45 | 0 | 1
|  | 1 | 14 | 08:46-09:00 | 0 | 1
|  | 1 | 14 | 09:01-09:15 | 0 | 1
|  | 1 | 14 | 09:16-09:30 | 0 | 1
|  | 1 | 14 | 09:31-09:45 | 0 | 1
|  | 1 | 14 | 09:46-10:00 | 0 | 1
|  | 1 | 14 | 10:01-10:15 | 0 | 1
|  | 1 | 14 | 10:16-10:30 | 0 | 1
|  | 1 | 14 | 10:31-10:45 | 0 | 1
|  | 1 | 14 | 10:46-11:00 | 0 | 1
|  | 1 | 14 | 11:01-11:15 | 0 | 1
|  | 1 | 14 | 11:16-11:30 | 0 | 1
|  | 1 | 14 | 11:31-11:45 | 0 | 1
|  | 1 | 14 | 11:46-12:00 | 0 | 1
|  | 1 | 14 | 12:01-12:15 | 0 | 1
|  | 1 | 14 | 12:16-12:30 | 0 | 1
|  | 1 | 14 | 12:31-12:45 | 0 | 1
|  | 1 | 14 | 12:46-13:00 | 0 | 1
|  | 1 | 14 | 13:01-13:15 | 0 | 1
|  | 1 | 14 | 13:16-13:30 | 0 | 1
|  | 1 | 14 | 13:31-13:45 | 0 | 1
|  | 1 | 14 | 13:46-14:00 | 0 | 1
|  | 1 | 14 | 14:01-14:15 | 0 | 1
|  | 1 | 14 | 14:16-14:30 | 0 | 1
|  | 1 | 14 | 14:31-14:45 | 0 | 1
|  | 1 | 14 | 14:46-15:00 | 0 | 1
|  | 1 | 14 | 15:01-15:15 | 0 | 1
|  | 1 | 14 | 15:16-15:30 | 0 | 1
|  | 1 | 14 | 15:31-15:45 | 0 | 1
|  | 1 | 14 | 15:46-16:00 | 0 | 1
|  | 1 | 14 | 16:01-16:15 | 0 | 1
|  | 1 | 14 | 16:16-16:30 | 0 | 1
|  | 1 | 14 | 16:31-16:45 | 0 | 1
|  | 1 | 14 | 16:46-17:00 | 0 | 1
|  | 1 | 14 | 17:01-17:15 | 0 | 1
|  | 1 | 14 | 17:16-17:30 | 0 | 1
|  | 1 | 14 | 17:31-17:45 | 0 | 1
|  | 1 | 14 | 17:46-18:00 | 0 | 1
|  | 1 | 14 | 18:01-18:15 | 0 | 1
|  | 1 | 14 | 18:16-18:30 | 0 | 1
|  | 1 | 14 | 18:31-18:45 | 0 | 1
|  | 1 | 14 | 18:46-19:00 | 0 | 1
|  | 1 | 14 | 19:01-19:15 | 0 | 1
|  | 1 | 14 | 19:16-19:30 | 0 | 1
|  | 1 | 14 | 19:31-19:45 | 0 | 1
|  | 1 | 14 | 19:46-20:00 | 0 | 1
|  | 1 | 14 | 20:01-20:15 | 0 | 1
|  | 1 | 14 | 20:16-20:30 | 0 | 1
|  | 1 | 14 | 20:31-20:45 | 0 | 1
|  | 1 | 14 | 20:46-21:00 | 0 | 1
|  | 1 | 14 | 21:01-21:15 | 0 | 1
|  | 1 | 14 | 21:16-21:30 | 0 | 1
|  | 1 | 14 | 21:31-21:45 | 0 | 1
|  | 1 | 14 | 21:46-22:00 | 0 | 1
|  | 1 | 14 | 22:01-22:15 | 0 | 1
|  | 1 | 14 | 22:16-22:30 | 0 | 1
|  | 1 | 14 | 22:31-22:45 | 0 | 1
|  | 1 | 14 | 22:46-23:00 | 0 | 1
|  | 1 | 14 | 23:01-23:15 | 0 | 1
|  | 1 | 14 | 23:16-23:30 | 0 | 1
|  | 1 | 14 | 23:31-23:45 | 0 | 1
|  | 1 | 14 | 23:46-24:00 | 0 | 1
|  | 1 | 15 | 00:01-00:15 | 0 | 1
|  | 1 | 15 | 00:16-00:30 | 0 | 1
|  | 1 | 15 | 00:31-00:45 | 0 | 1
|  | 1 | 15 | 00:46-01:00 | 0 | 1
|  | 1 | 15 | 01:01-01:15 | 0 | 1
|  | 1 | 15 | 01:16-01:30 | 0 | 1
|  | 1 | 15 | 01:31-01:45 | 0 | 1
|  | 1 | 15 | 01:46-02:00 | 0 | 1
|  | 1 | 15 | 02:01-02:15 | 0 | 1
|  | 1 | 15 | 02:16-02:30 | 0 | 1
|  | 1 | 15 | 02:31-02:45 | 0 | 1
|  | 1 | 15 | 02:46-03:00 | 0 | 1
|  | 1 | 15 | 03:01-03:15 | 0 | 1
|  | 1 | 15 | 03:16-03:30 | 0 | 1
|  | 1 | 15 | 03:31-03:45 | 0 | 1
|  | 1 | 15 | 03:46-04:00 | 0 | 1
|  | 1 | 15 | 04:01-04:15 | 0 | 1
|  | 1 | 15 | 04:16-04:30 | 0 | 1
|  | 1 | 15 | 04:31-04:45 | 0 | 1
|  | 1 | 15 | 04:46-05:00 | 0 | 1
|  | 1 | 15 | 05:01-05:15 | 0 | 1
|  | 1 | 15 | 05:16-05:30 | 0 | 1
|  | 1 | 15 | 05:31-05:45 | 0 | 1
|  | 1 | 15 | 05:46-06:00 | 0 | 1
|  | 1 | 15 | 06:01-06:15 | 0 | 1
|  | 1 | 15 | 06:16-06:30 | 0 | 1
|  | 1 | 15 | 06:31-06:45 | 0 | 1
|  | 1 | 15 | 06:46-07:00 | 0 | 1
|  | 1 | 15 | 07:01-07:15 | 0 | 1
|  | 1 | 15 | 07:16-07:30 | 0 | 1
|  | 1 | 15 | 07:31-07:45 | 0 | 1
|  | 1 | 15 | 07:46-08:00 | 0 | 1
|  | 1 | 15 | 08:01-08:15 | 0 | 1
|  | 1 | 15 | 08:16-08:30 | 0 | 1
|  | 1 | 15 | 08:31-08:45 | 0 | 1
|  | 1 | 15 | 08:46-09:00 | 0 | 1
|  | 1 | 15 | 09:01-09:15 | 0 | 1
|  | 1 | 15 | 09:16-09:30 | 0 | 1
|  | 1 | 15 | 09:31-09:45 | 0 | 1
|  | 1 | 15 | 09:46-10:00 | 0 | 1
|  | 1 | 15 | 10:01-10:15 | 0 | 1
|  | 1 | 15 | 10:16-10:30 | 0 | 1
|  | 1 | 15 | 10:31-10:45 | 0 | 1
|  | 1 | 15 | 10:46-11:00 | 0 | 1
|  | 1 | 15 | 11:01-11:15 | 0 | 1
|  | 1 | 15 | 11:16-11:30 | 0 | 1
|  | 1 | 15 | 11:31-11:45 | 0 | 1
|  | 1 | 15 | 11:46-12:00 | 0 | 1
|  | 1 | 15 | 12:01-12:15 | 0 | 1
|  | 1 | 15 | 12:16-12:30 | 0 | 1
|  | 1 | 15 | 12:31-12:45 | 0 | 1
|  | 1 | 15 | 12:46-13:00 | 0 | 1
|  | 1 | 15 | 13:01-13:15 | 0 | 1
|  | 1 | 15 | 13:16-13:30 | 0 | 1
|  | 1 | 15 | 13:31-13:45 | 0 | 1
|  | 1 | 15 | 13:46-14:00 | 0 | 1
|  | 1 | 15 | 14:01-14:15 | 0 | 1
|  | 1 | 15 | 14:16-14:30 | 0 | 1
|  | 1 | 15 | 14:31-14:45 | 0 | 1
|  | 1 | 15 | 14:46-15:00 | 0 | 1
|  | 1 | 15 | 15:01-15:15 | 0 | 1
|  | 1 | 15 | 15:16-15:30 | 0 | 1
|  | 1 | 15 | 15:31-15:45 | 0 | 1
|  | 1 | 15 | 15:46-16:00 | 0 | 1
|  | 1 | 15 | 16:01-16:15 | 0 | 1
|  | 1 | 15 | 16:16-16:30 | 0 | 1
|  | 1 | 15 | 16:31-16:45 | 0 | 1
|  | 1 | 15 | 16:46-17:00 | 0 | 1
|  | 1 | 15 | 17:01-17:15 | 0 | 1
|  | 1 | 15 | 17:16-17:30 | 0 | 1
|  | 1 | 15 | 17:31-17:45 | 0 | 1
|  | 1 | 15 | 17:46-18:00 | 0 | 1
|  | 1 | 15 | 18:01-18:15 | 0 | 1
|  | 1 | 15 | 18:16-18:30 | 0 | 1
|  | 1 | 15 | 18:31-18:45 | 0 | 1
|  | 1 | 15 | 18:46-19:00 | 0 | 1
|  | 1 | 15 | 19:01-19:15 | 0 | 1
|  | 1 | 15 | 19:16-19:30 | 0 | 1
|  | 1 | 15 | 19:31-19:45 | 0 | 1
|  | 1 | 15 | 19:46-20:00 | 0 | 1
|  | 1 | 15 | 20:01-20:15 | 0 | 1
|  | 1 | 15 | 20:16-20:30 | 0 | 1
|  | 1 | 15 | 20:31-20:45 | 0 | 1
|  | 1 | 15 | 20:46-21:00 | 0 | 1
|  | 1 | 15 | 21:01-21:15 | 0 | 1
|  | 1 | 15 | 21:16-21:30 | 0 | 1
|  | 1 | 15 | 21:31-21:45 | 0 | 1
|  | 1 | 15 | 21:46-22:00 | 0 | 1
|  | 1 | 15 | 22:01-22:15 | 0 | 1
|  | 1 | 15 | 22:16-22:30 | 0 | 1
|  | 1 | 15 | 22:31-22:45 | 0 | 1
|  | 1 | 15 | 22:46-23:00 | 0 | 1
|  | 1 | 15 | 23:01-23:15 | 0 | 1
|  | 1 | 15 | 23:16-23:30 | 0 | 1
|  | 1 | 15 | 23:31-23:45 | 0 | 1
|  | 1 | 15 | 23:46-24:00 | 0 | 1
|  | 1 | 16 | 00:01-00:15 | 1 | 1
|  | 1 | 16 | 00:16-00:30 | 1 | 1
|  | 1 | 16 | 00:31-00:45 | 1 | 1
|  | 1 | 16 | 00:46-01:00 | 1 | 1
|  | 1 | 16 | 01:01-01:15 | 1 | 1
|  | 1 | 16 | 01:16-01:30 | 1 | 1
|  | 1 | 16 | 01:31-01:45 | 1 | 1
|  | 1 | 16 | 01:46-02:00 | 1 | 1
|  | 1 | 16 | 02:01-02:15 | 1 | 1
|  | 1 | 16 | 02:16-02:30 | 1 | 1
|  | 1 | 16 | 02:31-02:45 | 1 | 1
|  | 1 | 16 | 02:46-03:00 | 1 | 1
|  | 1 | 16 | 03:01-03:15 | 1 | 1
|  | 1 | 16 | 03:16-03:30 | 1 | 1
|  | 1 | 16 | 03:31-03:45 | 1 | 1
|  | 1 | 16 | 03:46-04:00 | 1 | 1
|  | 1 | 16 | 04:01-04:15 | 1 | 1
|  | 1 | 16 | 04:16-04:30 | 1 | 1
|  | 1 | 16 | 04:31-04:45 | 1 | 1
|  | 1 | 16 | 04:46-05:00 | 1 | 1
|  | 1 | 16 | 05:01-05:15 | 1 | 1
|  | 1 | 16 | 05:16-05:30 | 1 | 1
|  | 1 | 16 | 05:31-05:45 | 1 | 1
|  | 1 | 16 | 05:46-06:00 | 1 | 1
|  | 1 | 16 | 06:01-06:15 | 1 | 1
|  | 1 | 16 | 06:16-06:30 | 1 | 1
|  | 1 | 16 | 06:31-06:45 | 1 | 1
|  | 1 | 16 | 06:46-07:00 | 1 | 1
|  | 1 | 16 | 07:01-07:15 | 1 | 1
|  | 1 | 16 | 07:16-07:30 | 1 | 1
|  | 1 | 16 | 07:31-07:45 | 1 | 1
|  | 1 | 16 | 07:46-08:00 | 1 | 1
|  | 1 | 16 | 08:01-08:15 | 1 | 1
|  | 1 | 16 | 08:16-08:30 | 1 | 1
|  | 1 | 16 | 08:31-08:45 | 1 | 1
|  | 1 | 16 | 08:46-09:00 | 1 | 1
|  | 1 | 16 | 09:01-09:15 | 1 | 1
|  | 1 | 16 | 09:16-09:30 | 1 | 1
|  | 1 | 16 | 09:31-09:45 | 1 | 1
|  | 1 | 16 | 09:46-10:00 | 1 | 1
|  | 1 | 16 | 10:01-10:15 | 1 | 1
|  | 1 | 16 | 10:16-10:30 | 1 | 1
|  | 1 | 16 | 10:31-10:45 | 1 | 1
|  | 1 | 16 | 10:46-11:00 | 1 | 1
|  | 1 | 16 | 11:01-11:15 | 1 | 1
|  | 1 | 16 | 11:16-11:30 | 1 | 1
|  | 1 | 16 | 11:31-11:45 | 1 | 1
|  | 1 | 16 | 11:46-12:00 | 1 | 1
|  | 1 | 16 | 12:01-12:15 | 1 | 1
|  | 1 | 16 | 12:16-12:30 | 1 | 1
|  | 1 | 16 | 12:31-12:45 | 1 | 1
|  | 1 | 16 | 12:46-13:00 | 1 | 1
|  | 1 | 16 | 13:01-13:15 | 1 | 1
|  | 1 | 16 | 13:16-13:30 | 1 | 1
|  | 1 | 16 | 13:31-13:45 | 1 | 1
|  | 1 | 16 | 13:46-14:00 | 1 | 1
|  | 1 | 16 | 14:01-14:15 | 1 | 1
|  | 1 | 16 | 14:16-14:30 | 1 | 1
|  | 1 | 16 | 14:31-14:45 | 1 | 1
|  | 1 | 16 | 14:46-15:00 | 1 | 1
|  | 1 | 16 | 15:01-15:15 | 1 | 1
|  | 1 | 16 | 15:16-15:30 | 1 | 1
|  | 1 | 16 | 15:31-15:45 | 1 | 1
|  | 1 | 16 | 15:46-16:00 | 1 | 1
|  | 1 | 16 | 16:01-16:15 | 1 | 1
|  | 1 | 16 | 16:16-16:30 | 1 | 1
|  | 1 | 16 | 16:31-16:45 | 1 | 1
|  | 1 | 16 | 16:46-17:00 | 1 | 1
|  | 1 | 16 | 17:01-17:15 | 1 | 1
|  | 1 | 16 | 17:16-17:30 | 1 | 1
|  | 1 | 16 | 17:31-17:45 | 1 | 1
|  | 1 | 16 | 17:46-18:00 | 1 | 1
|  | 1 | 16 | 18:01-18:15 | 1 | 1
|  | 1 | 16 | 18:16-18:30 | 1 | 1
|  | 1 | 16 | 18:31-18:45 | 1 | 1
|  | 1 | 16 | 18:46-19:00 | 1 | 1
|  | 1 | 16 | 19:01-19:15 | 1 | 1
|  | 1 | 16 | 19:16-19:30 | 1 | 1
|  | 1 | 16 | 19:31-19:45 | 1 | 1
|  | 1 | 16 | 19:46-20:00 | 1 | 1
|  | 1 | 16 | 20:01-20:15 | 1 | 1
|  | 1 | 16 | 20:16-20:30 | 1 | 1
|  | 1 | 16 | 20:31-20:45 | 1 | 1
|  | 1 | 16 | 20:46-21:00 | 1 | 1
|  | 1 | 16 | 21:01-21:15 | 1 | 1
|  | 1 | 16 | 21:16-21:30 | 1 | 1
|  | 1 | 16 | 21:31-21:45 | 1 | 1
|  | 1 | 16 | 21:46-22:00 | 1 | 1
|  | 1 | 16 | 22:01-22:15 | 1 | 1
|  | 1 | 16 | 22:16-22:30 | 1 | 1
|  | 1 | 16 | 22:31-22:45 | 1 | 1
|  | 1 | 16 | 22:46-23:00 | 1 | 1
|  | 1 | 16 | 23:01-23:15 | 1 | 1
|  | 1 | 16 | 23:16-23:30 | 1 | 1
|  | 1 | 16 | 23:31-23:45 | 1 | 1
|  | 1 | 16 | 23:46-24:00 | 1 | 1
|  | 1 | 17 | 00:01-00:15 | 1 | 1
|  | 1 | 17 | 00:16-00:30 | 1 | 1
|  | 1 | 17 | 00:31-00:45 | 1 | 1
|  | 1 | 17 | 00:46-01:00 | 1 | 1
|  | 1 | 17 | 01:01-01:15 | 1 | 1
|  | 1 | 17 | 01:16-01:30 | 1 | 1
|  | 1 | 17 | 01:31-01:45 | 1 | 1
|  | 1 | 17 | 01:46-02:00 | 1 | 1
|  | 1 | 17 | 02:01-02:15 | 1 | 1
|  | 1 | 17 | 02:16-02:30 | 1 | 1
|  | 1 | 17 | 02:31-02:45 | 1 | 1
|  | 1 | 17 | 02:46-03:00 | 1 | 1
|  | 1 | 17 | 03:01-03:15 | 1 | 1
|  | 1 | 17 | 03:16-03:30 | 1 | 1
|  | 1 | 17 | 03:31-03:45 | 1 | 1
|  | 1 | 17 | 03:46-04:00 | 1 | 1
|  | 1 | 17 | 04:01-04:15 | 1 | 1
|  | 1 | 17 | 04:16-04:30 | 1 | 1
|  | 1 | 17 | 04:31-04:45 | 1 | 1
|  | 1 | 17 | 04:46-05:00 | 1 | 1
|  | 1 | 17 | 05:01-05:15 | 1 | 1
|  | 1 | 17 | 05:16-05:30 | 1 | 1
|  | 1 | 17 | 05:31-05:45 | 1 | 1
|  | 1 | 17 | 05:46-06:00 | 1 | 1
|  | 1 | 17 | 06:01-06:15 | 1 | 1
|  | 1 | 17 | 06:16-06:30 | 1 | 1
|  | 1 | 17 | 06:31-06:45 | 1 | 1
|  | 1 | 17 | 06:46-07:00 | 1 | 1
|  | 1 | 17 | 07:01-07:15 | 1 | 1
|  | 1 | 17 | 07:16-07:30 | 1 | 1
|  | 1 | 17 | 07:31-07:45 | 1 | 1
|  | 1 | 17 | 07:46-08:00 | 1 | 1
|  | 1 | 17 | 08:01-08:15 | 1 | 1
|  | 1 | 17 | 08:16-08:30 | 1 | 1
|  | 1 | 17 | 08:31-08:45 | 1 | 1
|  | 1 | 17 | 08:46-09:00 | 1 | 1
|  | 1 | 17 | 09:01-09:15 | 1 | 1
|  | 1 | 17 | 09:16-09:30 | 1 | 1
|  | 1 | 17 | 09:31-09:45 | 1 | 1
|  | 1 | 17 | 09:46-10:00 | 1 | 1
|  | 1 | 17 | 10:01-10:15 | 1 | 1
|  | 1 | 17 | 10:16-10:30 | 1 | 1
|  | 1 | 17 | 10:31-10:45 | 1 | 1
|  | 1 | 17 | 10:46-11:00 | 1 | 1
|  | 1 | 17 | 11:01-11:15 | 1 | 1
|  | 1 | 17 | 11:16-11:30 | 1 | 1
|  | 1 | 17 | 11:31-11:45 | 1 | 1
|  | 1 | 17 | 11:46-12:00 | 1 | 1
|  | 1 | 17 | 12:01-12:15 | 1 | 1
|  | 1 | 17 | 12:16-12:30 | 1 | 1
|  | 1 | 17 | 12:31-12:45 | 1 | 1
|  | 1 | 17 | 12:46-13:00 | 1 | 1
|  | 1 | 17 | 13:01-13:15 | 1 | 1
|  | 1 | 17 | 13:16-13:30 | 1 | 1
|  | 1 | 17 | 13:31-13:45 | 1 | 1
|  | 1 | 17 | 13:46-14:00 | 1 | 1
|  | 1 | 17 | 14:01-14:15 | 1 | 1
|  | 1 | 17 | 14:16-14:30 | 1 | 1
|  | 1 | 17 | 14:31-14:45 | 1 | 1
|  | 1 | 17 | 14:46-15:00 | 1 | 1
|  | 1 | 17 | 15:01-15:15 | 1 | 1
|  | 1 | 17 | 15:16-15:30 | 1 | 1
|  | 1 | 17 | 15:31-15:45 | 1 | 1
|  | 1 | 17 | 15:46-16:00 | 1 | 1
|  | 1 | 17 | 16:01-16:15 | 1 | 1
|  | 1 | 17 | 16:16-16:30 | 1 | 1
|  | 1 | 17 | 16:31-16:45 | 1 | 1
|  | 1 | 17 | 16:46-17:00 | 1 | 1
|  | 1 | 17 | 17:01-17:15 | 1 | 1
|  | 1 | 17 | 17:16-17:30 | 1 | 1
|  | 1 | 17 | 17:31-17:45 | 1 | 1
|  | 1 | 17 | 17:46-18:00 | 1 | 1
|  | 1 | 17 | 18:01-18:15 | 1 | 1
|  | 1 | 17 | 18:16-18:30 | 1 | 1
|  | 1 | 17 | 18:31-18:45 | 1 | 1
|  | 1 | 17 | 18:46-19:00 | 1 | 1
|  | 1 | 17 | 19:01-19:15 | 1 | 1
|  | 1 | 17 | 19:16-19:30 | 1 | 1
|  | 1 | 17 | 19:31-19:45 | 1 | 1
|  | 1 | 17 | 19:46-20:00 | 1 | 1
|  | 1 | 17 | 20:01-20:15 | 1 | 1
|  | 1 | 17 | 20:16-20:30 | 1 | 1
|  | 1 | 17 | 20:31-20:45 | 1 | 1
|  | 1 | 17 | 20:46-21:00 | 1 | 1
|  | 1 | 17 | 21:01-21:15 | 1 | 1
|  | 1 | 17 | 21:16-21:30 | 1 | 1
|  | 1 | 17 | 21:31-21:45 | 1 | 1
|  | 1 | 17 | 21:46-22:00 | 1 | 1
|  | 1 | 17 | 22:01-22:15 | 1 | 1
|  | 1 | 17 | 22:16-22:30 | 1 | 1
|  | 1 | 17 | 22:31-22:45 | 1 | 1
|  | 1 | 17 | 22:46-23:00 | 1 | 1
|  | 1 | 17 | 23:01-23:15 | 1 | 1
|  | 1 | 17 | 23:16-23:30 | 1 | 1
|  | 1 | 17 | 23:31-23:45 | 1 | 1
|  | 1 | 17 | 23:46-24:00 | 1 | 1
|  | 1 | 18 | 00:01-00:15 | 1 | 1
|  | 1 | 18 | 00:16-00:30 | 1 | 1
|  | 1 | 18 | 00:31-00:45 | 1 | 1
|  | 1 | 18 | 00:46-01:00 | 1 | 1
|  | 1 | 18 | 01:01-01:15 | 1 | 1
|  | 1 | 18 | 01:16-01:30 | 1 | 1
|  | 1 | 18 | 01:31-01:45 | 1 | 1
|  | 1 | 18 | 01:46-02:00 | 1 | 1
|  | 1 | 18 | 02:01-02:15 | 1 | 1
|  | 1 | 18 | 02:16-02:30 | 1 | 1
|  | 1 | 18 | 02:31-02:45 | 1 | 1
|  | 1 | 18 | 02:46-03:00 | 1 | 1
|  | 1 | 18 | 03:01-03:15 | 1 | 1
|  | 1 | 18 | 03:16-03:30 | 1 | 1
|  | 1 | 18 | 03:31-03:45 | 1 | 1
|  | 1 | 18 | 03:46-04:00 | 1 | 1
|  | 1 | 18 | 04:01-04:15 | 1 | 1
|  | 1 | 18 | 04:16-04:30 | 1 | 1
|  | 1 | 18 | 04:31-04:45 | 1 | 1
|  | 1 | 18 | 04:46-05:00 | 1 | 1
|  | 1 | 18 | 05:01-05:15 | 1 | 1
|  | 1 | 18 | 05:16-05:30 | 1 | 1
|  | 1 | 18 | 05:31-05:45 | 1 | 1
|  | 1 | 18 | 05:46-06:00 | 1 | 1
|  | 1 | 18 | 06:01-06:15 | 1 | 1
|  | 1 | 18 | 06:16-06:30 | 1 | 1
|  | 1 | 18 | 06:31-06:45 | 1 | 1
|  | 1 | 18 | 06:46-07:00 | 1 | 1
|  | 1 | 18 | 07:01-07:15 | 1 | 1
|  | 1 | 18 | 07:16-07:30 | 1 | 1
|  | 1 | 18 | 07:31-07:45 | 1 | 1
|  | 1 | 18 | 07:46-08:00 | 1 | 1
|  | 1 | 18 | 08:01-08:15 | 1 | 1
|  | 1 | 18 | 08:16-08:30 | 1 | 1
|  | 1 | 18 | 08:31-08:45 | 1 | 1
|  | 1 | 18 | 08:46-09:00 | 1 | 1
|  | 1 | 18 | 09:01-09:15 | 1 | 1
|  | 1 | 18 | 09:16-09:30 | 1 | 1
|  | 1 | 18 | 09:31-09:45 | 1 | 1
|  | 1 | 18 | 09:46-10:00 | 1 | 1
|  | 1 | 18 | 10:01-10:15 | 1 | 1
|  | 1 | 18 | 10:16-10:30 | 1 | 1
|  | 1 | 18 | 10:31-10:45 | 1 | 1
|  | 1 | 18 | 10:46-11:00 | 1 | 1
|  | 1 | 18 | 11:01-11:15 | 1 | 1
|  | 1 | 18 | 11:16-11:30 | 1 | 1
|  | 1 | 18 | 11:31-11:45 | 1 | 1
|  | 1 | 18 | 11:46-12:00 | 1 | 1
|  | 1 | 18 | 12:01-12:15 | 1 | 1
|  | 1 | 18 | 12:16-12:30 | 1 | 1
|  | 1 | 18 | 12:31-12:45 | 1 | 1
|  | 1 | 18 | 12:46-13:00 | 1 | 1
|  | 1 | 18 | 13:01-13:15 | 1 | 1
|  | 1 | 18 | 13:16-13:30 | 1 | 1
|  | 1 | 18 | 13:31-13:45 | 1 | 1
|  | 1 | 18 | 13:46-14:00 | 1 | 1
|  | 1 | 18 | 14:01-14:15 | 1 | 1
|  | 1 | 18 | 14:16-14:30 | 1 | 1
|  | 1 | 18 | 14:31-14:45 | 1 | 1
|  | 1 | 18 | 14:46-15:00 | 1 | 1
|  | 1 | 18 | 15:01-15:15 | 1 | 1
|  | 1 | 18 | 15:16-15:30 | 1 | 1
|  | 1 | 18 | 15:31-15:45 | 1 | 1
|  | 1 | 18 | 15:46-16:00 | 1 | 1
|  | 1 | 18 | 16:01-16:15 | 1 | 1
|  | 1 | 18 | 16:16-16:30 | 1 | 1
|  | 1 | 18 | 16:31-16:45 | 1 | 1
|  | 1 | 18 | 16:46-17:00 | 1 | 1
|  | 1 | 18 | 17:01-17:15 | 1 | 1
|  | 1 | 18 | 17:16-17:30 | 1 | 1
|  | 1 | 18 | 17:31-17:45 | 1 | 1
|  | 1 | 18 | 17:46-18:00 | 1 | 1
|  | 1 | 18 | 18:01-18:15 | 1 | 1
|  | 1 | 18 | 18:16-18:30 | 1 | 1
|  | 1 | 18 | 18:31-18:45 | 1 | 1
|  | 1 | 18 | 18:46-19:00 | 1 | 1
|  | 1 | 18 | 19:01-19:15 | 1 | 1
|  | 1 | 18 | 19:16-19:30 | 1 | 1
|  | 1 | 18 | 19:31-19:45 | 1 | 1
|  | 1 | 18 | 19:46-20:00 | 1 | 1
|  | 1 | 18 | 20:01-20:15 | 1 | 1
|  | 1 | 18 | 20:16-20:30 | 1 | 1
|  | 1 | 18 | 20:31-20:45 | 1 | 1
|  | 1 | 18 | 20:46-21:00 | 1 | 1
|  | 1 | 18 | 21:01-21:15 | 1 | 1
|  | 1 | 18 | 21:16-21:30 | 1 | 1
|  | 1 | 18 | 21:31-21:45 | 1 | 1
|  | 1 | 18 | 21:46-22:00 | 1 | 1
|  | 1 | 18 | 22:01-22:15 | 1 | 1
|  | 1 | 18 | 22:16-22:30 | 1 | 1
|  | 1 | 18 | 22:31-22:45 | 1 | 1
|  | 1 | 18 | 22:46-23:00 | 1 | 1
|  | 1 | 18 | 23:01-23:15 | 1 | 1
|  | 1 | 18 | 23:16-23:30 | 1 | 1
|  | 1 | 18 | 23:31-23:45 | 1 | 1
|  | 1 | 18 | 23:46-24:00 | 1 | 1
|  | 1 | 19 | 00:01-00:15 | 1 | 1
|  | 1 | 19 | 00:16-00:30 | 1 | 1
|  | 1 | 19 | 00:31-00:45 | 1 | 1
|  | 1 | 19 | 00:46-01:00 | 1 | 1
|  | 1 | 19 | 01:01-01:15 | 1 | 1
|  | 1 | 19 | 01:16-01:30 | 1 | 1
|  | 1 | 19 | 01:31-01:45 | 1 | 1
|  | 1 | 19 | 01:46-02:00 | 1 | 1
|  | 1 | 19 | 02:01-02:15 | 1 | 1
|  | 1 | 19 | 02:16-02:30 | 1 | 1
|  | 1 | 19 | 02:31-02:45 | 1 | 1
|  | 1 | 19 | 02:46-03:00 | 1 | 1
|  | 1 | 19 | 03:01-03:15 | 1 | 1
|  | 1 | 19 | 03:16-03:30 | 1 | 1
|  | 1 | 19 | 03:31-03:45 | 1 | 1
|  | 1 | 19 | 03:46-04:00 | 1 | 1
|  | 1 | 19 | 04:01-04:15 | 1 | 1
|  | 1 | 19 | 04:16-04:30 | 1 | 1
|  | 1 | 19 | 04:31-04:45 | 1 | 1
|  | 1 | 19 | 04:46-05:00 | 1 | 1
|  | 1 | 19 | 05:01-05:15 | 1 | 1
|  | 1 | 19 | 05:16-05:30 | 1 | 1
|  | 1 | 19 | 05:31-05:45 | 1 | 1
|  | 1 | 19 | 05:46-06:00 | 1 | 1
|  | 1 | 19 | 06:01-06:15 | 1 | 1
|  | 1 | 19 | 06:16-06:30 | 1 | 1
|  | 1 | 19 | 06:31-06:45 | 1 | 1
|  | 1 | 19 | 06:46-07:00 | 1 | 1
|  | 1 | 19 | 07:01-07:15 | 1 | 1
|  | 1 | 19 | 07:16-07:30 | 1 | 1
|  | 1 | 19 | 07:31-07:45 | 1 | 1
|  | 1 | 19 | 07:46-08:00 | 1 | 1
|  | 1 | 19 | 08:01-08:15 | 1 | 1
|  | 1 | 19 | 08:16-08:30 | 1 | 1
|  | 1 | 19 | 08:31-08:45 | 1 | 1
|  | 1 | 19 | 08:46-09:00 | 1 | 1
|  | 1 | 19 | 09:01-09:15 | 1 | 1
|  | 1 | 19 | 09:16-09:30 | 1 | 1
|  | 1 | 19 | 09:31-09:45 | 1 | 1
|  | 1 | 19 | 09:46-10:00 | 1 | 1
|  | 1 | 19 | 10:01-10:15 | 1 | 1
|  | 1 | 19 | 10:16-10:30 | 1 | 1
|  | 1 | 19 | 10:31-10:45 | 1 | 1
|  | 1 | 19 | 10:46-11:00 | 1 | 1
|  | 1 | 19 | 11:01-11:15 | 1 | 1
|  | 1 | 19 | 11:16-11:30 | 1 | 1
|  | 1 | 19 | 11:31-11:45 | 1 | 1
|  | 1 | 19 | 11:46-12:00 | 1 | 1
|  | 1 | 19 | 12:01-12:15 | 1 | 1
|  | 1 | 19 | 12:16-12:30 | 1 | 1
|  | 1 | 19 | 12:31-12:45 | 1 | 1
|  | 1 | 19 | 12:46-13:00 | 1 | 1
|  | 1 | 19 | 13:01-13:15 | 1 | 1
|  | 1 | 19 | 13:16-13:30 | 1 | 1
|  | 1 | 19 | 13:31-13:45 | 1 | 1
|  | 1 | 19 | 13:46-14:00 | 1 | 1
|  | 1 | 19 | 14:01-14:15 | 1 | 1
|  | 1 | 19 | 14:16-14:30 | 1 | 1
|  | 1 | 19 | 14:31-14:45 | 1 | 1
|  | 1 | 19 | 14:46-15:00 | 1 | 1
|  | 1 | 19 | 15:01-15:15 | 1 | 1
|  | 1 | 19 | 15:16-15:30 | 1 | 1
|  | 1 | 19 | 15:31-15:45 | 1 | 1
|  | 1 | 19 | 15:46-16:00 | 1 | 1
|  | 1 | 19 | 16:01-16:15 | 1 | 1
|  | 1 | 19 | 16:16-16:30 | 1 | 1
|  | 1 | 19 | 16:31-16:45 | 1 | 1
|  | 1 | 19 | 16:46-17:00 | 1 | 1
|  | 1 | 19 | 17:01-17:15 | 1 | 1
|  | 1 | 19 | 17:16-17:30 | 1 | 1
|  | 1 | 19 | 17:31-17:45 | 1 | 1
|  | 1 | 19 | 17:46-18:00 | 1 | 1
|  | 1 | 19 | 18:01-18:15 | 1 | 1
|  | 1 | 19 | 18:16-18:30 | 1 | 1
|  | 1 | 19 | 18:31-18:45 | 1 | 1
|  | 1 | 19 | 18:46-19:00 | 1 | 1
|  | 1 | 19 | 19:01-19:15 | 1 | 1
|  | 1 | 19 | 19:16-19:30 | 1 | 1
|  | 1 | 19 | 19:31-19:45 | 1 | 1
|  | 1 | 19 | 19:46-20:00 | 1 | 1
|  | 1 | 19 | 20:01-20:15 | 1 | 1
|  | 1 | 19 | 20:16-20:30 | 1 | 1
|  | 1 | 19 | 20:31-20:45 | 1 | 1
|  | 1 | 19 | 20:46-21:00 | 1 | 1
|  | 1 | 19 | 21:01-21:15 | 1 | 1
|  | 1 | 19 | 21:16-21:30 | 1 | 1
|  | 1 | 19 | 21:31-21:45 | 1 | 1
|  | 1 | 19 | 21:46-22:00 | 1 | 1
|  | 1 | 19 | 22:01-22:15 | 1 | 1
|  | 1 | 19 | 22:16-22:30 | 1 | 1
|  | 1 | 19 | 22:31-22:45 | 1 | 1
|  | 1 | 19 | 22:46-23:00 | 1 | 1
|  | 1 | 19 | 23:01-23:15 | 1 | 1
|  | 1 | 19 | 23:16-23:30 | 1 | 1
|  | 1 | 19 | 23:31-23:45 | 1 | 1
|  | 1 | 19 | 23:46-24:00 | 1 | 1
|  | 1 | 20 | 00:01-00:15 | 1 | 1
|  | 1 | 20 | 00:16-00:30 | 1 | 1
|  | 1 | 20 | 00:31-00:45 | 1 | 1
|  | 1 | 20 | 00:46-01:00 | 1 | 1
|  | 1 | 20 | 01:01-01:15 | 1 | 1
|  | 1 | 20 | 01:16-01:30 | 1 | 1
|  | 1 | 20 | 01:31-01:45 | 1 | 1
|  | 1 | 20 | 01:46-02:00 | 1 | 1
|  | 1 | 20 | 02:01-02:15 | 1 | 1
|  | 1 | 20 | 02:16-02:30 | 1 | 1
|  | 1 | 20 | 02:31-02:45 | 1 | 1
|  | 1 | 20 | 02:46-03:00 | 1 | 1
|  | 1 | 20 | 03:01-03:15 | 1 | 1
|  | 1 | 20 | 03:16-03:30 | 1 | 1
|  | 1 | 20 | 03:31-03:45 | 1 | 1
|  | 1 | 20 | 03:46-04:00 | 1 | 1
|  | 1 | 20 | 04:01-04:15 | 1 | 1
|  | 1 | 20 | 04:16-04:30 | 1 | 1
|  | 1 | 20 | 04:31-04:45 | 1 | 1
|  | 1 | 20 | 04:46-05:00 | 1 | 1
|  | 1 | 20 | 05:01-05:15 | 1 | 1
|  | 1 | 20 | 05:16-05:30 | 1 | 1
|  | 1 | 20 | 05:31-05:45 | 1 | 1
|  | 1 | 20 | 05:46-06:00 | 1 | 1
|  | 1 | 20 | 06:01-06:15 | 1 | 1
|  | 1 | 20 | 06:16-06:30 | 1 | 1
|  | 1 | 20 | 06:31-06:45 | 1 | 1
|  | 1 | 20 | 06:46-07:00 | 1 | 1
|  | 1 | 20 | 07:01-07:15 | 1 | 1
|  | 1 | 20 | 07:16-07:30 | 1 | 1
|  | 1 | 20 | 07:31-07:45 | 1 | 1
|  | 1 | 20 | 07:46-08:00 | 1 | 1
|  | 1 | 20 | 08:01-08:15 | 1 | 1
|  | 1 | 20 | 08:16-08:30 | 1 | 1
|  | 1 | 20 | 08:31-08:45 | 1 | 1
|  | 1 | 20 | 08:46-09:00 | 1 | 1
|  | 1 | 20 | 09:01-09:15 | 1 | 1
|  | 1 | 20 | 09:16-09:30 | 1 | 1
|  | 1 | 20 | 09:31-09:45 | 1 | 1
|  | 1 | 20 | 09:46-10:00 | 1 | 1
|  | 1 | 20 | 10:01-10:15 | 1 | 1
|  | 1 | 20 | 10:16-10:30 | 1 | 1
|  | 1 | 20 | 10:31-10:45 | 1 | 1
|  | 1 | 20 | 10:46-11:00 | 1 | 1
|  | 1 | 20 | 11:01-11:15 | 1 | 1
|  | 1 | 20 | 11:16-11:30 | 1 | 1
|  | 1 | 20 | 11:31-11:45 | 1 | 1
|  | 1 | 20 | 11:46-12:00 | 1 | 1
|  | 1 | 20 | 12:01-12:15 | 1 | 1
|  | 1 | 20 | 12:16-12:30 | 1 | 1
|  | 1 | 20 | 12:31-12:45 | 1 | 1
|  | 1 | 20 | 12:46-13:00 | 1 | 1
|  | 1 | 20 | 13:01-13:15 | 1 | 1
|  | 1 | 20 | 13:16-13:30 | 1 | 1
|  | 1 | 20 | 13:31-13:45 | 1 | 1
|  | 1 | 20 | 13:46-14:00 | 1 | 1
|  | 1 | 20 | 14:01-14:15 | 1 | 1
|  | 1 | 20 | 14:16-14:30 | 1 | 1
|  | 1 | 20 | 14:31-14:45 | 1 | 1
|  | 1 | 20 | 14:46-15:00 | 1 | 1
|  | 1 | 20 | 15:01-15:15 | 1 | 1
|  | 1 | 20 | 15:16-15:30 | 1 | 1
|  | 1 | 20 | 15:31-15:45 | 1 | 1
|  | 1 | 20 | 15:46-16:00 | 1 | 1
|  | 1 | 20 | 16:01-16:15 | 1 | 1
|  | 1 | 20 | 16:16-16:30 | 1 | 1
|  | 1 | 20 | 16:31-16:45 | 1 | 1
|  | 1 | 20 | 16:46-17:00 | 1 | 1
|  | 1 | 20 | 17:01-17:15 | 1 | 1
|  | 1 | 20 | 17:16-17:30 | 1 | 1
|  | 1 | 20 | 17:31-17:45 | 1 | 1
|  | 1 | 20 | 17:46-18:00 | 1 | 1
|  | 1 | 20 | 18:01-18:15 | 1 | 1
|  | 1 | 20 | 18:16-18:30 | 1 | 1
|  | 1 | 20 | 18:31-18:45 | 1 | 1
|  | 1 | 20 | 18:46-19:00 | 1 | 1
|  | 1 | 20 | 19:01-19:15 | 1 | 1
|  | 1 | 20 | 19:16-19:30 | 1 | 1
|  | 1 | 20 | 19:31-19:45 | 1 | 1
|  | 1 | 20 | 19:46-20:00 | 1 | 1
|  | 1 | 20 | 20:01-20:15 | 1 | 1
|  | 1 | 20 | 20:16-20:30 | 1 | 1
|  | 1 | 20 | 20:31-20:45 | 1 | 1
|  | 1 | 20 | 20:46-21:00 | 1 | 1
|  | 1 | 20 | 21:01-21:15 | 1 | 1
|  | 1 | 20 | 21:16-21:30 | 1 | 1
|  | 1 | 20 | 21:31-21:45 | 1 | 1
|  | 1 | 20 | 21:46-22:00 | 1 | 1
|  | 1 | 20 | 22:01-22:15 | 1 | 1
|  | 1 | 20 | 22:16-22:30 | 1 | 1
|  | 1 | 20 | 22:31-22:45 | 1 | 1
|  | 1 | 20 | 22:46-23:00 | 1 | 1
|  | 1 | 20 | 23:01-23:15 | 1 | 1
|  | 1 | 20 | 23:16-23:30 | 1 | 1
|  | 1 | 20 | 23:31-23:45 | 1 | 1
|  | 1 | 20 | 23:46-24:00 | 1 | 1
|  | 1 | 21 | 00:01-00:15 | 0 | 1
|  | 1 | 21 | 00:16-00:30 | 0 | 1
|  | 1 | 21 | 00:31-00:45 | 0 | 1
|  | 1 | 21 | 00:46-01:00 | 0 | 1
|  | 1 | 21 | 01:01-01:15 | 0 | 1
|  | 1 | 21 | 01:16-01:30 | 0 | 1
|  | 1 | 21 | 01:31-01:45 | 0 | 1
|  | 1 | 21 | 01:46-02:00 | 0 | 1
|  | 1 | 21 | 02:01-02:15 | 0 | 1
|  | 1 | 21 | 02:16-02:30 | 0 | 1
|  | 1 | 21 | 02:31-02:45 | 0 | 1
|  | 1 | 21 | 02:46-03:00 | 0 | 1
|  | 1 | 21 | 03:01-03:15 | 0 | 1
|  | 1 | 21 | 03:16-03:30 | 0 | 1
|  | 1 | 21 | 03:31-03:45 | 0 | 1
|  | 1 | 21 | 03:46-04:00 | 0 | 1
|  | 1 | 21 | 04:01-04:15 | 0 | 1
|  | 1 | 21 | 04:16-04:30 | 0 | 1
|  | 1 | 21 | 04:31-04:45 | 0 | 1
|  | 1 | 21 | 04:46-05:00 | 0 | 1
|  | 1 | 21 | 05:01-05:15 | 0 | 1
|  | 1 | 21 | 05:16-05:30 | 0 | 1
|  | 1 | 21 | 05:31-05:45 | 0 | 1
|  | 1 | 21 | 05:46-06:00 | 0 | 1
|  | 1 | 21 | 06:01-06:15 | 0 | 1
|  | 1 | 21 | 06:16-06:30 | 0 | 1
|  | 1 | 21 | 06:31-06:45 | 0 | 1
|  | 1 | 21 | 06:46-07:00 | 0 | 1
|  | 1 | 21 | 07:01-07:15 | 0 | 1
|  | 1 | 21 | 07:16-07:30 | 0 | 1
|  | 1 | 21 | 07:31-07:45 | 0 | 1
|  | 1 | 21 | 07:46-08:00 | 0 | 1
|  | 1 | 21 | 08:01-08:15 | 0 | 1
|  | 1 | 21 | 08:16-08:30 | 0 | 1
|  | 1 | 21 | 08:31-08:45 | 0 | 1
|  | 1 | 21 | 08:46-09:00 | 0 | 1
|  | 1 | 21 | 09:01-09:15 | 0 | 1
|  | 1 | 21 | 09:16-09:30 | 0 | 1
|  | 1 | 21 | 09:31-09:45 | 0 | 1
|  | 1 | 21 | 09:46-10:00 | 0 | 1
|  | 1 | 21 | 10:01-10:15 | 0 | 1
|  | 1 | 21 | 10:16-10:30 | 0 | 1
|  | 1 | 21 | 10:31-10:45 | 0 | 1
|  | 1 | 21 | 10:46-11:00 | 0 | 1
|  | 1 | 21 | 11:01-11:15 | 0 | 1
|  | 1 | 21 | 11:16-11:30 | 0 | 1
|  | 1 | 21 | 11:31-11:45 | 0 | 1
|  | 1 | 21 | 11:46-12:00 | 0 | 1
|  | 1 | 21 | 12:01-12:15 | 0 | 1
|  | 1 | 21 | 12:16-12:30 | 0 | 1
|  | 1 | 21 | 12:31-12:45 | 0 | 1
|  | 1 | 21 | 12:46-13:00 | 0 | 1
|  | 1 | 21 | 13:01-13:15 | 0 | 1
|  | 1 | 21 | 13:16-13:30 | 0 | 1
|  | 1 | 21 | 13:31-13:45 | 0 | 1
|  | 1 | 21 | 13:46-14:00 | 0 | 1
|  | 1 | 21 | 14:01-14:15 | 0 | 1
|  | 1 | 21 | 14:16-14:30 | 0 | 1
|  | 1 | 21 | 14:31-14:45 | 0 | 1
|  | 1 | 21 | 14:46-15:00 | 0 | 1
|  | 1 | 21 | 15:01-15:15 | 0 | 1
|  | 1 | 21 | 15:16-15:30 | 0 | 1
|  | 1 | 21 | 15:31-15:45 | 0 | 1
|  | 1 | 21 | 15:46-16:00 | 0 | 1
|  | 1 | 21 | 16:01-16:15 | 0 | 1
|  | 1 | 21 | 16:16-16:30 | 0 | 1
|  | 1 | 21 | 16:31-16:45 | 0 | 1
|  | 1 | 21 | 16:46-17:00 | 0 | 1
|  | 1 | 21 | 17:01-17:15 | 0 | 1
|  | 1 | 21 | 17:16-17:30 | 0 | 1
|  | 1 | 21 | 17:31-17:45 | 0 | 1
|  | 1 | 21 | 17:46-18:00 | 0 | 1
|  | 1 | 21 | 18:01-18:15 | 0 | 1
|  | 1 | 21 | 18:16-18:30 | 0 | 1
|  | 1 | 21 | 18:31-18:45 | 0 | 1
|  | 1 | 21 | 18:46-19:00 | 0 | 1
|  | 1 | 21 | 19:01-19:15 | 0 | 1
|  | 1 | 21 | 19:16-19:30 | 0 | 1
|  | 1 | 21 | 19:31-19:45 | 0 | 1
|  | 1 | 21 | 19:46-20:00 | 0 | 1
|  | 1 | 21 | 20:01-20:15 | 0 | 1
|  | 1 | 21 | 20:16-20:30 | 0 | 1
|  | 1 | 21 | 20:31-20:45 | 0 | 1
|  | 1 | 21 | 20:46-21:00 | 0 | 1
|  | 1 | 21 | 21:01-21:15 | 0 | 1
|  | 1 | 21 | 21:16-21:30 | 0 | 1
|  | 1 | 21 | 21:31-21:45 | 0 | 1
|  | 1 | 21 | 21:46-22:00 | 0 | 1
|  | 1 | 21 | 22:01-22:15 | 0 | 1
|  | 1 | 21 | 22:16-22:30 | 0 | 1
|  | 1 | 21 | 22:31-22:45 | 0 | 1
|  | 1 | 21 | 22:46-23:00 | 0 | 1
|  | 1 | 21 | 23:01-23:15 | 0 | 1
|  | 1 | 21 | 23:16-23:30 | 0 | 1
|  | 1 | 21 | 23:31-23:45 | 0 | 1
|  | 1 | 21 | 23:46-24:00 | 0 | 1
|  | 1 | 22 | 00:01-00:15 | 0 | 1
|  | 1 | 22 | 00:16-00:30 | 0 | 1
|  | 1 | 22 | 00:31-00:45 | 0 | 1
|  | 1 | 22 | 00:46-01:00 | 0 | 1
|  | 1 | 22 | 01:01-01:15 | 0 | 1
|  | 1 | 22 | 01:16-01:30 | 0 | 1
|  | 1 | 22 | 01:31-01:45 | 0 | 1
|  | 1 | 22 | 01:46-02:00 | 0 | 1
|  | 1 | 22 | 02:01-02:15 | 0 | 1
|  | 1 | 22 | 02:16-02:30 | 0 | 1
|  | 1 | 22 | 02:31-02:45 | 0 | 1
|  | 1 | 22 | 02:46-03:00 | 0 | 1
|  | 1 | 22 | 03:01-03:15 | 0 | 1
|  | 1 | 22 | 03:16-03:30 | 0 | 1
|  | 1 | 22 | 03:31-03:45 | 0 | 1
|  | 1 | 22 | 03:46-04:00 | 0 | 1
|  | 1 | 22 | 04:01-04:15 | 0 | 1
|  | 1 | 22 | 04:16-04:30 | 0 | 1
|  | 1 | 22 | 04:31-04:45 | 0 | 1
|  | 1 | 22 | 04:46-05:00 | 0 | 1
|  | 1 | 22 | 05:01-05:15 | 0 | 1
|  | 1 | 22 | 05:16-05:30 | 0 | 1
|  | 1 | 22 | 05:31-05:45 | 0 | 1
|  | 1 | 22 | 05:46-06:00 | 0 | 1
|  | 1 | 22 | 06:01-06:15 | 0 | 1
|  | 1 | 22 | 06:16-06:30 | 0 | 1
|  | 1 | 22 | 06:31-06:45 | 0 | 1
|  | 1 | 22 | 06:46-07:00 | 0 | 1
|  | 1 | 22 | 07:01-07:15 | 0 | 1
|  | 1 | 22 | 07:16-07:30 | 0 | 1
|  | 1 | 22 | 07:31-07:45 | 0 | 1
|  | 1 | 22 | 07:46-08:00 | 0 | 1
|  | 1 | 22 | 08:01-08:15 | 0 | 1
|  | 1 | 22 | 08:16-08:30 | 0 | 1
|  | 1 | 22 | 08:31-08:45 | 0 | 1
|  | 1 | 22 | 08:46-09:00 | 0 | 1
|  | 1 | 22 | 09:01-09:15 | 0 | 1
|  | 1 | 22 | 09:16-09:30 | 0 | 1
|  | 1 | 22 | 09:31-09:45 | 0 | 1
|  | 1 | 22 | 09:46-10:00 | 0 | 1
|  | 1 | 22 | 10:01-10:15 | 0 | 1
|  | 1 | 22 | 10:16-10:30 | 0 | 1
|  | 1 | 22 | 10:31-10:45 | 0 | 1
|  | 1 | 22 | 10:46-11:00 | 0 | 1
|  | 1 | 22 | 11:01-11:15 | 0 | 1
|  | 1 | 22 | 11:16-11:30 | 0 | 1
|  | 1 | 22 | 11:31-11:45 | 0 | 1
|  | 1 | 22 | 11:46-12:00 | 0 | 1
|  | 1 | 22 | 12:01-12:15 | 0 | 1
|  | 1 | 22 | 12:16-12:30 | 0 | 1
|  | 1 | 22 | 12:31-12:45 | 0 | 1
|  | 1 | 22 | 12:46-13:00 | 0 | 1
|  | 1 | 22 | 13:01-13:15 | 0 | 1
|  | 1 | 22 | 13:16-13:30 | 0 | 1
|  | 1 | 22 | 13:31-13:45 | 0 | 1
|  | 1 | 22 | 13:46-14:00 | 0 | 1
|  | 1 | 22 | 14:01-14:15 | 0 | 1
|  | 1 | 22 | 14:16-14:30 | 0 | 1
|  | 1 | 22 | 14:31-14:45 | 0 | 1
|  | 1 | 22 | 14:46-15:00 | 0 | 1
|  | 1 | 22 | 15:01-15:15 | 0 | 1
|  | 1 | 22 | 15:16-15:30 | 0 | 1
|  | 1 | 22 | 15:31-15:45 | 0 | 1
|  | 1 | 22 | 15:46-16:00 | 0 | 1
|  | 1 | 22 | 16:01-16:15 | 0 | 1
|  | 1 | 22 | 16:16-16:30 | 0 | 1
|  | 1 | 22 | 16:31-16:45 | 0 | 1
|  | 1 | 22 | 16:46-17:00 | 0 | 1
|  | 1 | 22 | 17:01-17:15 | 0 | 1
|  | 1 | 22 | 17:16-17:30 | 0 | 1
|  | 1 | 22 | 17:31-17:45 | 0 | 1
|  | 1 | 22 | 17:46-18:00 | 0 | 1
|  | 1 | 22 | 18:01-18:15 | 0 | 1
|  | 1 | 22 | 18:16-18:30 | 0 | 1
|  | 1 | 22 | 18:31-18:45 | 0 | 1
|  | 1 | 22 | 18:46-19:00 | 0 | 1
|  | 1 | 22 | 19:01-19:15 | 0 | 1
|  | 1 | 22 | 19:16-19:30 | 0 | 1
|  | 1 | 22 | 19:31-19:45 | 0 | 1
|  | 1 | 22 | 19:46-20:00 | 0 | 1
|  | 1 | 22 | 20:01-20:15 | 0 | 1
|  | 1 | 22 | 20:16-20:30 | 0 | 1
|  | 1 | 22 | 20:31-20:45 | 0 | 1
|  | 1 | 22 | 20:46-21:00 | 0 | 1
|  | 1 | 22 | 21:01-21:15 | 0 | 1
|  | 1 | 22 | 21:16-21:30 | 0 | 1
|  | 1 | 22 | 21:31-21:45 | 0 | 1
|  | 1 | 22 | 21:46-22:00 | 0 | 1
|  | 1 | 22 | 22:01-22:15 | 0 | 1
|  | 1 | 22 | 22:16-22:30 | 0 | 1
|  | 1 | 22 | 22:31-22:45 | 0 | 1
|  | 1 | 22 | 22:46-23:00 | 0 | 1
|  | 1 | 22 | 23:01-23:15 | 0 | 1
|  | 1 | 22 | 23:16-23:30 | 0 | 1
|  | 1 | 22 | 23:31-23:45 | 0 | 1
|  | 1 | 22 | 23:46-24:00 | 0 | 1
|  | 1 | 23 | 00:01-00:15 | 1 | 1
|  | 1 | 23 | 00:16-00:30 | 1 | 1
|  | 1 | 23 | 00:31-00:45 | 1 | 1
|  | 1 | 23 | 00:46-01:00 | 1 | 1
|  | 1 | 23 | 01:01-01:15 | 1 | 1
|  | 1 | 23 | 01:16-01:30 | 1 | 1
|  | 1 | 23 | 01:31-01:45 | 1 | 1
|  | 1 | 23 | 01:46-02:00 | 1 | 1
|  | 1 | 23 | 02:01-02:15 | 1 | 1
|  | 1 | 23 | 02:16-02:30 | 1 | 1
|  | 1 | 23 | 02:31-02:45 | 1 | 1
|  | 1 | 23 | 02:46-03:00 | 1 | 1
|  | 1 | 23 | 03:01-03:15 | 1 | 1
|  | 1 | 23 | 03:16-03:30 | 1 | 1
|  | 1 | 23 | 03:31-03:45 | 1 | 1
|  | 1 | 23 | 03:46-04:00 | 1 | 1
|  | 1 | 23 | 04:01-04:15 | 1 | 1
|  | 1 | 23 | 04:16-04:30 | 1 | 1
|  | 1 | 23 | 04:31-04:45 | 1 | 1
|  | 1 | 23 | 04:46-05:00 | 1 | 1
|  | 1 | 23 | 05:01-05:15 | 1 | 1
|  | 1 | 23 | 05:16-05:30 | 1 | 1
|  | 1 | 23 | 05:31-05:45 | 1 | 1
|  | 1 | 23 | 05:46-06:00 | 1 | 1
|  | 1 | 23 | 06:01-06:15 | 1 | 1
|  | 1 | 23 | 06:16-06:30 | 1 | 1
|  | 1 | 23 | 06:31-06:45 | 1 | 1
|  | 1 | 23 | 06:46-07:00 | 1 | 1
|  | 1 | 23 | 07:01-07:15 | 1 | 1
|  | 1 | 23 | 07:16-07:30 | 1 | 1
|  | 1 | 23 | 07:31-07:45 | 1 | 1
|  | 1 | 23 | 07:46-08:00 | 1 | 1
|  | 1 | 23 | 08:01-08:15 | 1 | 1
|  | 1 | 23 | 08:16-08:30 | 1 | 1
|  | 1 | 23 | 08:31-08:45 | 1 | 1
|  | 1 | 23 | 08:46-09:00 | 1 | 1
|  | 1 | 23 | 09:01-09:15 | 1 | 1
|  | 1 | 23 | 09:16-09:30 | 1 | 1
|  | 1 | 23 | 09:31-09:45 | 1 | 1
|  | 1 | 23 | 09:46-10:00 | 1 | 1
|  | 1 | 23 | 10:01-10:15 | 1 | 1
|  | 1 | 23 | 10:16-10:30 | 1 | 1
|  | 1 | 23 | 10:31-10:45 | 1 | 1
|  | 1 | 23 | 10:46-11:00 | 1 | 1
|  | 1 | 23 | 11:01-11:15 | 1 | 1
|  | 1 | 23 | 11:16-11:30 | 1 | 1
|  | 1 | 23 | 11:31-11:45 | 1 | 1
|  | 1 | 23 | 11:46-12:00 | 1 | 1
|  | 1 | 23 | 12:01-12:15 | 1 | 1
|  | 1 | 23 | 12:16-12:30 | 1 | 1
|  | 1 | 23 | 12:31-12:45 | 1 | 1
|  | 1 | 23 | 12:46-13:00 | 1 | 1
|  | 1 | 23 | 13:01-13:15 | 1 | 1
|  | 1 | 23 | 13:16-13:30 | 1 | 1
|  | 1 | 23 | 13:31-13:45 | 1 | 1
|  | 1 | 23 | 13:46-14:00 | 1 | 1
|  | 1 | 23 | 14:01-14:15 | 1 | 1
|  | 1 | 23 | 14:16-14:30 | 1 | 1
|  | 1 | 23 | 14:31-14:45 | 1 | 1
|  | 1 | 23 | 14:46-15:00 | 1 | 1
|  | 1 | 23 | 15:01-15:15 | 1 | 1
|  | 1 | 23 | 15:16-15:30 | 1 | 1
|  | 1 | 23 | 15:31-15:45 | 1 | 1
|  | 1 | 23 | 15:46-16:00 | 1 | 1
|  | 1 | 23 | 16:01-16:15 | 1 | 1
|  | 1 | 23 | 16:16-16:30 | 1 | 1
|  | 1 | 23 | 16:31-16:45 | 1 | 1
|  | 1 | 23 | 16:46-17:00 | 1 | 1
|  | 1 | 23 | 17:01-17:15 | 1 | 1
|  | 1 | 23 | 17:16-17:30 | 1 | 1
|  | 1 | 23 | 17:31-17:45 | 1 | 1
|  | 1 | 23 | 17:46-18:00 | 1 | 1
|  | 1 | 23 | 18:01-18:15 | 1 | 1
|  | 1 | 23 | 18:16-18:30 | 1 | 1
|  | 1 | 23 | 18:31-18:45 | 1 | 1
|  | 1 | 23 | 18:46-19:00 | 1 | 1
|  | 1 | 23 | 19:01-19:15 | 1 | 1
|  | 1 | 23 | 19:16-19:30 | 1 | 1
|  | 1 | 23 | 19:31-19:45 | 1 | 1
|  | 1 | 23 | 19:46-20:00 | 1 | 1
|  | 1 | 23 | 20:01-20:15 | 1 | 1
|  | 1 | 23 | 20:16-20:30 | 1 | 1
|  | 1 | 23 | 20:31-20:45 | 1 | 1
|  | 1 | 23 | 20:46-21:00 | 1 | 1
|  | 1 | 23 | 21:01-21:15 | 1 | 1
|  | 1 | 23 | 21:16-21:30 | 1 | 1
|  | 1 | 23 | 21:31-21:45 | 1 | 1
|  | 1 | 23 | 21:46-22:00 | 1 | 1
|  | 1 | 23 | 22:01-22:15 | 1 | 1
|  | 1 | 23 | 22:16-22:30 | 1 | 1
|  | 1 | 23 | 22:31-22:45 | 1 | 1
|  | 1 | 23 | 22:46-23:00 | 1 | 1
|  | 1 | 23 | 23:01-23:15 | 1 | 1
|  | 1 | 23 | 23:16-23:30 | 1 | 1
|  | 1 | 23 | 23:31-23:45 | 1 | 1
|  | 1 | 23 | 23:46-24:00 | 1 | 1
|  | 1 | 24 | 00:01-00:15 | 1 | 1
|  | 1 | 24 | 00:16-00:30 | 1 | 1
|  | 1 | 24 | 00:31-00:45 | 1 | 1
|  | 1 | 24 | 00:46-01:00 | 1 | 1
|  | 1 | 24 | 01:01-01:15 | 1 | 1
|  | 1 | 24 | 01:16-01:30 | 1 | 1
|  | 1 | 24 | 01:31-01:45 | 1 | 1
|  | 1 | 24 | 01:46-02:00 | 1 | 1
|  | 1 | 24 | 02:01-02:15 | 1 | 1
|  | 1 | 24 | 02:16-02:30 | 1 | 1
|  | 1 | 24 | 02:31-02:45 | 1 | 1
|  | 1 | 24 | 02:46-03:00 | 1 | 1
|  | 1 | 24 | 03:01-03:15 | 1 | 1
|  | 1 | 24 | 03:16-03:30 | 1 | 1
|  | 1 | 24 | 03:31-03:45 | 1 | 1
|  | 1 | 24 | 03:46-04:00 | 1 | 1
|  | 1 | 24 | 04:01-04:15 | 1 | 1
|  | 1 | 24 | 04:16-04:30 | 1 | 1
|  | 1 | 24 | 04:31-04:45 | 1 | 1
|  | 1 | 24 | 04:46-05:00 | 1 | 1
|  | 1 | 24 | 05:01-05:15 | 1 | 1
|  | 1 | 24 | 05:16-05:30 | 1 | 1
|  | 1 | 24 | 05:31-05:45 | 1 | 1
|  | 1 | 24 | 05:46-06:00 | 1 | 1
|  | 1 | 24 | 06:01-06:15 | 1 | 1
|  | 1 | 24 | 06:16-06:30 | 1 | 1
|  | 1 | 24 | 06:31-06:45 | 1 | 1
|  | 1 | 24 | 06:46-07:00 | 1 | 1
|  | 1 | 24 | 07:01-07:15 | 1 | 1
|  | 1 | 24 | 07:16-07:30 | 1 | 1
|  | 1 | 24 | 07:31-07:45 | 1 | 1
|  | 1 | 24 | 07:46-08:00 | 1 | 1
|  | 1 | 24 | 08:01-08:15 | 1 | 1
|  | 1 | 24 | 08:16-08:30 | 1 | 1
|  | 1 | 24 | 08:31-08:45 | 1 | 1
|  | 1 | 24 | 08:46-09:00 | 1 | 1
|  | 1 | 24 | 09:01-09:15 | 1 | 1
|  | 1 | 24 | 09:16-09:30 | 1 | 1
|  | 1 | 24 | 09:31-09:45 | 1 | 1
|  | 1 | 24 | 09:46-10:00 | 1 | 1
|  | 1 | 24 | 10:01-10:15 | 1 | 1
|  | 1 | 24 | 10:16-10:30 | 1 | 1
|  | 1 | 24 | 10:31-10:45 | 1 | 1
|  | 1 | 24 | 10:46-11:00 | 1 | 1
|  | 1 | 24 | 11:01-11:15 | 1 | 1
|  | 1 | 24 | 11:16-11:30 | 1 | 1
|  | 1 | 24 | 11:31-11:45 | 1 | 1
|  | 1 | 24 | 11:46-12:00 | 1 | 1
|  | 1 | 24 | 12:01-12:15 | 1 | 1
|  | 1 | 24 | 12:16-12:30 | 1 | 1
|  | 1 | 24 | 12:31-12:45 | 1 | 1
|  | 1 | 24 | 12:46-13:00 | 1 | 1
|  | 1 | 24 | 13:01-13:15 | 1 | 1
|  | 1 | 24 | 13:16-13:30 | 1 | 1
|  | 1 | 24 | 13:31-13:45 | 1 | 1
|  | 1 | 24 | 13:46-14:00 | 1 | 1
|  | 1 | 24 | 14:01-14:15 | 1 | 1
|  | 1 | 24 | 14:16-14:30 | 1 | 1
|  | 1 | 24 | 14:31-14:45 | 1 | 1
|  | 1 | 24 | 14:46-15:00 | 1 | 1
|  | 1 | 24 | 15:01-15:15 | 1 | 1
|  | 1 | 24 | 15:16-15:30 | 1 | 1
|  | 1 | 24 | 15:31-15:45 | 1 | 1
|  | 1 | 24 | 15:46-16:00 | 1 | 1
|  | 1 | 24 | 16:01-16:15 | 1 | 1
|  | 1 | 24 | 16:16-16:30 | 1 | 1
|  | 1 | 24 | 16:31-16:45 | 1 | 1
|  | 1 | 24 | 16:46-17:00 | 1 | 1
|  | 1 | 24 | 17:01-17:15 | 1 | 1
|  | 1 | 24 | 17:16-17:30 | 1 | 1
|  | 1 | 24 | 17:31-17:45 | 1 | 1
|  | 1 | 24 | 17:46-18:00 | 1 | 1
|  | 1 | 24 | 18:01-18:15 | 1 | 1
|  | 1 | 24 | 18:16-18:30 | 1 | 1
|  | 1 | 24 | 18:31-18:45 | 1 | 1
|  | 1 | 24 | 18:46-19:00 | 1 | 1
|  | 1 | 24 | 19:01-19:15 | 1 | 1
|  | 1 | 24 | 19:16-19:30 | 1 | 1
|  | 1 | 24 | 19:31-19:45 | 1 | 1
|  | 1 | 24 | 19:46-20:00 | 1 | 1
|  | 1 | 24 | 20:01-20:15 | 1 | 1
|  | 1 | 24 | 20:16-20:30 | 1 | 1
|  | 1 | 24 | 20:31-20:45 | 1 | 1
|  | 1 | 24 | 20:46-21:00 | 1 | 1
|  | 1 | 24 | 21:01-21:15 | 1 | 1
|  | 1 | 24 | 21:16-21:30 | 1 | 1
|  | 1 | 24 | 21:31-21:45 | 1 | 1
|  | 1 | 24 | 21:46-22:00 | 1 | 1
|  | 1 | 24 | 22:01-22:15 | 1 | 1
|  | 1 | 24 | 22:16-22:30 | 1 | 1
|  | 1 | 24 | 22:31-22:45 | 1 | 1
|  | 1 | 24 | 22:46-23:00 | 1 | 1
|  | 1 | 24 | 23:01-23:15 | 1 | 1
|  | 1 | 24 | 23:16-23:30 | 1 | 1
|  | 1 | 24 | 23:31-23:45 | 1 | 1
|  | 1 | 24 | 23:46-24:00 | 1 | 1
|  | 1 | 25 | 00:01-00:15 | 1 | 1
|  | 1 | 25 | 00:16-00:30 | 1 | 1
|  | 1 | 25 | 00:31-00:45 | 1 | 1
|  | 1 | 25 | 00:46-01:00 | 1 | 1
|  | 1 | 25 | 01:01-01:15 | 1 | 1
|  | 1 | 25 | 01:16-01:30 | 1 | 1
|  | 1 | 25 | 01:31-01:45 | 1 | 1
|  | 1 | 25 | 01:46-02:00 | 1 | 1
|  | 1 | 25 | 02:01-02:15 | 1 | 1
|  | 1 | 25 | 02:16-02:30 | 1 | 1
|  | 1 | 25 | 02:31-02:45 | 1 | 1
|  | 1 | 25 | 02:46-03:00 | 1 | 1
|  | 1 | 25 | 03:01-03:15 | 1 | 1
|  | 1 | 25 | 03:16-03:30 | 1 | 1
|  | 1 | 25 | 03:31-03:45 | 1 | 1
|  | 1 | 25 | 03:46-04:00 | 1 | 1
|  | 1 | 25 | 04:01-04:15 | 1 | 1
|  | 1 | 25 | 04:16-04:30 | 1 | 1
|  | 1 | 25 | 04:31-04:45 | 1 | 1
|  | 1 | 25 | 04:46-05:00 | 1 | 1
|  | 1 | 25 | 05:01-05:15 | 1 | 1
|  | 1 | 25 | 05:16-05:30 | 1 | 1
|  | 1 | 25 | 05:31-05:45 | 1 | 1
|  | 1 | 25 | 05:46-06:00 | 1 | 1
|  | 1 | 25 | 06:01-06:15 | 1 | 1
|  | 1 | 25 | 06:16-06:30 | 1 | 1
|  | 1 | 25 | 06:31-06:45 | 1 | 1
|  | 1 | 25 | 06:46-07:00 | 1 | 1
|  | 1 | 25 | 07:01-07:15 | 1 | 1
|  | 1 | 25 | 07:16-07:30 | 1 | 1
|  | 1 | 25 | 07:31-07:45 | 1 | 1
|  | 1 | 25 | 07:46-08:00 | 1 | 1
|  | 1 | 25 | 08:01-08:15 | 1 | 1
|  | 1 | 25 | 08:16-08:30 | 1 | 1
|  | 1 | 25 | 08:31-08:45 | 1 | 1
|  | 1 | 25 | 08:46-09:00 | 1 | 1
|  | 1 | 25 | 09:01-09:15 | 1 | 1
|  | 1 | 25 | 09:16-09:30 | 1 | 1
|  | 1 | 25 | 09:31-09:45 | 1 | 1
|  | 1 | 25 | 09:46-10:00 | 1 | 1
|  | 1 | 25 | 10:01-10:15 | 1 | 1
|  | 1 | 25 | 10:16-10:30 | 1 | 1
|  | 1 | 25 | 10:31-10:45 | 1 | 1
|  | 1 | 25 | 10:46-11:00 | 1 | 1
|  | 1 | 25 | 11:01-11:15 | 1 | 1
|  | 1 | 25 | 11:16-11:30 | 1 | 1
|  | 1 | 25 | 11:31-11:45 | 1 | 1
|  | 1 | 25 | 11:46-12:00 | 1 | 1
|  | 1 | 25 | 12:01-12:15 | 1 | 1
|  | 1 | 25 | 12:16-12:30 | 1 | 1
|  | 1 | 25 | 12:31-12:45 | 1 | 1
|  | 1 | 25 | 12:46-13:00 | 1 | 1
|  | 1 | 25 | 13:01-13:15 | 1 | 1
|  | 1 | 25 | 13:16-13:30 | 1 | 1
|  | 1 | 25 | 13:31-13:45 | 1 | 1
|  | 1 | 25 | 13:46-14:00 | 1 | 1
|  | 1 | 25 | 14:01-14:15 | 1 | 1
|  | 1 | 25 | 14:16-14:30 | 1 | 1
|  | 1 | 25 | 14:31-14:45 | 1 | 1
|  | 1 | 25 | 14:46-15:00 | 1 | 1
|  | 1 | 25 | 15:01-15:15 | 1 | 1
|  | 1 | 25 | 15:16-15:30 | 1 | 1
|  | 1 | 25 | 15:31-15:45 | 1 | 1
|  | 1 | 25 | 15:46-16:00 | 1 | 1
|  | 1 | 25 | 16:01-16:15 | 1 | 1
|  | 1 | 25 | 16:16-16:30 | 1 | 1
|  | 1 | 25 | 16:31-16:45 | 1 | 1
|  | 1 | 25 | 16:46-17:00 | 1 | 1
|  | 1 | 25 | 17:01-17:15 | 1 | 1
|  | 1 | 25 | 17:16-17:30 | 1 | 1
|  | 1 | 25 | 17:31-17:45 | 1 | 1
|  | 1 | 25 | 17:46-18:00 | 1 | 1
|  | 1 | 25 | 18:01-18:15 | 1 | 1
|  | 1 | 25 | 18:16-18:30 | 1 | 1
|  | 1 | 25 | 18:31-18:45 | 1 | 1
|  | 1 | 25 | 18:46-19:00 | 1 | 1
|  | 1 | 25 | 19:01-19:15 | 1 | 1
|  | 1 | 25 | 19:16-19:30 | 1 | 1
|  | 1 | 25 | 19:31-19:45 | 1 | 1
|  | 1 | 25 | 19:46-20:00 | 1 | 1
|  | 1 | 25 | 20:01-20:15 | 1 | 1
|  | 1 | 25 | 20:16-20:30 | 1 | 1
|  | 1 | 25 | 20:31-20:45 | 1 | 1
|  | 1 | 25 | 20:46-21:00 | 1 | 1
|  | 1 | 25 | 21:01-21:15 | 1 | 1
|  | 1 | 25 | 21:16-21:30 | 1 | 1
|  | 1 | 25 | 21:31-21:45 | 1 | 1
|  | 1 | 25 | 21:46-22:00 | 1 | 1
|  | 1 | 25 | 22:01-22:15 | 1 | 1
|  | 1 | 25 | 22:16-22:30 | 1 | 1
|  | 1 | 25 | 22:31-22:45 | 1 | 1
|  | 1 | 25 | 22:46-23:00 | 1 | 1
|  | 1 | 25 | 23:01-23:15 | 1 | 1
|  | 1 | 25 | 23:16-23:30 | 1 | 1
|  | 1 | 25 | 23:31-23:45 | 1 | 1
|  | 1 | 25 | 23:46-24:00 | 1 | 1
|  | 1 | 26 | 00:01-00:15 | 1 | 1
|  | 1 | 26 | 00:16-00:30 | 1 | 1
|  | 1 | 26 | 00:31-00:45 | 1 | 1
|  | 1 | 26 | 00:46-01:00 | 1 | 1
|  | 1 | 26 | 01:01-01:15 | 1 | 1
|  | 1 | 26 | 01:16-01:30 | 1 | 1
|  | 1 | 26 | 01:31-01:45 | 1 | 1
|  | 1 | 26 | 01:46-02:00 | 1 | 1
|  | 1 | 26 | 02:01-02:15 | 1 | 1
|  | 1 | 26 | 02:16-02:30 | 1 | 1
|  | 1 | 26 | 02:31-02:45 | 1 | 1
|  | 1 | 26 | 02:46-03:00 | 1 | 1
|  | 1 | 26 | 03:01-03:15 | 1 | 1
|  | 1 | 26 | 03:16-03:30 | 1 | 1
|  | 1 | 26 | 03:31-03:45 | 1 | 1
|  | 1 | 26 | 03:46-04:00 | 1 | 1
|  | 1 | 26 | 04:01-04:15 | 1 | 1
|  | 1 | 26 | 04:16-04:30 | 1 | 1
|  | 1 | 26 | 04:31-04:45 | 1 | 1
|  | 1 | 26 | 04:46-05:00 | 1 | 1
|  | 1 | 26 | 05:01-05:15 | 1 | 1
|  | 1 | 26 | 05:16-05:30 | 1 | 1
|  | 1 | 26 | 05:31-05:45 | 1 | 1
|  | 1 | 26 | 05:46-06:00 | 1 | 1
|  | 1 | 26 | 06:01-06:15 | 1 | 1
|  | 1 | 26 | 06:16-06:30 | 1 | 1
|  | 1 | 26 | 06:31-06:45 | 1 | 1
|  | 1 | 26 | 06:46-07:00 | 1 | 1
|  | 1 | 26 | 07:01-07:15 | 1 | 1
|  | 1 | 26 | 07:16-07:30 | 1 | 1
|  | 1 | 26 | 07:31-07:45 | 1 | 1
|  | 1 | 26 | 07:46-08:00 | 1 | 1
|  | 1 | 26 | 08:01-08:15 | 1 | 1
|  | 1 | 26 | 08:16-08:30 | 1 | 1
|  | 1 | 26 | 08:31-08:45 | 1 | 1
|  | 1 | 26 | 08:46-09:00 | 1 | 1
|  | 1 | 26 | 09:01-09:15 | 1 | 1
|  | 1 | 26 | 09:16-09:30 | 1 | 1
|  | 1 | 26 | 09:31-09:45 | 1 | 1
|  | 1 | 26 | 09:46-10:00 | 1 | 1
|  | 1 | 26 | 10:01-10:15 | 1 | 1
|  | 1 | 26 | 10:16-10:30 | 1 | 1
|  | 1 | 26 | 10:31-10:45 | 1 | 1
|  | 1 | 26 | 10:46-11:00 | 1 | 1
|  | 1 | 26 | 11:01-11:15 | 1 | 1
|  | 1 | 26 | 11:16-11:30 | 1 | 1
|  | 1 | 26 | 11:31-11:45 | 1 | 1
|  | 1 | 26 | 11:46-12:00 | 1 | 1
|  | 1 | 26 | 12:01-12:15 | 1 | 1
|  | 1 | 26 | 12:16-12:30 | 1 | 1
|  | 1 | 26 | 12:31-12:45 | 1 | 1
|  | 1 | 26 | 12:46-13:00 | 1 | 1
|  | 1 | 26 | 13:01-13:15 | 1 | 1
|  | 1 | 26 | 13:16-13:30 | 1 | 1
|  | 1 | 26 | 13:31-13:45 | 1 | 1
|  | 1 | 26 | 13:46-14:00 | 1 | 1
|  | 1 | 26 | 14:01-14:15 | 1 | 1
|  | 1 | 26 | 14:16-14:30 | 1 | 1
|  | 1 | 26 | 14:31-14:45 | 1 | 1
|  | 1 | 26 | 14:46-15:00 | 1 | 1
|  | 1 | 26 | 15:01-15:15 | 1 | 1
|  | 1 | 26 | 15:16-15:30 | 1 | 1
|  | 1 | 26 | 15:31-15:45 | 1 | 1
|  | 1 | 26 | 15:46-16:00 | 1 | 1
|  | 1 | 26 | 16:01-16:15 | 1 | 1
|  | 1 | 26 | 16:16-16:30 | 1 | 1
|  | 1 | 26 | 16:31-16:45 | 1 | 1
|  | 1 | 26 | 16:46-17:00 | 1 | 1
|  | 1 | 26 | 17:01-17:15 | 1 | 1
|  | 1 | 26 | 17:16-17:30 | 1 | 1
|  | 1 | 26 | 17:31-17:45 | 1 | 1
|  | 1 | 26 | 17:46-18:00 | 1 | 1
|  | 1 | 26 | 18:01-18:15 | 1 | 1
|  | 1 | 26 | 18:16-18:30 | 1 | 1
|  | 1 | 26 | 18:31-18:45 | 1 | 1
|  | 1 | 26 | 18:46-19:00 | 1 | 1
|  | 1 | 26 | 19:01-19:15 | 1 | 1
|  | 1 | 26 | 19:16-19:30 | 1 | 1
|  | 1 | 26 | 19:31-19:45 | 1 | 1
|  | 1 | 26 | 19:46-20:00 | 1 | 1
|  | 1 | 26 | 20:01-20:15 | 1 | 1
|  | 1 | 26 | 20:16-20:30 | 1 | 1
|  | 1 | 26 | 20:31-20:45 | 1 | 1
|  | 1 | 26 | 20:46-21:00 | 1 | 1
|  | 1 | 26 | 21:01-21:15 | 1 | 1
|  | 1 | 26 | 21:16-21:30 | 1 | 1
|  | 1 | 26 | 21:31-21:45 | 1 | 1
|  | 1 | 26 | 21:46-22:00 | 1 | 1
|  | 1 | 26 | 22:01-22:15 | 1 | 1
|  | 1 | 26 | 22:16-22:30 | 1 | 1
|  | 1 | 26 | 22:31-22:45 | 1 | 1
|  | 1 | 26 | 22:46-23:00 | 1 | 1
|  | 1 | 26 | 23:01-23:15 | 1 | 1
|  | 1 | 26 | 23:16-23:30 | 1 | 1
|  | 1 | 26 | 23:31-23:45 | 1 | 1
|  | 1 | 26 | 23:46-24:00 | 1 | 1
|  | 1 | 27 | 00:01-00:15 | 1 | 1
|  | 1 | 27 | 00:16-00:30 | 1 | 1
|  | 1 | 27 | 00:31-00:45 | 1 | 1
|  | 1 | 27 | 00:46-01:00 | 1 | 1
|  | 1 | 27 | 01:01-01:15 | 1 | 1
|  | 1 | 27 | 01:16-01:30 | 1 | 1
|  | 1 | 27 | 01:31-01:45 | 1 | 1
|  | 1 | 27 | 01:46-02:00 | 1 | 1
|  | 1 | 27 | 02:01-02:15 | 1 | 1
|  | 1 | 27 | 02:16-02:30 | 1 | 1
|  | 1 | 27 | 02:31-02:45 | 1 | 1
|  | 1 | 27 | 02:46-03:00 | 1 | 1
|  | 1 | 27 | 03:01-03:15 | 1 | 1
|  | 1 | 27 | 03:16-03:30 | 1 | 1
|  | 1 | 27 | 03:31-03:45 | 1 | 1
|  | 1 | 27 | 03:46-04:00 | 1 | 1
|  | 1 | 27 | 04:01-04:15 | 1 | 1
|  | 1 | 27 | 04:16-04:30 | 1 | 1
|  | 1 | 27 | 04:31-04:45 | 1 | 1
|  | 1 | 27 | 04:46-05:00 | 1 | 1
|  | 1 | 27 | 05:01-05:15 | 1 | 1
|  | 1 | 27 | 05:16-05:30 | 1 | 1
|  | 1 | 27 | 05:31-05:45 | 1 | 1
|  | 1 | 27 | 05:46-06:00 | 1 | 1
|  | 1 | 27 | 06:01-06:15 | 1 | 1
|  | 1 | 27 | 06:16-06:30 | 1 | 1
|  | 1 | 27 | 06:31-06:45 | 1 | 1
|  | 1 | 27 | 06:46-07:00 | 1 | 1
|  | 1 | 27 | 07:01-07:15 | 1 | 1
|  | 1 | 27 | 07:16-07:30 | 1 | 1
|  | 1 | 27 | 07:31-07:45 | 1 | 1
|  | 1 | 27 | 07:46-08:00 | 1 | 1
|  | 1 | 27 | 08:01-08:15 | 1 | 1
|  | 1 | 27 | 08:16-08:30 | 1 | 1
|  | 1 | 27 | 08:31-08:45 | 1 | 1
|  | 1 | 27 | 08:46-09:00 | 1 | 1
|  | 1 | 27 | 09:01-09:15 | 1 | 1
|  | 1 | 27 | 09:16-09:30 | 1 | 1
|  | 1 | 27 | 09:31-09:45 | 1 | 1
|  | 1 | 27 | 09:46-10:00 | 1 | 1
|  | 1 | 27 | 10:01-10:15 | 1 | 1
|  | 1 | 27 | 10:16-10:30 | 1 | 1
|  | 1 | 27 | 10:31-10:45 | 1 | 1
|  | 1 | 27 | 10:46-11:00 | 1 | 1
|  | 1 | 27 | 11:01-11:15 | 1 | 1
|  | 1 | 27 | 11:16-11:30 | 1 | 1
|  | 1 | 27 | 11:31-11:45 | 1 | 1
|  | 1 | 27 | 11:46-12:00 | 1 | 1
|  | 1 | 27 | 12:01-12:15 | 1 | 1
|  | 1 | 27 | 12:16-12:30 | 1 | 1
|  | 1 | 27 | 12:31-12:45 | 1 | 1
|  | 1 | 27 | 12:46-13:00 | 1 | 1
|  | 1 | 27 | 13:01-13:15 | 1 | 1
|  | 1 | 27 | 13:16-13:30 | 1 | 1
|  | 1 | 27 | 13:31-13:45 | 1 | 1
|  | 1 | 27 | 13:46-14:00 | 1 | 1
|  | 1 | 27 | 14:01-14:15 | 1 | 1
|  | 1 | 27 | 14:16-14:30 | 1 | 1
|  | 1 | 27 | 14:31-14:45 | 1 | 1
|  | 1 | 27 | 14:46-15:00 | 1 | 1
|  | 1 | 27 | 15:01-15:15 | 1 | 1
|  | 1 | 27 | 15:16-15:30 | 1 | 1
|  | 1 | 27 | 15:31-15:45 | 1 | 1
|  | 1 | 27 | 15:46-16:00 | 1 | 1
|  | 1 | 27 | 16:01-16:15 | 1 | 1
|  | 1 | 27 | 16:16-16:30 | 1 | 1
|  | 1 | 27 | 16:31-16:45 | 1 | 1
|  | 1 | 27 | 16:46-17:00 | 1 | 1
|  | 1 | 27 | 17:01-17:15 | 1 | 1
|  | 1 | 27 | 17:16-17:30 | 1 | 1
|  | 1 | 27 | 17:31-17:45 | 1 | 1
|  | 1 | 27 | 17:46-18:00 | 1 | 1
|  | 1 | 27 | 18:01-18:15 | 1 | 1
|  | 1 | 27 | 18:16-18:30 | 1 | 1
|  | 1 | 27 | 18:31-18:45 | 1 | 1
|  | 1 | 27 | 18:46-19:00 | 1 | 1
|  | 1 | 27 | 19:01-19:15 | 1 | 1
|  | 1 | 27 | 19:16-19:30 | 1 | 1
|  | 1 | 27 | 19:31-19:45 | 1 | 1
|  | 1 | 27 | 19:46-20:00 | 1 | 1
|  | 1 | 27 | 20:01-20:15 | 1 | 1
|  | 1 | 27 | 20:16-20:30 | 1 | 1
|  | 1 | 27 | 20:31-20:45 | 1 | 1
|  | 1 | 27 | 20:46-21:00 | 1 | 1
|  | 1 | 27 | 21:01-21:15 | 1 | 1
|  | 1 | 27 | 21:16-21:30 | 1 | 1
|  | 1 | 27 | 21:31-21:45 | 1 | 1
|  | 1 | 27 | 21:46-22:00 | 1 | 1
|  | 1 | 27 | 22:01-22:15 | 1 | 1
|  | 1 | 27 | 22:16-22:30 | 1 | 1
|  | 1 | 27 | 22:31-22:45 | 1 | 1
|  | 1 | 27 | 22:46-23:00 | 1 | 1
|  | 1 | 27 | 23:01-23:15 | 1 | 1
|  | 1 | 27 | 23:16-23:30 | 1 | 1
|  | 1 | 27 | 23:31-23:45 | 1 | 1
|  | 1 | 27 | 23:46-24:00 | 1 | 1
|  | 1 | 28 | 00:01-00:15 | 0 | 1
|  | 1 | 28 | 00:16-00:30 | 0 | 1
|  | 1 | 28 | 00:31-00:45 | 0 | 1
|  | 1 | 28 | 00:46-01:00 | 0 | 1
|  | 1 | 28 | 01:01-01:15 | 0 | 1
|  | 1 | 28 | 01:16-01:30 | 0 | 1
|  | 1 | 28 | 01:31-01:45 | 0 | 1
|  | 1 | 28 | 01:46-02:00 | 0 | 1
|  | 1 | 28 | 02:01-02:15 | 0 | 1
|  | 1 | 28 | 02:16-02:30 | 0 | 1
|  | 1 | 28 | 02:31-02:45 | 0 | 1
|  | 1 | 28 | 02:46-03:00 | 0 | 1
|  | 1 | 28 | 03:01-03:15 | 0 | 1
|  | 1 | 28 | 03:16-03:30 | 0 | 1
|  | 1 | 28 | 03:31-03:45 | 0 | 1
|  | 1 | 28 | 03:46-04:00 | 0 | 1
|  | 1 | 28 | 04:01-04:15 | 0 | 1
|  | 1 | 28 | 04:16-04:30 | 0 | 1
|  | 1 | 28 | 04:31-04:45 | 0 | 1
|  | 1 | 28 | 04:46-05:00 | 0 | 1
|  | 1 | 28 | 05:01-05:15 | 0 | 1
|  | 1 | 28 | 05:16-05:30 | 0 | 1
|  | 1 | 28 | 05:31-05:45 | 0 | 1
|  | 1 | 28 | 05:46-06:00 | 0 | 1
|  | 1 | 28 | 06:01-06:15 | 0 | 1
|  | 1 | 28 | 06:16-06:30 | 0 | 1
|  | 1 | 28 | 06:31-06:45 | 0 | 1
|  | 1 | 28 | 06:46-07:00 | 0 | 1
|  | 1 | 28 | 07:01-07:15 | 0 | 1
|  | 1 | 28 | 07:16-07:30 | 0 | 1
|  | 1 | 28 | 07:31-07:45 | 0 | 1
|  | 1 | 28 | 07:46-08:00 | 0 | 1
|  | 1 | 28 | 08:01-08:15 | 0 | 1
|  | 1 | 28 | 08:16-08:30 | 0 | 1
|  | 1 | 28 | 08:31-08:45 | 0 | 1
|  | 1 | 28 | 08:46-09:00 | 0 | 1
|  | 1 | 28 | 09:01-09:15 | 0 | 1
|  | 1 | 28 | 09:16-09:30 | 0 | 1
|  | 1 | 28 | 09:31-09:45 | 0 | 1
|  | 1 | 28 | 09:46-10:00 | 0 | 1
|  | 1 | 28 | 10:01-10:15 | 0 | 1
|  | 1 | 28 | 10:16-10:30 | 0 | 1
|  | 1 | 28 | 10:31-10:45 | 0 | 1
|  | 1 | 28 | 10:46-11:00 | 0 | 1
|  | 1 | 28 | 11:01-11:15 | 0 | 1
|  | 1 | 28 | 11:16-11:30 | 0 | 1
|  | 1 | 28 | 11:31-11:45 | 0 | 1
|  | 1 | 28 | 11:46-12:00 | 0 | 1
|  | 1 | 28 | 12:01-12:15 | 0 | 1
|  | 1 | 28 | 12:16-12:30 | 0 | 1
|  | 1 | 28 | 12:31-12:45 | 0 | 1
|  | 1 | 28 | 12:46-13:00 | 0 | 1
|  | 1 | 28 | 13:01-13:15 | 0 | 1
|  | 1 | 28 | 13:16-13:30 | 0 | 1
|  | 1 | 28 | 13:31-13:45 | 0 | 1
|  | 1 | 28 | 13:46-14:00 | 0 | 1
|  | 1 | 28 | 14:01-14:15 | 0 | 1
|  | 1 | 28 | 14:16-14:30 | 0 | 1
|  | 1 | 28 | 14:31-14:45 | 0 | 1
|  | 1 | 28 | 14:46-15:00 | 0 | 1
|  | 1 | 28 | 15:01-15:15 | 0 | 1
|  | 1 | 28 | 15:16-15:30 | 0 | 1
|  | 1 | 28 | 15:31-15:45 | 0 | 1
|  | 1 | 28 | 15:46-16:00 | 0 | 1
|  | 1 | 28 | 16:01-16:15 | 0 | 1
|  | 1 | 28 | 16:16-16:30 | 0 | 1
|  | 1 | 28 | 16:31-16:45 | 0 | 1
|  | 1 | 28 | 16:46-17:00 | 0 | 1
|  | 1 | 28 | 17:01-17:15 | 0 | 1
|  | 1 | 28 | 17:16-17:30 | 0 | 1
|  | 1 | 28 | 17:31-17:45 | 0 | 1
|  | 1 | 28 | 17:46-18:00 | 0 | 1
|  | 1 | 28 | 18:01-18:15 | 0 | 1
|  | 1 | 28 | 18:16-18:30 | 0 | 1
|  | 1 | 28 | 18:31-18:45 | 0 | 1
|  | 1 | 28 | 18:46-19:00 | 0 | 1
|  | 1 | 28 | 19:01-19:15 | 0 | 1
|  | 1 | 28 | 19:16-19:30 | 0 | 1
|  | 1 | 28 | 19:31-19:45 | 0 | 1
|  | 1 | 28 | 19:46-20:00 | 0 | 1
|  | 1 | 28 | 20:01-20:15 | 0 | 1
|  | 1 | 28 | 20:16-20:30 | 0 | 1
|  | 1 | 28 | 20:31-20:45 | 0 | 1
|  | 1 | 28 | 20:46-21:00 | 0 | 1
|  | 1 | 28 | 21:01-21:15 | 0 | 1
|  | 1 | 28 | 21:16-21:30 | 0 | 1
|  | 1 | 28 | 21:31-21:45 | 0 | 1
|  | 1 | 28 | 21:46-22:00 | 0 | 1
|  | 1 | 28 | 22:01-22:15 | 0 | 1
|  | 1 | 28 | 22:16-22:30 | 0 | 1
|  | 1 | 28 | 22:31-22:45 | 0 | 1
|  | 1 | 28 | 22:46-23:00 | 0 | 1
|  | 1 | 28 | 23:01-23:15 | 0 | 1
|  | 1 | 28 | 23:16-23:30 | 0 | 1
|  | 1 | 28 | 23:31-23:45 | 0 | 1
|  | 1 | 28 | 23:46-24:00 | 0 | 1
|  | 1 | 29 | 00:01-00:15 | 0 | 1
|  | 1 | 29 | 00:16-00:30 | 0 | 1
|  | 1 | 29 | 00:31-00:45 | 0 | 1
|  | 1 | 29 | 00:46-01:00 | 0 | 1
|  | 1 | 29 | 01:01-01:15 | 0 | 1
|  | 1 | 29 | 01:16-01:30 | 0 | 1
|  | 1 | 29 | 01:31-01:45 | 0 | 1
|  | 1 | 29 | 01:46-02:00 | 0 | 1
|  | 1 | 29 | 02:01-02:15 | 0 | 1
|  | 1 | 29 | 02:16-02:30 | 0 | 1
|  | 1 | 29 | 02:31-02:45 | 0 | 1
|  | 1 | 29 | 02:46-03:00 | 0 | 1
|  | 1 | 29 | 03:01-03:15 | 0 | 1
|  | 1 | 29 | 03:16-03:30 | 0 | 1
|  | 1 | 29 | 03:31-03:45 | 0 | 1
|  | 1 | 29 | 03:46-04:00 | 0 | 1
|  | 1 | 29 | 04:01-04:15 | 0 | 1
|  | 1 | 29 | 04:16-04:30 | 0 | 1
|  | 1 | 29 | 04:31-04:45 | 0 | 1
|  | 1 | 29 | 04:46-05:00 | 0 | 1
|  | 1 | 29 | 05:01-05:15 | 0 | 1
|  | 1 | 29 | 05:16-05:30 | 0 | 1
|  | 1 | 29 | 05:31-05:45 | 0 | 1
|  | 1 | 29 | 05:46-06:00 | 0 | 1
|  | 1 | 29 | 06:01-06:15 | 0 | 1
|  | 1 | 29 | 06:16-06:30 | 0 | 1
|  | 1 | 29 | 06:31-06:45 | 0 | 1
|  | 1 | 29 | 06:46-07:00 | 0 | 1
|  | 1 | 29 | 07:01-07:15 | 0 | 1
|  | 1 | 29 | 07:16-07:30 | 0 | 1
|  | 1 | 29 | 07:31-07:45 | 0 | 1
|  | 1 | 29 | 07:46-08:00 | 0 | 1
|  | 1 | 29 | 08:01-08:15 | 0 | 1
|  | 1 | 29 | 08:16-08:30 | 0 | 1
|  | 1 | 29 | 08:31-08:45 | 0 | 1
|  | 1 | 29 | 08:46-09:00 | 0 | 1
|  | 1 | 29 | 09:01-09:15 | 0 | 1
|  | 1 | 29 | 09:16-09:30 | 0 | 1
|  | 1 | 29 | 09:31-09:45 | 0 | 1
|  | 1 | 29 | 09:46-10:00 | 0 | 1
|  | 1 | 29 | 10:01-10:15 | 0 | 1
|  | 1 | 29 | 10:16-10:30 | 0 | 1
|  | 1 | 29 | 10:31-10:45 | 0 | 1
|  | 1 | 29 | 10:46-11:00 | 0 | 1
|  | 1 | 29 | 11:01-11:15 | 0 | 1
|  | 1 | 29 | 11:16-11:30 | 0 | 1
|  | 1 | 29 | 11:31-11:45 | 0 | 1
|  | 1 | 29 | 11:46-12:00 | 0 | 1
|  | 1 | 29 | 12:01-12:15 | 0 | 1
|  | 1 | 29 | 12:16-12:30 | 0 | 1
|  | 1 | 29 | 12:31-12:45 | 0 | 1
|  | 1 | 29 | 12:46-13:00 | 0 | 1
|  | 1 | 29 | 13:01-13:15 | 0 | 1
|  | 1 | 29 | 13:16-13:30 | 0 | 1
|  | 1 | 29 | 13:31-13:45 | 0 | 1
|  | 1 | 29 | 13:46-14:00 | 0 | 1
|  | 1 | 29 | 14:01-14:15 | 0 | 1
|  | 1 | 29 | 14:16-14:30 | 0 | 1
|  | 1 | 29 | 14:31-14:45 | 0 | 1
|  | 1 | 29 | 14:46-15:00 | 0 | 1
|  | 1 | 29 | 15:01-15:15 | 0 | 1
|  | 1 | 29 | 15:16-15:30 | 0 | 1
|  | 1 | 29 | 15:31-15:45 | 0 | 1
|  | 1 | 29 | 15:46-16:00 | 0 | 1
|  | 1 | 29 | 16:01-16:15 | 0 | 1
|  | 1 | 29 | 16:16-16:30 | 0 | 1
|  | 1 | 29 | 16:31-16:45 | 0 | 1
|  | 1 | 29 | 16:46-17:00 | 0 | 1
|  | 1 | 29 | 17:01-17:15 | 0 | 1
|  | 1 | 29 | 17:16-17:30 | 0 | 1
|  | 1 | 29 | 17:31-17:45 | 0 | 1
|  | 1 | 29 | 17:46-18:00 | 0 | 1
|  | 1 | 29 | 18:01-18:15 | 0 | 1
|  | 1 | 29 | 18:16-18:30 | 0 | 1
|  | 1 | 29 | 18:31-18:45 | 0 | 1
|  | 1 | 29 | 18:46-19:00 | 0 | 1
|  | 1 | 29 | 19:01-19:15 | 0 | 1
|  | 1 | 29 | 19:16-19:30 | 0 | 1
|  | 1 | 29 | 19:31-19:45 | 0 | 1
|  | 1 | 29 | 19:46-20:00 | 0 | 1
|  | 1 | 29 | 20:01-20:15 | 0 | 1
|  | 1 | 29 | 20:16-20:30 | 0 | 1
|  | 1 | 29 | 20:31-20:45 | 0 | 1
|  | 1 | 29 | 20:46-21:00 | 0 | 1
|  | 1 | 29 | 21:01-21:15 | 0 | 1
|  | 1 | 29 | 21:16-21:30 | 0 | 1
|  | 1 | 29 | 21:31-21:45 | 0 | 1
|  | 1 | 29 | 21:46-22:00 | 0 | 1
|  | 1 | 29 | 22:01-22:15 | 0 | 1
|  | 1 | 29 | 22:16-22:30 | 0 | 1
|  | 1 | 29 | 22:31-22:45 | 0 | 1
|  | 1 | 29 | 22:46-23:00 | 0 | 1
|  | 1 | 29 | 23:01-23:15 | 0 | 1
|  | 1 | 29 | 23:16-23:30 | 0 | 1
|  | 1 | 29 | 23:31-23:45 | 0 | 1
|  | 1 | 29 | 23:46-24:00 | 0 | 1
|  | 1 | 30 | 00:01-00:15 | 1 | 1
|  | 1 | 30 | 00:16-00:30 | 1 | 1
|  | 1 | 30 | 00:31-00:45 | 1 | 1
|  | 1 | 30 | 00:46-01:00 | 1 | 1
|  | 1 | 30 | 01:01-01:15 | 1 | 1
|  | 1 | 30 | 01:16-01:30 | 1 | 1
|  | 1 | 30 | 01:31-01:45 | 1 | 1
|  | 1 | 30 | 01:46-02:00 | 1 | 1
|  | 1 | 30 | 02:01-02:15 | 1 | 1
|  | 1 | 30 | 02:16-02:30 | 1 | 1
|  | 1 | 30 | 02:31-02:45 | 1 | 1
|  | 1 | 30 | 02:46-03:00 | 1 | 1
|  | 1 | 30 | 03:01-03:15 | 1 | 1
|  | 1 | 30 | 03:16-03:30 | 1 | 1
|  | 1 | 30 | 03:31-03:45 | 1 | 1
|  | 1 | 30 | 03:46-04:00 | 1 | 1
|  | 1 | 30 | 04:01-04:15 | 1 | 1
|  | 1 | 30 | 04:16-04:30 | 1 | 1
|  | 1 | 30 | 04:31-04:45 | 1 | 1
|  | 1 | 30 | 04:46-05:00 | 1 | 1
|  | 1 | 30 | 05:01-05:15 | 1 | 1
|  | 1 | 30 | 05:16-05:30 | 1 | 1
|  | 1 | 30 | 05:31-05:45 | 1 | 1
|  | 1 | 30 | 05:46-06:00 | 1 | 1
|  | 1 | 30 | 06:01-06:15 | 1 | 1
|  | 1 | 30 | 06:16-06:30 | 1 | 1
|  | 1 | 30 | 06:31-06:45 | 1 | 1
|  | 1 | 30 | 06:46-07:00 | 1 | 1
|  | 1 | 30 | 07:01-07:15 | 1 | 1
|  | 1 | 30 | 07:16-07:30 | 1 | 1
|  | 1 | 30 | 07:31-07:45 | 1 | 1
|  | 1 | 30 | 07:46-08:00 | 1 | 1
|  | 1 | 30 | 08:01-08:15 | 1 | 1
|  | 1 | 30 | 08:16-08:30 | 1 | 1
|  | 1 | 30 | 08:31-08:45 | 1 | 1
|  | 1 | 30 | 08:46-09:00 | 1 | 1
|  | 1 | 30 | 09:01-09:15 | 1 | 1
|  | 1 | 30 | 09:16-09:30 | 1 | 1
|  | 1 | 30 | 09:31-09:45 | 1 | 1
|  | 1 | 30 | 09:46-10:00 | 1 | 1
|  | 1 | 30 | 10:01-10:15 | 1 | 1
|  | 1 | 30 | 10:16-10:30 | 1 | 1
|  | 1 | 30 | 10:31-10:45 | 1 | 1
|  | 1 | 30 | 10:46-11:00 | 1 | 1
|  | 1 | 30 | 11:01-11:15 | 1 | 1
|  | 1 | 30 | 11:16-11:30 | 1 | 1
|  | 1 | 30 | 11:31-11:45 | 1 | 1
|  | 1 | 30 | 11:46-12:00 | 1 | 1
|  | 1 | 30 | 12:01-12:15 | 1 | 1
|  | 1 | 30 | 12:16-12:30 | 1 | 1
|  | 1 | 30 | 12:31-12:45 | 1 | 1
|  | 1 | 30 | 12:46-13:00 | 1 | 1
|  | 1 | 30 | 13:01-13:15 | 1 | 1
|  | 1 | 30 | 13:16-13:30 | 1 | 1
|  | 1 | 30 | 13:31-13:45 | 1 | 1
|  | 1 | 30 | 13:46-14:00 | 1 | 1
|  | 1 | 30 | 14:01-14:15 | 1 | 1
|  | 1 | 30 | 14:16-14:30 | 1 | 1
|  | 1 | 30 | 14:31-14:45 | 1 | 1
|  | 1 | 30 | 14:46-15:00 | 1 | 1
|  | 1 | 30 | 15:01-15:15 | 1 | 1
|  | 1 | 30 | 15:16-15:30 | 1 | 1
|  | 1 | 30 | 15:31-15:45 | 1 | 1
|  | 1 | 30 | 15:46-16:00 | 1 | 1
|  | 1 | 30 | 16:01-16:15 | 1 | 1
|  | 1 | 30 | 16:16-16:30 | 1 | 1
|  | 1 | 30 | 16:31-16:45 | 1 | 1
|  | 1 | 30 | 16:46-17:00 | 1 | 1
|  | 1 | 30 | 17:01-17:15 | 1 | 1
|  | 1 | 30 | 17:16-17:30 | 1 | 1
|  | 1 | 30 | 17:31-17:45 | 1 | 1
|  | 1 | 30 | 17:46-18:00 | 1 | 1
|  | 1 | 30 | 18:01-18:15 | 1 | 1
|  | 1 | 30 | 18:16-18:30 | 1 | 1
|  | 1 | 30 | 18:31-18:45 | 1 | 1
|  | 1 | 30 | 18:46-19:00 | 1 | 1
|  | 1 | 30 | 19:01-19:15 | 1 | 1
|  | 1 | 30 | 19:16-19:30 | 1 | 1
|  | 1 | 30 | 19:31-19:45 | 1 | 1
|  | 1 | 30 | 19:46-20:00 | 1 | 1
|  | 1 | 30 | 20:01-20:15 | 1 | 1
|  | 1 | 30 | 20:16-20:30 | 1 | 1
|  | 1 | 30 | 20:31-20:45 | 1 | 1
|  | 1 | 30 | 20:46-21:00 | 1 | 1
|  | 1 | 30 | 21:01-21:15 | 1 | 1
|  | 1 | 30 | 21:16-21:30 | 1 | 1
|  | 1 | 30 | 21:31-21:45 | 1 | 1
|  | 1 | 30 | 21:46-22:00 | 1 | 1
|  | 1 | 30 | 22:01-22:15 | 1 | 1
|  | 1 | 30 | 22:16-22:30 | 1 | 1
|  | 1 | 30 | 22:31-22:45 | 1 | 1
|  | 1 | 30 | 22:46-23:00 | 1 | 1
|  | 1 | 30 | 23:01-23:15 | 1 | 1
|  | 1 | 30 | 23:16-23:30 | 1 | 1
|  | 1 | 30 | 23:31-23:45 | 1 | 1
|  | 1 | 30 | 23:46-24:00 | 1 | 1
|  | 1 | 31 | 00:01-00:15 | 1 | 1
|  | 1 | 31 | 00:16-00:30 | 1 | 1
|  | 1 | 31 | 00:31-00:45 | 1 | 1
|  | 1 | 31 | 00:46-01:00 | 1 | 1
|  | 1 | 31 | 01:01-01:15 | 1 | 1
|  | 1 | 31 | 01:16-01:30 | 1 | 1
|  | 1 | 31 | 01:31-01:45 | 1 | 1
|  | 1 | 31 | 01:46-02:00 | 1 | 1
|  | 1 | 31 | 02:01-02:15 | 1 | 1
|  | 1 | 31 | 02:16-02:30 | 1 | 1
|  | 1 | 31 | 02:31-02:45 | 1 | 1
|  | 1 | 31 | 02:46-03:00 | 1 | 1
|  | 1 | 31 | 03:01-03:15 | 1 | 1
|  | 1 | 31 | 03:16-03:30 | 1 | 1
|  | 1 | 31 | 03:31-03:45 | 1 | 1
|  | 1 | 31 | 03:46-04:00 | 1 | 1
|  | 1 | 31 | 04:01-04:15 | 1 | 1
|  | 1 | 31 | 04:16-04:30 | 1 | 1
|  | 1 | 31 | 04:31-04:45 | 1 | 1
|  | 1 | 31 | 04:46-05:00 | 1 | 1
|  | 1 | 31 | 05:01-05:15 | 1 | 1
|  | 1 | 31 | 05:16-05:30 | 1 | 1
|  | 1 | 31 | 05:31-05:45 | 1 | 1
|  | 1 | 31 | 05:46-06:00 | 1 | 1
|  | 1 | 31 | 06:01-06:15 | 1 | 1
|  | 1 | 31 | 06:16-06:30 | 1 | 1
|  | 1 | 31 | 06:31-06:45 | 1 | 1
|  | 1 | 31 | 06:46-07:00 | 1 | 1
|  | 1 | 31 | 07:01-07:15 | 1 | 1
|  | 1 | 31 | 07:16-07:30 | 1 | 1
|  | 1 | 31 | 07:31-07:45 | 1 | 1
|  | 1 | 31 | 07:46-08:00 | 1 | 1
|  | 1 | 31 | 08:01-08:15 | 1 | 1
|  | 1 | 31 | 08:16-08:30 | 1 | 1
|  | 1 | 31 | 08:31-08:45 | 1 | 1
|  | 1 | 31 | 08:46-09:00 | 1 | 1
|  | 1 | 31 | 09:01-09:15 | 1 | 1
|  | 1 | 31 | 09:16-09:30 | 1 | 1
|  | 1 | 31 | 09:31-09:45 | 1 | 1
|  | 1 | 31 | 09:46-10:00 | 1 | 1
|  | 1 | 31 | 10:01-10:15 | 1 | 1
|  | 1 | 31 | 10:16-10:30 | 1 | 1
|  | 1 | 31 | 10:31-10:45 | 1 | 1
|  | 1 | 31 | 10:46-11:00 | 1 | 1
|  | 1 | 31 | 11:01-11:15 | 1 | 1
|  | 1 | 31 | 11:16-11:30 | 1 | 1
|  | 1 | 31 | 11:31-11:45 | 1 | 1
|  | 1 | 31 | 11:46-12:00 | 1 | 1
|  | 1 | 31 | 12:01-12:15 | 1 | 1
|  | 1 | 31 | 12:16-12:30 | 1 | 1
|  | 1 | 31 | 12:31-12:45 | 1 | 1
|  | 1 | 31 | 12:46-13:00 | 1 | 1
|  | 1 | 31 | 13:01-13:15 | 1 | 1
|  | 1 | 31 | 13:16-13:30 | 1 | 1
|  | 1 | 31 | 13:31-13:45 | 1 | 1
|  | 1 | 31 | 13:46-14:00 | 1 | 1
|  | 1 | 31 | 14:01-14:15 | 1 | 1
|  | 1 | 31 | 14:16-14:30 | 1 | 1
|  | 1 | 31 | 14:31-14:45 | 1 | 1
|  | 1 | 31 | 14:46-15:00 | 1 | 1
|  | 1 | 31 | 15:01-15:15 | 1 | 1
|  | 1 | 31 | 15:16-15:30 | 1 | 1
|  | 1 | 31 | 15:31-15:45 | 1 | 1
|  | 1 | 31 | 15:46-16:00 | 1 | 1
|  | 1 | 31 | 16:01-16:15 | 1 | 1
|  | 1 | 31 | 16:16-16:30 | 1 | 1
|  | 1 | 31 | 16:31-16:45 | 1 | 1
|  | 1 | 31 | 16:46-17:00 | 1 | 1
|  | 1 | 31 | 17:01-17:15 | 1 | 1
|  | 1 | 31 | 17:16-17:30 | 1 | 1
|  | 1 | 31 | 17:31-17:45 | 1 | 1
|  | 1 | 31 | 17:46-18:00 | 1 | 1
|  | 1 | 31 | 18:01-18:15 | 1 | 1
|  | 1 | 31 | 18:16-18:30 | 1 | 1
|  | 1 | 31 | 18:31-18:45 | 1 | 1
|  | 1 | 31 | 18:46-19:00 | 1 | 1
|  | 1 | 31 | 19:01-19:15 | 1 | 1
|  | 1 | 31 | 19:16-19:30 | 1 | 1
|  | 1 | 31 | 19:31-19:45 | 1 | 1
|  | 1 | 31 | 19:46-20:00 | 1 | 1
|  | 1 | 31 | 20:01-20:15 | 1 | 1
|  | 1 | 31 | 20:16-20:30 | 1 | 1
|  | 1 | 31 | 20:31-20:45 | 1 | 1
|  | 1 | 31 | 20:46-21:00 | 1 | 1
|  | 1 | 31 | 21:01-21:15 | 1 | 1
|  | 1 | 31 | 21:16-21:30 | 1 | 1
|  | 1 | 31 | 21:31-21:45 | 1 | 1
|  | 1 | 31 | 21:46-22:00 | 1 | 1
|  | 1 | 31 | 22:01-22:15 | 1 | 1
|  | 1 | 31 | 22:16-22:30 | 1 | 1
|  | 1 | 31 | 22:31-22:45 | 1 | 1
|  | 1 | 31 | 22:46-23:00 | 1 | 1
|  | 1 | 31 | 23:01-23:15 | 1 | 1
|  | 1 | 31 | 23:16-23:30 | 1 | 1
|  | 1 | 31 | 23:31-23:45 | 1 | 1
|  | 1 | 31 | 23:46-24:00 | 1 | 1
|  | 2 | 1 | 00:01-00:15 | 1 | 1
|  | 2 | 1 | 00:16-00:30 | 1 | 1
|  | 2 | 1 | 00:31-00:45 | 1 | 1
|  | 2 | 1 | 00:46-01:00 | 1 | 1
|  | 2 | 1 | 01:01-01:15 | 1 | 1
|  | 2 | 1 | 01:16-01:30 | 1 | 1
|  | 2 | 1 | 01:31-01:45 | 1 | 1
|  | 2 | 1 | 01:46-02:00 | 1 | 1
|  | 2 | 1 | 02:01-02:15 | 1 | 1
|  | 2 | 1 | 02:16-02:30 | 1 | 1
|  | 2 | 1 | 02:31-02:45 | 1 | 1
|  | 2 | 1 | 02:46-03:00 | 1 | 1
|  | 2 | 1 | 03:01-03:15 | 1 | 1
|  | 2 | 1 | 03:16-03:30 | 1 | 1
|  | 2 | 1 | 03:31-03:45 | 1 | 1
|  | 2 | 1 | 03:46-04:00 | 1 | 1
|  | 2 | 1 | 04:01-04:15 | 1 | 1
|  | 2 | 1 | 04:16-04:30 | 1 | 1
|  | 2 | 1 | 04:31-04:45 | 1 | 1
|  | 2 | 1 | 04:46-05:00 | 1 | 1
|  | 2 | 1 | 05:01-05:15 | 1 | 1
|  | 2 | 1 | 05:16-05:30 | 1 | 1
|  | 2 | 1 | 05:31-05:45 | 1 | 1
|  | 2 | 1 | 05:46-06:00 | 1 | 1
|  | 2 | 1 | 06:01-06:15 | 1 | 1
|  | 2 | 1 | 06:16-06:30 | 1 | 1
|  | 2 | 1 | 06:31-06:45 | 1 | 1
|  | 2 | 1 | 06:46-07:00 | 1 | 1
|  | 2 | 1 | 07:01-07:15 | 1 | 1
|  | 2 | 1 | 07:16-07:30 | 1 | 1
|  | 2 | 1 | 07:31-07:45 | 1 | 1
|  | 2 | 1 | 07:46-08:00 | 1 | 1
|  | 2 | 1 | 08:01-08:15 | 1 | 1
|  | 2 | 1 | 08:16-08:30 | 1 | 1
|  | 2 | 1 | 08:31-08:45 | 1 | 1
|  | 2 | 1 | 08:46-09:00 | 1 | 1
|  | 2 | 1 | 09:01-09:15 | 1 | 1
|  | 2 | 1 | 09:16-09:30 | 1 | 1
|  | 2 | 1 | 09:31-09:45 | 1 | 1
|  | 2 | 1 | 09:46-10:00 | 1 | 1
|  | 2 | 1 | 10:01-10:15 | 1 | 1
|  | 2 | 1 | 10:16-10:30 | 1 | 1
|  | 2 | 1 | 10:31-10:45 | 1 | 1
|  | 2 | 1 | 10:46-11:00 | 1 | 1
|  | 2 | 1 | 11:01-11:15 | 1 | 1
|  | 2 | 1 | 11:16-11:30 | 1 | 1
|  | 2 | 1 | 11:31-11:45 | 1 | 1
|  | 2 | 1 | 11:46-12:00 | 1 | 1
|  | 2 | 1 | 12:01-12:15 | 1 | 1
|  | 2 | 1 | 12:16-12:30 | 1 | 1
|  | 2 | 1 | 12:31-12:45 | 1 | 1
|  | 2 | 1 | 12:46-13:00 | 1 | 1
|  | 2 | 1 | 13:01-13:15 | 1 | 1
|  | 2 | 1 | 13:16-13:30 | 1 | 1
|  | 2 | 1 | 13:31-13:45 | 1 | 1
|  | 2 | 1 | 13:46-14:00 | 1 | 1
|  | 2 | 1 | 14:01-14:15 | 1 | 1
|  | 2 | 1 | 14:16-14:30 | 1 | 1
|  | 2 | 1 | 14:31-14:45 | 1 | 1
|  | 2 | 1 | 14:46-15:00 | 1 | 1
|  | 2 | 1 | 15:01-15:15 | 1 | 1
|  | 2 | 1 | 15:16-15:30 | 1 | 1
|  | 2 | 1 | 15:31-15:45 | 1 | 1
|  | 2 | 1 | 15:46-16:00 | 1 | 1
|  | 2 | 1 | 16:01-16:15 | 1 | 1
|  | 2 | 1 | 16:16-16:30 | 1 | 1
|  | 2 | 1 | 16:31-16:45 | 1 | 1
|  | 2 | 1 | 16:46-17:00 | 1 | 1
|  | 2 | 1 | 17:01-17:15 | 1 | 1
|  | 2 | 1 | 17:16-17:30 | 1 | 1
|  | 2 | 1 | 17:31-17:45 | 1 | 1
|  | 2 | 1 | 17:46-18:00 | 1 | 1
|  | 2 | 1 | 18:01-18:15 | 1 | 1
|  | 2 | 1 | 18:16-18:30 | 1 | 1
|  | 2 | 1 | 18:31-18:45 | 1 | 1
|  | 2 | 1 | 18:46-19:00 | 1 | 1
|  | 2 | 1 | 19:01-19:15 | 1 | 1
|  | 2 | 1 | 19:16-19:30 | 1 | 1
|  | 2 | 1 | 19:31-19:45 | 1 | 1
|  | 2 | 1 | 19:46-20:00 | 1 | 1
|  | 2 | 1 | 20:01-20:15 | 1 | 1
|  | 2 | 1 | 20:16-20:30 | 1 | 1
|  | 2 | 1 | 20:31-20:45 | 1 | 1
|  | 2 | 1 | 20:46-21:00 | 1 | 1
|  | 2 | 1 | 21:01-21:15 | 1 | 1
|  | 2 | 1 | 21:16-21:30 | 1 | 1
|  | 2 | 1 | 21:31-21:45 | 1 | 1
|  | 2 | 1 | 21:46-22:00 | 1 | 1
|  | 2 | 1 | 22:01-22:15 | 1 | 1
|  | 2 | 1 | 22:16-22:30 | 1 | 1
|  | 2 | 1 | 22:31-22:45 | 1 | 1
|  | 2 | 1 | 22:46-23:00 | 1 | 1
|  | 2 | 1 | 23:01-23:15 | 1 | 1
|  | 2 | 1 | 23:16-23:30 | 1 | 1
|  | 2 | 1 | 23:31-23:45 | 1 | 1
|  | 2 | 1 | 23:46-24:00 | 1 | 1
|  | 2 | 2 | 00:01-00:15 | 1 | 1
|  | 2 | 2 | 00:16-00:30 | 1 | 1
|  | 2 | 2 | 00:31-00:45 | 1 | 1
|  | 2 | 2 | 00:46-01:00 | 1 | 1
|  | 2 | 2 | 01:01-01:15 | 1 | 1
|  | 2 | 2 | 01:16-01:30 | 1 | 1
|  | 2 | 2 | 01:31-01:45 | 1 | 1
|  | 2 | 2 | 01:46-02:00 | 1 | 1
|  | 2 | 2 | 02:01-02:15 | 1 | 1
|  | 2 | 2 | 02:16-02:30 | 1 | 1
|  | 2 | 2 | 02:31-02:45 | 1 | 1
|  | 2 | 2 | 02:46-03:00 | 1 | 1
|  | 2 | 2 | 03:01-03:15 | 1 | 1
|  | 2 | 2 | 03:16-03:30 | 1 | 1
|  | 2 | 2 | 03:31-03:45 | 1 | 1
|  | 2 | 2 | 03:46-04:00 | 1 | 1
|  | 2 | 2 | 04:01-04:15 | 1 | 1
|  | 2 | 2 | 04:16-04:30 | 1 | 1
|  | 2 | 2 | 04:31-04:45 | 1 | 1
|  | 2 | 2 | 04:46-05:00 | 1 | 1
|  | 2 | 2 | 05:01-05:15 | 1 | 1
|  | 2 | 2 | 05:16-05:30 | 1 | 1
|  | 2 | 2 | 05:31-05:45 | 1 | 1
|  | 2 | 2 | 05:46-06:00 | 1 | 1
|  | 2 | 2 | 06:01-06:15 | 1 | 1
|  | 2 | 2 | 06:16-06:30 | 1 | 1
|  | 2 | 2 | 06:31-06:45 | 1 | 1
|  | 2 | 2 | 06:46-07:00 | 1 | 1
|  | 2 | 2 | 07:01-07:15 | 1 | 1
|  | 2 | 2 | 07:16-07:30 | 1 | 1
|  | 2 | 2 | 07:31-07:45 | 1 | 1
|  | 2 | 2 | 07:46-08:00 | 1 | 1
|  | 2 | 2 | 08:01-08:15 | 1 | 1
|  | 2 | 2 | 08:16-08:30 | 1 | 1
|  | 2 | 2 | 08:31-08:45 | 1 | 1
|  | 2 | 2 | 08:46-09:00 | 1 | 1
|  | 2 | 2 | 09:01-09:15 | 1 | 1
|  | 2 | 2 | 09:16-09:30 | 1 | 1
|  | 2 | 2 | 09:31-09:45 | 1 | 1
|  | 2 | 2 | 09:46-10:00 | 1 | 1
|  | 2 | 2 | 10:01-10:15 | 1 | 1
|  | 2 | 2 | 10:16-10:30 | 1 | 1
|  | 2 | 2 | 10:31-10:45 | 1 | 1
|  | 2 | 2 | 10:46-11:00 | 1 | 1
|  | 2 | 2 | 11:01-11:15 | 1 | 1
|  | 2 | 2 | 11:16-11:30 | 1 | 1
|  | 2 | 2 | 11:31-11:45 | 1 | 1
|  | 2 | 2 | 11:46-12:00 | 1 | 1
|  | 2 | 2 | 12:01-12:15 | 1 | 1
|  | 2 | 2 | 12:16-12:30 | 1 | 1
|  | 2 | 2 | 12:31-12:45 | 1 | 1
|  | 2 | 2 | 12:46-13:00 | 1 | 1
|  | 2 | 2 | 13:01-13:15 | 1 | 1
|  | 2 | 2 | 13:16-13:30 | 1 | 1
|  | 2 | 2 | 13:31-13:45 | 1 | 1
|  | 2 | 2 | 13:46-14:00 | 1 | 1
|  | 2 | 2 | 14:01-14:15 | 1 | 1
|  | 2 | 2 | 14:16-14:30 | 1 | 1
|  | 2 | 2 | 14:31-14:45 | 1 | 1
|  | 2 | 2 | 14:46-15:00 | 1 | 1
|  | 2 | 2 | 15:01-15:15 | 1 | 1
|  | 2 | 2 | 15:16-15:30 | 1 | 1
|  | 2 | 2 | 15:31-15:45 | 1 | 1
|  | 2 | 2 | 15:46-16:00 | 1 | 1
|  | 2 | 2 | 16:01-16:15 | 1 | 1
|  | 2 | 2 | 16:16-16:30 | 1 | 1
|  | 2 | 2 | 16:31-16:45 | 1 | 1
|  | 2 | 2 | 16:46-17:00 | 1 | 1
|  | 2 | 2 | 17:01-17:15 | 1 | 1
|  | 2 | 2 | 17:16-17:30 | 1 | 1
|  | 2 | 2 | 17:31-17:45 | 1 | 1
|  | 2 | 2 | 17:46-18:00 | 1 | 1
|  | 2 | 2 | 18:01-18:15 | 1 | 1
|  | 2 | 2 | 18:16-18:30 | 1 | 1
|  | 2 | 2 | 18:31-18:45 | 1 | 1
|  | 2 | 2 | 18:46-19:00 | 1 | 1
|  | 2 | 2 | 19:01-19:15 | 1 | 1
|  | 2 | 2 | 19:16-19:30 | 1 | 1
|  | 2 | 2 | 19:31-19:45 | 1 | 1
|  | 2 | 2 | 19:46-20:00 | 1 | 1
|  | 2 | 2 | 20:01-20:15 | 1 | 1
|  | 2 | 2 | 20:16-20:30 | 1 | 1
|  | 2 | 2 | 20:31-20:45 | 1 | 1
|  | 2 | 2 | 20:46-21:00 | 1 | 1
|  | 2 | 2 | 21:01-21:15 | 1 | 1
|  | 2 | 2 | 21:16-21:30 | 1 | 1
|  | 2 | 2 | 21:31-21:45 | 1 | 1
|  | 2 | 2 | 21:46-22:00 | 1 | 1
|  | 2 | 2 | 22:01-22:15 | 1 | 1
|  | 2 | 2 | 22:16-22:30 | 1 | 1
|  | 2 | 2 | 22:31-22:45 | 1 | 1
|  | 2 | 2 | 22:46-23:00 | 1 | 1
|  | 2 | 2 | 23:01-23:15 | 1 | 1
|  | 2 | 2 | 23:16-23:30 | 1 | 1
|  | 2 | 2 | 23:31-23:45 | 1 | 1
|  | 2 | 2 | 23:46-24:00 | 1 | 1
|  | 2 | 3 | 00:01-00:15 | 1 | 1
|  | 2 | 3 | 00:16-00:30 | 1 | 1
|  | 2 | 3 | 00:31-00:45 | 1 | 1
|  | 2 | 3 | 00:46-01:00 | 1 | 1
|  | 2 | 3 | 01:01-01:15 | 1 | 1
|  | 2 | 3 | 01:16-01:30 | 1 | 1
|  | 2 | 3 | 01:31-01:45 | 1 | 1
|  | 2 | 3 | 01:46-02:00 | 1 | 1
|  | 2 | 3 | 02:01-02:15 | 1 | 1
|  | 2 | 3 | 02:16-02:30 | 1 | 1
|  | 2 | 3 | 02:31-02:45 | 1 | 1
|  | 2 | 3 | 02:46-03:00 | 1 | 1
|  | 2 | 3 | 03:01-03:15 | 1 | 1
|  | 2 | 3 | 03:16-03:30 | 1 | 1
|  | 2 | 3 | 03:31-03:45 | 1 | 1
|  | 2 | 3 | 03:46-04:00 | 1 | 1
|  | 2 | 3 | 04:01-04:15 | 1 | 1
|  | 2 | 3 | 04:16-04:30 | 1 | 1
|  | 2 | 3 | 04:31-04:45 | 1 | 1
|  | 2 | 3 | 04:46-05:00 | 1 | 1
|  | 2 | 3 | 05:01-05:15 | 1 | 1
|  | 2 | 3 | 05:16-05:30 | 1 | 1
|  | 2 | 3 | 05:31-05:45 | 1 | 1
|  | 2 | 3 | 05:46-06:00 | 1 | 1
|  | 2 | 3 | 06:01-06:15 | 1 | 1
|  | 2 | 3 | 06:16-06:30 | 1 | 1
|  | 2 | 3 | 06:31-06:45 | 1 | 1
|  | 2 | 3 | 06:46-07:00 | 1 | 1
|  | 2 | 3 | 07:01-07:15 | 1 | 1
|  | 2 | 3 | 07:16-07:30 | 1 | 1
|  | 2 | 3 | 07:31-07:45 | 1 | 1
|  | 2 | 3 | 07:46-08:00 | 1 | 1
|  | 2 | 3 | 08:01-08:15 | 1 | 1
|  | 2 | 3 | 08:16-08:30 | 1 | 1
|  | 2 | 3 | 08:31-08:45 | 1 | 1
|  | 2 | 3 | 08:46-09:00 | 1 | 1
|  | 2 | 3 | 09:01-09:15 | 1 | 1
|  | 2 | 3 | 09:16-09:30 | 1 | 1
|  | 2 | 3 | 09:31-09:45 | 1 | 1
|  | 2 | 3 | 09:46-10:00 | 1 | 1
|  | 2 | 3 | 10:01-10:15 | 1 | 1
|  | 2 | 3 | 10:16-10:30 | 1 | 1
|  | 2 | 3 | 10:31-10:45 | 1 | 1
|  | 2 | 3 | 10:46-11:00 | 1 | 1
|  | 2 | 3 | 11:01-11:15 | 1 | 1
|  | 2 | 3 | 11:16-11:30 | 1 | 1
|  | 2 | 3 | 11:31-11:45 | 1 | 1
|  | 2 | 3 | 11:46-12:00 | 1 | 1
|  | 2 | 3 | 12:01-12:15 | 1 | 1
|  | 2 | 3 | 12:16-12:30 | 1 | 1
|  | 2 | 3 | 12:31-12:45 | 1 | 1
|  | 2 | 3 | 12:46-13:00 | 1 | 1
|  | 2 | 3 | 13:01-13:15 | 1 | 1
|  | 2 | 3 | 13:16-13:30 | 1 | 1
|  | 2 | 3 | 13:31-13:45 | 1 | 1
|  | 2 | 3 | 13:46-14:00 | 1 | 1
|  | 2 | 3 | 14:01-14:15 | 1 | 1
|  | 2 | 3 | 14:16-14:30 | 1 | 1
|  | 2 | 3 | 14:31-14:45 | 1 | 1
|  | 2 | 3 | 14:46-15:00 | 1 | 1
|  | 2 | 3 | 15:01-15:15 | 1 | 1
|  | 2 | 3 | 15:16-15:30 | 1 | 1
|  | 2 | 3 | 15:31-15:45 | 1 | 1
|  | 2 | 3 | 15:46-16:00 | 1 | 1
|  | 2 | 3 | 16:01-16:15 | 1 | 1
|  | 2 | 3 | 16:16-16:30 | 1 | 1
|  | 2 | 3 | 16:31-16:45 | 1 | 1
|  | 2 | 3 | 16:46-17:00 | 1 | 1
|  | 2 | 3 | 17:01-17:15 | 1 | 1
|  | 2 | 3 | 17:16-17:30 | 1 | 1
|  | 2 | 3 | 17:31-17:45 | 1 | 1
|  | 2 | 3 | 17:46-18:00 | 1 | 1
|  | 2 | 3 | 18:01-18:15 | 1 | 1
|  | 2 | 3 | 18:16-18:30 | 1 | 1
|  | 2 | 3 | 18:31-18:45 | 1 | 1
|  | 2 | 3 | 18:46-19:00 | 1 | 1
|  | 2 | 3 | 19:01-19:15 | 1 | 1
|  | 2 | 3 | 19:16-19:30 | 1 | 1
|  | 2 | 3 | 19:31-19:45 | 1 | 1
|  | 2 | 3 | 19:46-20:00 | 1 | 1
|  | 2 | 3 | 20:01-20:15 | 1 | 1
|  | 2 | 3 | 20:16-20:30 | 1 | 1
|  | 2 | 3 | 20:31-20:45 | 1 | 1
|  | 2 | 3 | 20:46-21:00 | 1 | 1
|  | 2 | 3 | 21:01-21:15 | 1 | 1
|  | 2 | 3 | 21:16-21:30 | 1 | 1
|  | 2 | 3 | 21:31-21:45 | 1 | 1
|  | 2 | 3 | 21:46-22:00 | 1 | 1
|  | 2 | 3 | 22:01-22:15 | 1 | 1
|  | 2 | 3 | 22:16-22:30 | 1 | 1
|  | 2 | 3 | 22:31-22:45 | 1 | 1
|  | 2 | 3 | 22:46-23:00 | 1 | 1
|  | 2 | 3 | 23:01-23:15 | 1 | 1
|  | 2 | 3 | 23:16-23:30 | 1 | 1
|  | 2 | 3 | 23:31-23:45 | 1 | 1
|  | 2 | 3 | 23:46-24:00 | 1 | 1
|  | 2 | 4 | 00:01-00:15 | 0 | 1
|  | 2 | 4 | 00:16-00:30 | 0 | 1
|  | 2 | 4 | 00:31-00:45 | 0 | 1
|  | 2 | 4 | 00:46-01:00 | 0 | 1
|  | 2 | 4 | 01:01-01:15 | 0 | 1
|  | 2 | 4 | 01:16-01:30 | 0 | 1
|  | 2 | 4 | 01:31-01:45 | 0 | 1
|  | 2 | 4 | 01:46-02:00 | 0 | 1
|  | 2 | 4 | 02:01-02:15 | 0 | 1
|  | 2 | 4 | 02:16-02:30 | 0 | 1
|  | 2 | 4 | 02:31-02:45 | 0 | 1
|  | 2 | 4 | 02:46-03:00 | 0 | 1
|  | 2 | 4 | 03:01-03:15 | 0 | 1
|  | 2 | 4 | 03:16-03:30 | 0 | 1
|  | 2 | 4 | 03:31-03:45 | 0 | 1
|  | 2 | 4 | 03:46-04:00 | 0 | 1
|  | 2 | 4 | 04:01-04:15 | 0 | 1
|  | 2 | 4 | 04:16-04:30 | 0 | 1
|  | 2 | 4 | 04:31-04:45 | 0 | 1
|  | 2 | 4 | 04:46-05:00 | 0 | 1
|  | 2 | 4 | 05:01-05:15 | 0 | 1
|  | 2 | 4 | 05:16-05:30 | 0 | 1
|  | 2 | 4 | 05:31-05:45 | 0 | 1
|  | 2 | 4 | 05:46-06:00 | 0 | 1
|  | 2 | 4 | 06:01-06:15 | 0 | 1
|  | 2 | 4 | 06:16-06:30 | 0 | 1
|  | 2 | 4 | 06:31-06:45 | 0 | 1
|  | 2 | 4 | 06:46-07:00 | 0 | 1
|  | 2 | 4 | 07:01-07:15 | 0 | 1
|  | 2 | 4 | 07:16-07:30 | 0 | 1
|  | 2 | 4 | 07:31-07:45 | 0 | 1
|  | 2 | 4 | 07:46-08:00 | 0 | 1
|  | 2 | 4 | 08:01-08:15 | 0 | 1
|  | 2 | 4 | 08:16-08:30 | 0 | 1
|  | 2 | 4 | 08:31-08:45 | 0 | 1
|  | 2 | 4 | 08:46-09:00 | 0 | 1
|  | 2 | 4 | 09:01-09:15 | 0 | 1
|  | 2 | 4 | 09:16-09:30 | 0 | 1
|  | 2 | 4 | 09:31-09:45 | 0 | 1
|  | 2 | 4 | 09:46-10:00 | 0 | 1
|  | 2 | 4 | 10:01-10:15 | 0 | 1
|  | 2 | 4 | 10:16-10:30 | 0 | 1
|  | 2 | 4 | 10:31-10:45 | 0 | 1
|  | 2 | 4 | 10:46-11:00 | 0 | 1
|  | 2 | 4 | 11:01-11:15 | 0 | 1
|  | 2 | 4 | 11:16-11:30 | 0 | 1
|  | 2 | 4 | 11:31-11:45 | 0 | 1
|  | 2 | 4 | 11:46-12:00 | 0 | 1
|  | 2 | 4 | 12:01-12:15 | 0 | 1
|  | 2 | 4 | 12:16-12:30 | 0 | 1
|  | 2 | 4 | 12:31-12:45 | 0 | 1
|  | 2 | 4 | 12:46-13:00 | 0 | 1
|  | 2 | 4 | 13:01-13:15 | 0 | 1
|  | 2 | 4 | 13:16-13:30 | 0 | 1
|  | 2 | 4 | 13:31-13:45 | 0 | 1
|  | 2 | 4 | 13:46-14:00 | 0 | 1
|  | 2 | 4 | 14:01-14:15 | 0 | 1
|  | 2 | 4 | 14:16-14:30 | 0 | 1
|  | 2 | 4 | 14:31-14:45 | 0 | 1
|  | 2 | 4 | 14:46-15:00 | 0 | 1
|  | 2 | 4 | 15:01-15:15 | 0 | 1
|  | 2 | 4 | 15:16-15:30 | 0 | 1
|  | 2 | 4 | 15:31-15:45 | 0 | 1
|  | 2 | 4 | 15:46-16:00 | 0 | 1
|  | 2 | 4 | 16:01-16:15 | 0 | 1
|  | 2 | 4 | 16:16-16:30 | 0 | 1
|  | 2 | 4 | 16:31-16:45 | 0 | 1
|  | 2 | 4 | 16:46-17:00 | 0 | 1
|  | 2 | 4 | 17:01-17:15 | 0 | 1
|  | 2 | 4 | 17:16-17:30 | 0 | 1
|  | 2 | 4 | 17:31-17:45 | 0 | 1
|  | 2 | 4 | 17:46-18:00 | 0 | 1
|  | 2 | 4 | 18:01-18:15 | 0 | 1
|  | 2 | 4 | 18:16-18:30 | 0 | 1
|  | 2 | 4 | 18:31-18:45 | 0 | 1
|  | 2 | 4 | 18:46-19:00 | 0 | 1
|  | 2 | 4 | 19:01-19:15 | 0 | 1
|  | 2 | 4 | 19:16-19:30 | 0 | 1
|  | 2 | 4 | 19:31-19:45 | 0 | 1
|  | 2 | 4 | 19:46-20:00 | 0 | 1
|  | 2 | 4 | 20:01-20:15 | 0 | 1
|  | 2 | 4 | 20:16-20:30 | 0 | 1
|  | 2 | 4 | 20:31-20:45 | 0 | 1
|  | 2 | 4 | 20:46-21:00 | 0 | 1
|  | 2 | 4 | 21:01-21:15 | 0 | 1
|  | 2 | 4 | 21:16-21:30 | 0 | 1
|  | 2 | 4 | 21:31-21:45 | 0 | 1
|  | 2 | 4 | 21:46-22:00 | 0 | 1
|  | 2 | 4 | 22:01-22:15 | 0 | 1
|  | 2 | 4 | 22:16-22:30 | 0 | 1
|  | 2 | 4 | 22:31-22:45 | 0 | 1
|  | 2 | 4 | 22:46-23:00 | 0 | 1
|  | 2 | 4 | 23:01-23:15 | 0 | 1
|  | 2 | 4 | 23:16-23:30 | 0 | 1
|  | 2 | 4 | 23:31-23:45 | 0 | 1
|  | 2 | 4 | 23:46-24:00 | 0 | 1
|  | 2 | 5 | 00:01-00:15 | 0 | 1
|  | 2 | 5 | 00:16-00:30 | 0 | 1
|  | 2 | 5 | 00:31-00:45 | 0 | 1
|  | 2 | 5 | 00:46-01:00 | 0 | 1
|  | 2 | 5 | 01:01-01:15 | 0 | 1
|  | 2 | 5 | 01:16-01:30 | 0 | 1
|  | 2 | 5 | 01:31-01:45 | 0 | 1
|  | 2 | 5 | 01:46-02:00 | 0 | 1
|  | 2 | 5 | 02:01-02:15 | 0 | 1
|  | 2 | 5 | 02:16-02:30 | 0 | 1
|  | 2 | 5 | 02:31-02:45 | 0 | 1
|  | 2 | 5 | 02:46-03:00 | 0 | 1
|  | 2 | 5 | 03:01-03:15 | 0 | 1
|  | 2 | 5 | 03:16-03:30 | 0 | 1
|  | 2 | 5 | 03:31-03:45 | 0 | 1
|  | 2 | 5 | 03:46-04:00 | 0 | 1
|  | 2 | 5 | 04:01-04:15 | 0 | 1
|  | 2 | 5 | 04:16-04:30 | 0 | 1
|  | 2 | 5 | 04:31-04:45 | 0 | 1
|  | 2 | 5 | 04:46-05:00 | 0 | 1
|  | 2 | 5 | 05:01-05:15 | 0 | 1
|  | 2 | 5 | 05:16-05:30 | 0 | 1
|  | 2 | 5 | 05:31-05:45 | 0 | 1
|  | 2 | 5 | 05:46-06:00 | 0 | 1
|  | 2 | 5 | 06:01-06:15 | 0 | 1
|  | 2 | 5 | 06:16-06:30 | 0 | 1
|  | 2 | 5 | 06:31-06:45 | 0 | 1
|  | 2 | 5 | 06:46-07:00 | 0 | 1
|  | 2 | 5 | 07:01-07:15 | 0 | 1
|  | 2 | 5 | 07:16-07:30 | 0 | 1
|  | 2 | 5 | 07:31-07:45 | 0 | 1
|  | 2 | 5 | 07:46-08:00 | 0 | 1
|  | 2 | 5 | 08:01-08:15 | 0 | 1
|  | 2 | 5 | 08:16-08:30 | 0 | 1
|  | 2 | 5 | 08:31-08:45 | 0 | 1
|  | 2 | 5 | 08:46-09:00 | 0 | 1
|  | 2 | 5 | 09:01-09:15 | 0 | 1
|  | 2 | 5 | 09:16-09:30 | 0 | 1
|  | 2 | 5 | 09:31-09:45 | 0 | 1
|  | 2 | 5 | 09:46-10:00 | 0 | 1
|  | 2 | 5 | 10:01-10:15 | 0 | 1
|  | 2 | 5 | 10:16-10:30 | 0 | 1
|  | 2 | 5 | 10:31-10:45 | 0 | 1
|  | 2 | 5 | 10:46-11:00 | 0 | 1
|  | 2 | 5 | 11:01-11:15 | 0 | 1
|  | 2 | 5 | 11:16-11:30 | 0 | 1
|  | 2 | 5 | 11:31-11:45 | 0 | 1
|  | 2 | 5 | 11:46-12:00 | 0 | 1
|  | 2 | 5 | 12:01-12:15 | 0 | 1
|  | 2 | 5 | 12:16-12:30 | 0 | 1
|  | 2 | 5 | 12:31-12:45 | 0 | 1
|  | 2 | 5 | 12:46-13:00 | 0 | 1
|  | 2 | 5 | 13:01-13:15 | 0 | 1
|  | 2 | 5 | 13:16-13:30 | 0 | 1
|  | 2 | 5 | 13:31-13:45 | 0 | 1
|  | 2 | 5 | 13:46-14:00 | 0 | 1
|  | 2 | 5 | 14:01-14:15 | 0 | 1
|  | 2 | 5 | 14:16-14:30 | 0 | 1
|  | 2 | 5 | 14:31-14:45 | 0 | 1
|  | 2 | 5 | 14:46-15:00 | 0 | 1
|  | 2 | 5 | 15:01-15:15 | 0 | 1
|  | 2 | 5 | 15:16-15:30 | 0 | 1
|  | 2 | 5 | 15:31-15:45 | 0 | 1
|  | 2 | 5 | 15:46-16:00 | 0 | 1
|  | 2 | 5 | 16:01-16:15 | 0 | 1
|  | 2 | 5 | 16:16-16:30 | 0 | 1
|  | 2 | 5 | 16:31-16:45 | 0 | 1
|  | 2 | 5 | 16:46-17:00 | 0 | 1
|  | 2 | 5 | 17:01-17:15 | 0 | 1
|  | 2 | 5 | 17:16-17:30 | 0 | 1
|  | 2 | 5 | 17:31-17:45 | 0 | 1
|  | 2 | 5 | 17:46-18:00 | 0 | 1
|  | 2 | 5 | 18:01-18:15 | 0 | 1
|  | 2 | 5 | 18:16-18:30 | 0 | 1
|  | 2 | 5 | 18:31-18:45 | 0 | 1
|  | 2 | 5 | 18:46-19:00 | 0 | 1
|  | 2 | 5 | 19:01-19:15 | 0 | 1
|  | 2 | 5 | 19:16-19:30 | 0 | 1
|  | 2 | 5 | 19:31-19:45 | 0 | 1
|  | 2 | 5 | 19:46-20:00 | 0 | 1
|  | 2 | 5 | 20:01-20:15 | 0 | 1
|  | 2 | 5 | 20:16-20:30 | 0 | 1
|  | 2 | 5 | 20:31-20:45 | 0 | 1
|  | 2 | 5 | 20:46-21:00 | 0 | 1
|  | 2 | 5 | 21:01-21:15 | 0 | 1
|  | 2 | 5 | 21:16-21:30 | 0 | 1
|  | 2 | 5 | 21:31-21:45 | 0 | 1
|  | 2 | 5 | 21:46-22:00 | 0 | 1
|  | 2 | 5 | 22:01-22:15 | 0 | 1
|  | 2 | 5 | 22:16-22:30 | 0 | 1
|  | 2 | 5 | 22:31-22:45 | 0 | 1
|  | 2 | 5 | 22:46-23:00 | 0 | 1
|  | 2 | 5 | 23:01-23:15 | 0 | 1
|  | 2 | 5 | 23:16-23:30 | 0 | 1
|  | 2 | 5 | 23:31-23:45 | 0 | 1
|  | 2 | 5 | 23:46-24:00 | 0 | 1
|  | 2 | 6 | 00:01-00:15 | 1 | 1
|  | 2 | 6 | 00:16-00:30 | 1 | 1
|  | 2 | 6 | 00:31-00:45 | 1 | 1
|  | 2 | 6 | 00:46-01:00 | 1 | 1
|  | 2 | 6 | 01:01-01:15 | 1 | 1
|  | 2 | 6 | 01:16-01:30 | 1 | 1
|  | 2 | 6 | 01:31-01:45 | 1 | 1
|  | 2 | 6 | 01:46-02:00 | 1 | 1
|  | 2 | 6 | 02:01-02:15 | 1 | 1
|  | 2 | 6 | 02:16-02:30 | 1 | 1
|  | 2 | 6 | 02:31-02:45 | 1 | 1
|  | 2 | 6 | 02:46-03:00 | 1 | 1
|  | 2 | 6 | 03:01-03:15 | 1 | 1
|  | 2 | 6 | 03:16-03:30 | 1 | 1
|  | 2 | 6 | 03:31-03:45 | 1 | 1
|  | 2 | 6 | 03:46-04:00 | 1 | 1
|  | 2 | 6 | 04:01-04:15 | 1 | 1
|  | 2 | 6 | 04:16-04:30 | 1 | 1
|  | 2 | 6 | 04:31-04:45 | 1 | 1
|  | 2 | 6 | 04:46-05:00 | 1 | 1
|  | 2 | 6 | 05:01-05:15 | 1 | 1
|  | 2 | 6 | 05:16-05:30 | 1 | 1
|  | 2 | 6 | 05:31-05:45 | 1 | 1
|  | 2 | 6 | 05:46-06:00 | 1 | 1
|  | 2 | 6 | 06:01-06:15 | 1 | 1
|  | 2 | 6 | 06:16-06:30 | 1 | 1
|  | 2 | 6 | 06:31-06:45 | 1 | 1
|  | 2 | 6 | 06:46-07:00 | 1 | 1
|  | 2 | 6 | 07:01-07:15 | 1 | 1
|  | 2 | 6 | 07:16-07:30 | 1 | 1
|  | 2 | 6 | 07:31-07:45 | 1 | 1
|  | 2 | 6 | 07:46-08:00 | 1 | 1
|  | 2 | 6 | 08:01-08:15 | 1 | 1
|  | 2 | 6 | 08:16-08:30 | 1 | 1
|  | 2 | 6 | 08:31-08:45 | 1 | 1
|  | 2 | 6 | 08:46-09:00 | 1 | 1
|  | 2 | 6 | 09:01-09:15 | 1 | 1
|  | 2 | 6 | 09:16-09:30 | 1 | 1
|  | 2 | 6 | 09:31-09:45 | 1 | 1
|  | 2 | 6 | 09:46-10:00 | 1 | 1
|  | 2 | 6 | 10:01-10:15 | 1 | 1
|  | 2 | 6 | 10:16-10:30 | 1 | 1
|  | 2 | 6 | 10:31-10:45 | 1 | 1
|  | 2 | 6 | 10:46-11:00 | 1 | 1
|  | 2 | 6 | 11:01-11:15 | 1 | 1
|  | 2 | 6 | 11:16-11:30 | 1 | 1
|  | 2 | 6 | 11:31-11:45 | 1 | 1
|  | 2 | 6 | 11:46-12:00 | 1 | 1
|  | 2 | 6 | 12:01-12:15 | 1 | 1
|  | 2 | 6 | 12:16-12:30 | 1 | 1
|  | 2 | 6 | 12:31-12:45 | 1 | 1
|  | 2 | 6 | 12:46-13:00 | 1 | 1
|  | 2 | 6 | 13:01-13:15 | 1 | 1
|  | 2 | 6 | 13:16-13:30 | 1 | 1
|  | 2 | 6 | 13:31-13:45 | 1 | 1
|  | 2 | 6 | 13:46-14:00 | 1 | 1
|  | 2 | 6 | 14:01-14:15 | 1 | 1
|  | 2 | 6 | 14:16-14:30 | 1 | 1
|  | 2 | 6 | 14:31-14:45 | 1 | 1
|  | 2 | 6 | 14:46-15:00 | 1 | 1
|  | 2 | 6 | 15:01-15:15 | 1 | 1
|  | 2 | 6 | 15:16-15:30 | 1 | 1
|  | 2 | 6 | 15:31-15:45 | 1 | 1
|  | 2 | 6 | 15:46-16:00 | 1 | 1
|  | 2 | 6 | 16:01-16:15 | 1 | 1
|  | 2 | 6 | 16:16-16:30 | 1 | 1
|  | 2 | 6 | 16:31-16:45 | 1 | 1
|  | 2 | 6 | 16:46-17:00 | 1 | 1
|  | 2 | 6 | 17:01-17:15 | 1 | 1
|  | 2 | 6 | 17:16-17:30 | 1 | 1
|  | 2 | 6 | 17:31-17:45 | 1 | 1
|  | 2 | 6 | 17:46-18:00 | 1 | 1
|  | 2 | 6 | 18:01-18:15 | 1 | 1
|  | 2 | 6 | 18:16-18:30 | 1 | 1
|  | 2 | 6 | 18:31-18:45 | 1 | 1
|  | 2 | 6 | 18:46-19:00 | 1 | 1
|  | 2 | 6 | 19:01-19:15 | 1 | 1
|  | 2 | 6 | 19:16-19:30 | 1 | 1
|  | 2 | 6 | 19:31-19:45 | 1 | 1
|  | 2 | 6 | 19:46-20:00 | 1 | 1
|  | 2 | 6 | 20:01-20:15 | 1 | 1
|  | 2 | 6 | 20:16-20:30 | 1 | 1
|  | 2 | 6 | 20:31-20:45 | 1 | 1
|  | 2 | 6 | 20:46-21:00 | 1 | 1
|  | 2 | 6 | 21:01-21:15 | 1 | 1
|  | 2 | 6 | 21:16-21:30 | 1 | 1
|  | 2 | 6 | 21:31-21:45 | 1 | 1
|  | 2 | 6 | 21:46-22:00 | 1 | 1
|  | 2 | 6 | 22:01-22:15 | 1 | 1
|  | 2 | 6 | 22:16-22:30 | 1 | 1
|  | 2 | 6 | 22:31-22:45 | 1 | 1
|  | 2 | 6 | 22:46-23:00 | 1 | 1
|  | 2 | 6 | 23:01-23:15 | 1 | 1
|  | 2 | 6 | 23:16-23:30 | 1 | 1
|  | 2 | 6 | 23:31-23:45 | 1 | 1
|  | 2 | 6 | 23:46-24:00 | 1 | 1
|  | 2 | 7 | 00:01-00:15 | 1 | 1
|  | 2 | 7 | 00:16-00:30 | 1 | 1
|  | 2 | 7 | 00:31-00:45 | 1 | 1
|  | 2 | 7 | 00:46-01:00 | 1 | 1
|  | 2 | 7 | 01:01-01:15 | 1 | 1
|  | 2 | 7 | 01:16-01:30 | 1 | 1
|  | 2 | 7 | 01:31-01:45 | 1 | 1
|  | 2 | 7 | 01:46-02:00 | 1 | 1
|  | 2 | 7 | 02:01-02:15 | 1 | 1
|  | 2 | 7 | 02:16-02:30 | 1 | 1
|  | 2 | 7 | 02:31-02:45 | 1 | 1
|  | 2 | 7 | 02:46-03:00 | 1 | 1
|  | 2 | 7 | 03:01-03:15 | 1 | 1
|  | 2 | 7 | 03:16-03:30 | 1 | 1
|  | 2 | 7 | 03:31-03:45 | 1 | 1
|  | 2 | 7 | 03:46-04:00 | 1 | 1
|  | 2 | 7 | 04:01-04:15 | 1 | 1
|  | 2 | 7 | 04:16-04:30 | 1 | 1
|  | 2 | 7 | 04:31-04:45 | 1 | 1
|  | 2 | 7 | 04:46-05:00 | 1 | 1
|  | 2 | 7 | 05:01-05:15 | 1 | 1
|  | 2 | 7 | 05:16-05:30 | 1 | 1
|  | 2 | 7 | 05:31-05:45 | 1 | 1
|  | 2 | 7 | 05:46-06:00 | 1 | 1
|  | 2 | 7 | 06:01-06:15 | 1 | 1
|  | 2 | 7 | 06:16-06:30 | 1 | 1
|  | 2 | 7 | 06:31-06:45 | 1 | 1
|  | 2 | 7 | 06:46-07:00 | 1 | 1
|  | 2 | 7 | 07:01-07:15 | 1 | 1
|  | 2 | 7 | 07:16-07:30 | 1 | 1
|  | 2 | 7 | 07:31-07:45 | 1 | 1
|  | 2 | 7 | 07:46-08:00 | 1 | 1
|  | 2 | 7 | 08:01-08:15 | 1 | 1
|  | 2 | 7 | 08:16-08:30 | 1 | 1
|  | 2 | 7 | 08:31-08:45 | 1 | 1
|  | 2 | 7 | 08:46-09:00 | 1 | 1
|  | 2 | 7 | 09:01-09:15 | 1 | 1
|  | 2 | 7 | 09:16-09:30 | 1 | 1
|  | 2 | 7 | 09:31-09:45 | 1 | 1
|  | 2 | 7 | 09:46-10:00 | 1 | 1
|  | 2 | 7 | 10:01-10:15 | 1 | 1
|  | 2 | 7 | 10:16-10:30 | 1 | 1
|  | 2 | 7 | 10:31-10:45 | 1 | 1
|  | 2 | 7 | 10:46-11:00 | 1 | 1
|  | 2 | 7 | 11:01-11:15 | 1 | 1
|  | 2 | 7 | 11:16-11:30 | 1 | 1
|  | 2 | 7 | 11:31-11:45 | 1 | 1
|  | 2 | 7 | 11:46-12:00 | 1 | 1
|  | 2 | 7 | 12:01-12:15 | 1 | 1
|  | 2 | 7 | 12:16-12:30 | 1 | 1
|  | 2 | 7 | 12:31-12:45 | 1 | 1
|  | 2 | 7 | 12:46-13:00 | 1 | 1
|  | 2 | 7 | 13:01-13:15 | 1 | 1
|  | 2 | 7 | 13:16-13:30 | 1 | 1
|  | 2 | 7 | 13:31-13:45 | 1 | 1
|  | 2 | 7 | 13:46-14:00 | 1 | 1
|  | 2 | 7 | 14:01-14:15 | 1 | 1
|  | 2 | 7 | 14:16-14:30 | 1 | 1
|  | 2 | 7 | 14:31-14:45 | 1 | 1
|  | 2 | 7 | 14:46-15:00 | 1 | 1
|  | 2 | 7 | 15:01-15:15 | 1 | 1
|  | 2 | 7 | 15:16-15:30 | 1 | 1
|  | 2 | 7 | 15:31-15:45 | 1 | 1
|  | 2 | 7 | 15:46-16:00 | 1 | 1
|  | 2 | 7 | 16:01-16:15 | 1 | 1
|  | 2 | 7 | 16:16-16:30 | 1 | 1
|  | 2 | 7 | 16:31-16:45 | 1 | 1
|  | 2 | 7 | 16:46-17:00 | 1 | 1
|  | 2 | 7 | 17:01-17:15 | 1 | 1
|  | 2 | 7 | 17:16-17:30 | 1 | 1
|  | 2 | 7 | 17:31-17:45 | 1 | 1
|  | 2 | 7 | 17:46-18:00 | 1 | 1
|  | 2 | 7 | 18:01-18:15 | 1 | 1
|  | 2 | 7 | 18:16-18:30 | 1 | 1
|  | 2 | 7 | 18:31-18:45 | 1 | 1
|  | 2 | 7 | 18:46-19:00 | 1 | 1
|  | 2 | 7 | 19:01-19:15 | 1 | 1
|  | 2 | 7 | 19:16-19:30 | 1 | 1
|  | 2 | 7 | 19:31-19:45 | 1 | 1
|  | 2 | 7 | 19:46-20:00 | 1 | 1
|  | 2 | 7 | 20:01-20:15 | 1 | 1
|  | 2 | 7 | 20:16-20:30 | 1 | 1
|  | 2 | 7 | 20:31-20:45 | 1 | 1
|  | 2 | 7 | 20:46-21:00 | 1 | 1
|  | 2 | 7 | 21:01-21:15 | 1 | 1
|  | 2 | 7 | 21:16-21:30 | 1 | 1
|  | 2 | 7 | 21:31-21:45 | 1 | 1
|  | 2 | 7 | 21:46-22:00 | 1 | 1
|  | 2 | 7 | 22:01-22:15 | 1 | 1
|  | 2 | 7 | 22:16-22:30 | 1 | 1
|  | 2 | 7 | 22:31-22:45 | 1 | 1
|  | 2 | 7 | 22:46-23:00 | 1 | 1
|  | 2 | 7 | 23:01-23:15 | 1 | 1
|  | 2 | 7 | 23:16-23:30 | 1 | 1
|  | 2 | 7 | 23:31-23:45 | 1 | 1
|  | 2 | 7 | 23:46-24:00 | 1 | 1
|  | 2 | 8 | 00:01-00:15 | 1 | 1
|  | 2 | 8 | 00:16-00:30 | 1 | 1
|  | 2 | 8 | 00:31-00:45 | 1 | 1
|  | 2 | 8 | 00:46-01:00 | 1 | 1
|  | 2 | 8 | 01:01-01:15 | 1 | 1
|  | 2 | 8 | 01:16-01:30 | 1 | 1
|  | 2 | 8 | 01:31-01:45 | 1 | 1
|  | 2 | 8 | 01:46-02:00 | 1 | 1
|  | 2 | 8 | 02:01-02:15 | 1 | 1
|  | 2 | 8 | 02:16-02:30 | 1 | 1
|  | 2 | 8 | 02:31-02:45 | 1 | 1
|  | 2 | 8 | 02:46-03:00 | 1 | 1
|  | 2 | 8 | 03:01-03:15 | 1 | 1
|  | 2 | 8 | 03:16-03:30 | 1 | 1
|  | 2 | 8 | 03:31-03:45 | 1 | 1
|  | 2 | 8 | 03:46-04:00 | 1 | 1
|  | 2 | 8 | 04:01-04:15 | 1 | 1
|  | 2 | 8 | 04:16-04:30 | 1 | 1
|  | 2 | 8 | 04:31-04:45 | 1 | 1
|  | 2 | 8 | 04:46-05:00 | 1 | 1
|  | 2 | 8 | 05:01-05:15 | 1 | 1
|  | 2 | 8 | 05:16-05:30 | 1 | 1
|  | 2 | 8 | 05:31-05:45 | 1 | 1
|  | 2 | 8 | 05:46-06:00 | 1 | 1
|  | 2 | 8 | 06:01-06:15 | 1 | 1
|  | 2 | 8 | 06:16-06:30 | 1 | 1
|  | 2 | 8 | 06:31-06:45 | 1 | 1
|  | 2 | 8 | 06:46-07:00 | 1 | 1
|  | 2 | 8 | 07:01-07:15 | 1 | 1
|  | 2 | 8 | 07:16-07:30 | 1 | 1
|  | 2 | 8 | 07:31-07:45 | 1 | 1
|  | 2 | 8 | 07:46-08:00 | 1 | 1
|  | 2 | 8 | 08:01-08:15 | 1 | 1
|  | 2 | 8 | 08:16-08:30 | 1 | 1
|  | 2 | 8 | 08:31-08:45 | 1 | 1
|  | 2 | 8 | 08:46-09:00 | 1 | 1
|  | 2 | 8 | 09:01-09:15 | 1 | 1
|  | 2 | 8 | 09:16-09:30 | 1 | 1
|  | 2 | 8 | 09:31-09:45 | 1 | 1
|  | 2 | 8 | 09:46-10:00 | 1 | 1
|  | 2 | 8 | 10:01-10:15 | 1 | 1
|  | 2 | 8 | 10:16-10:30 | 1 | 1
|  | 2 | 8 | 10:31-10:45 | 1 | 1
|  | 2 | 8 | 10:46-11:00 | 1 | 1
|  | 2 | 8 | 11:01-11:15 | 1 | 1
|  | 2 | 8 | 11:16-11:30 | 1 | 1
|  | 2 | 8 | 11:31-11:45 | 1 | 1
|  | 2 | 8 | 11:46-12:00 | 1 | 1
|  | 2 | 8 | 12:01-12:15 | 1 | 1
|  | 2 | 8 | 12:16-12:30 | 1 | 1
|  | 2 | 8 | 12:31-12:45 | 1 | 1
|  | 2 | 8 | 12:46-13:00 | 1 | 1
|  | 2 | 8 | 13:01-13:15 | 1 | 1
|  | 2 | 8 | 13:16-13:30 | 1 | 1
|  | 2 | 8 | 13:31-13:45 | 1 | 1
|  | 2 | 8 | 13:46-14:00 | 1 | 1
|  | 2 | 8 | 14:01-14:15 | 1 | 1
|  | 2 | 8 | 14:16-14:30 | 1 | 1
|  | 2 | 8 | 14:31-14:45 | 1 | 1
|  | 2 | 8 | 14:46-15:00 | 1 | 1
|  | 2 | 8 | 15:01-15:15 | 1 | 1
|  | 2 | 8 | 15:16-15:30 | 1 | 1
|  | 2 | 8 | 15:31-15:45 | 1 | 1
|  | 2 | 8 | 15:46-16:00 | 1 | 1
|  | 2 | 8 | 16:01-16:15 | 1 | 1
|  | 2 | 8 | 16:16-16:30 | 1 | 1
|  | 2 | 8 | 16:31-16:45 | 1 | 1
|  | 2 | 8 | 16:46-17:00 | 1 | 1
|  | 2 | 8 | 17:01-17:15 | 1 | 1
|  | 2 | 8 | 17:16-17:30 | 1 | 1
|  | 2 | 8 | 17:31-17:45 | 1 | 1
|  | 2 | 8 | 17:46-18:00 | 1 | 1
|  | 2 | 8 | 18:01-18:15 | 1 | 1
|  | 2 | 8 | 18:16-18:30 | 1 | 1
|  | 2 | 8 | 18:31-18:45 | 1 | 1
|  | 2 | 8 | 18:46-19:00 | 1 | 1
|  | 2 | 8 | 19:01-19:15 | 1 | 1
|  | 2 | 8 | 19:16-19:30 | 1 | 1
|  | 2 | 8 | 19:31-19:45 | 1 | 1
|  | 2 | 8 | 19:46-20:00 | 1 | 1
|  | 2 | 8 | 20:01-20:15 | 1 | 1
|  | 2 | 8 | 20:16-20:30 | 1 | 1
|  | 2 | 8 | 20:31-20:45 | 1 | 1
|  | 2 | 8 | 20:46-21:00 | 1 | 1
|  | 2 | 8 | 21:01-21:15 | 1 | 1
|  | 2 | 8 | 21:16-21:30 | 1 | 1
|  | 2 | 8 | 21:31-21:45 | 1 | 1
|  | 2 | 8 | 21:46-22:00 | 1 | 1
|  | 2 | 8 | 22:01-22:15 | 1 | 1
|  | 2 | 8 | 22:16-22:30 | 1 | 1
|  | 2 | 8 | 22:31-22:45 | 1 | 1
|  | 2 | 8 | 22:46-23:00 | 1 | 1
|  | 2 | 8 | 23:01-23:15 | 1 | 1
|  | 2 | 8 | 23:16-23:30 | 1 | 1
|  | 2 | 8 | 23:31-23:45 | 1 | 1
|  | 2 | 8 | 23:46-24:00 | 1 | 1
|  | 2 | 9 | 00:01-00:15 | 1 | 1
|  | 2 | 9 | 00:16-00:30 | 1 | 1
|  | 2 | 9 | 00:31-00:45 | 1 | 1
|  | 2 | 9 | 00:46-01:00 | 1 | 1
|  | 2 | 9 | 01:01-01:15 | 1 | 1
|  | 2 | 9 | 01:16-01:30 | 1 | 1
|  | 2 | 9 | 01:31-01:45 | 1 | 1
|  | 2 | 9 | 01:46-02:00 | 1 | 1
|  | 2 | 9 | 02:01-02:15 | 1 | 1
|  | 2 | 9 | 02:16-02:30 | 1 | 1
|  | 2 | 9 | 02:31-02:45 | 1 | 1
|  | 2 | 9 | 02:46-03:00 | 1 | 1
|  | 2 | 9 | 03:01-03:15 | 1 | 1
|  | 2 | 9 | 03:16-03:30 | 1 | 1
|  | 2 | 9 | 03:31-03:45 | 1 | 1
|  | 2 | 9 | 03:46-04:00 | 1 | 1
|  | 2 | 9 | 04:01-04:15 | 1 | 1
|  | 2 | 9 | 04:16-04:30 | 1 | 1
|  | 2 | 9 | 04:31-04:45 | 1 | 1
|  | 2 | 9 | 04:46-05:00 | 1 | 1
|  | 2 | 9 | 05:01-05:15 | 1 | 1
|  | 2 | 9 | 05:16-05:30 | 1 | 1
|  | 2 | 9 | 05:31-05:45 | 1 | 1
|  | 2 | 9 | 05:46-06:00 | 1 | 1
|  | 2 | 9 | 06:01-06:15 | 1 | 1
|  | 2 | 9 | 06:16-06:30 | 1 | 1
|  | 2 | 9 | 06:31-06:45 | 1 | 1
|  | 2 | 9 | 06:46-07:00 | 1 | 1
|  | 2 | 9 | 07:01-07:15 | 1 | 1
|  | 2 | 9 | 07:16-07:30 | 1 | 1
|  | 2 | 9 | 07:31-07:45 | 1 | 1
|  | 2 | 9 | 07:46-08:00 | 1 | 1
|  | 2 | 9 | 08:01-08:15 | 1 | 1
|  | 2 | 9 | 08:16-08:30 | 1 | 1
|  | 2 | 9 | 08:31-08:45 | 1 | 1
|  | 2 | 9 | 08:46-09:00 | 1 | 1
|  | 2 | 9 | 09:01-09:15 | 1 | 1
|  | 2 | 9 | 09:16-09:30 | 1 | 1
|  | 2 | 9 | 09:31-09:45 | 1 | 1
|  | 2 | 9 | 09:46-10:00 | 1 | 1
|  | 2 | 9 | 10:01-10:15 | 1 | 1
|  | 2 | 9 | 10:16-10:30 | 1 | 1
|  | 2 | 9 | 10:31-10:45 | 1 | 1
|  | 2 | 9 | 10:46-11:00 | 1 | 1
|  | 2 | 9 | 11:01-11:15 | 1 | 1
|  | 2 | 9 | 11:16-11:30 | 1 | 1
|  | 2 | 9 | 11:31-11:45 | 1 | 1
|  | 2 | 9 | 11:46-12:00 | 1 | 1
|  | 2 | 9 | 12:01-12:15 | 1 | 1
|  | 2 | 9 | 12:16-12:30 | 1 | 1
|  | 2 | 9 | 12:31-12:45 | 1 | 1
|  | 2 | 9 | 12:46-13:00 | 1 | 1
|  | 2 | 9 | 13:01-13:15 | 1 | 1
|  | 2 | 9 | 13:16-13:30 | 1 | 1
|  | 2 | 9 | 13:31-13:45 | 1 | 1
|  | 2 | 9 | 13:46-14:00 | 1 | 1
|  | 2 | 9 | 14:01-14:15 | 1 | 1
|  | 2 | 9 | 14:16-14:30 | 1 | 1
|  | 2 | 9 | 14:31-14:45 | 1 | 1
|  | 2 | 9 | 14:46-15:00 | 1 | 1
|  | 2 | 9 | 15:01-15:15 | 1 | 1
|  | 2 | 9 | 15:16-15:30 | 1 | 1
|  | 2 | 9 | 15:31-15:45 | 1 | 1
|  | 2 | 9 | 15:46-16:00 | 1 | 1
|  | 2 | 9 | 16:01-16:15 | 1 | 1
|  | 2 | 9 | 16:16-16:30 | 1 | 1
|  | 2 | 9 | 16:31-16:45 | 1 | 1
|  | 2 | 9 | 16:46-17:00 | 1 | 1
|  | 2 | 9 | 17:01-17:15 | 1 | 1
|  | 2 | 9 | 17:16-17:30 | 1 | 1
|  | 2 | 9 | 17:31-17:45 | 1 | 1
|  | 2 | 9 | 17:46-18:00 | 1 | 1
|  | 2 | 9 | 18:01-18:15 | 1 | 1
|  | 2 | 9 | 18:16-18:30 | 1 | 1
|  | 2 | 9 | 18:31-18:45 | 1 | 1
|  | 2 | 9 | 18:46-19:00 | 1 | 1
|  | 2 | 9 | 19:01-19:15 | 1 | 1
|  | 2 | 9 | 19:16-19:30 | 1 | 1
|  | 2 | 9 | 19:31-19:45 | 1 | 1
|  | 2 | 9 | 19:46-20:00 | 1 | 1
|  | 2 | 9 | 20:01-20:15 | 1 | 1
|  | 2 | 9 | 20:16-20:30 | 1 | 1
|  | 2 | 9 | 20:31-20:45 | 1 | 1
|  | 2 | 9 | 20:46-21:00 | 1 | 1
|  | 2 | 9 | 21:01-21:15 | 1 | 1
|  | 2 | 9 | 21:16-21:30 | 1 | 1
|  | 2 | 9 | 21:31-21:45 | 1 | 1
|  | 2 | 9 | 21:46-22:00 | 1 | 1
|  | 2 | 9 | 22:01-22:15 | 1 | 1
|  | 2 | 9 | 22:16-22:30 | 1 | 1
|  | 2 | 9 | 22:31-22:45 | 1 | 1
|  | 2 | 9 | 22:46-23:00 | 1 | 1
|  | 2 | 9 | 23:01-23:15 | 1 | 1
|  | 2 | 9 | 23:16-23:30 | 1 | 1
|  | 2 | 9 | 23:31-23:45 | 1 | 1
|  | 2 | 9 | 23:46-24:00 | 1 | 1
|  | 2 | 10 | 00:01-00:15 | 1 | 1
|  | 2 | 10 | 00:16-00:30 | 1 | 1
|  | 2 | 10 | 00:31-00:45 | 1 | 1
|  | 2 | 10 | 00:46-01:00 | 1 | 1
|  | 2 | 10 | 01:01-01:15 | 1 | 1
|  | 2 | 10 | 01:16-01:30 | 1 | 1
|  | 2 | 10 | 01:31-01:45 | 1 | 1
|  | 2 | 10 | 01:46-02:00 | 1 | 1
|  | 2 | 10 | 02:01-02:15 | 1 | 1
|  | 2 | 10 | 02:16-02:30 | 1 | 1
|  | 2 | 10 | 02:31-02:45 | 1 | 1
|  | 2 | 10 | 02:46-03:00 | 1 | 1
|  | 2 | 10 | 03:01-03:15 | 1 | 1
|  | 2 | 10 | 03:16-03:30 | 1 | 1
|  | 2 | 10 | 03:31-03:45 | 1 | 1
|  | 2 | 10 | 03:46-04:00 | 1 | 1
|  | 2 | 10 | 04:01-04:15 | 1 | 1
|  | 2 | 10 | 04:16-04:30 | 1 | 1
|  | 2 | 10 | 04:31-04:45 | 1 | 1
|  | 2 | 10 | 04:46-05:00 | 1 | 1
|  | 2 | 10 | 05:01-05:15 | 1 | 1
|  | 2 | 10 | 05:16-05:30 | 1 | 1
|  | 2 | 10 | 05:31-05:45 | 1 | 1
|  | 2 | 10 | 05:46-06:00 | 1 | 1
|  | 2 | 10 | 06:01-06:15 | 1 | 1
|  | 2 | 10 | 06:16-06:30 | 1 | 1
|  | 2 | 10 | 06:31-06:45 | 1 | 1
|  | 2 | 10 | 06:46-07:00 | 1 | 1
|  | 2 | 10 | 07:01-07:15 | 1 | 1
|  | 2 | 10 | 07:16-07:30 | 1 | 1
|  | 2 | 10 | 07:31-07:45 | 1 | 1
|  | 2 | 10 | 07:46-08:00 | 1 | 1
|  | 2 | 10 | 08:01-08:15 | 1 | 1
|  | 2 | 10 | 08:16-08:30 | 1 | 1
|  | 2 | 10 | 08:31-08:45 | 1 | 1
|  | 2 | 10 | 08:46-09:00 | 1 | 1
|  | 2 | 10 | 09:01-09:15 | 1 | 1
|  | 2 | 10 | 09:16-09:30 | 1 | 1
|  | 2 | 10 | 09:31-09:45 | 1 | 1
|  | 2 | 10 | 09:46-10:00 | 1 | 1
|  | 2 | 10 | 10:01-10:15 | 1 | 1
|  | 2 | 10 | 10:16-10:30 | 1 | 1
|  | 2 | 10 | 10:31-10:45 | 1 | 1
|  | 2 | 10 | 10:46-11:00 | 1 | 1
|  | 2 | 10 | 11:01-11:15 | 1 | 1
|  | 2 | 10 | 11:16-11:30 | 1 | 1
|  | 2 | 10 | 11:31-11:45 | 1 | 1
|  | 2 | 10 | 11:46-12:00 | 1 | 1
|  | 2 | 10 | 12:01-12:15 | 1 | 1
|  | 2 | 10 | 12:16-12:30 | 1 | 1
|  | 2 | 10 | 12:31-12:45 | 1 | 1
|  | 2 | 10 | 12:46-13:00 | 1 | 1
|  | 2 | 10 | 13:01-13:15 | 1 | 1
|  | 2 | 10 | 13:16-13:30 | 1 | 1
|  | 2 | 10 | 13:31-13:45 | 1 | 1
|  | 2 | 10 | 13:46-14:00 | 1 | 1
|  | 2 | 10 | 14:01-14:15 | 1 | 1
|  | 2 | 10 | 14:16-14:30 | 1 | 1
|  | 2 | 10 | 14:31-14:45 | 1 | 1
|  | 2 | 10 | 14:46-15:00 | 1 | 1
|  | 2 | 10 | 15:01-15:15 | 1 | 1
|  | 2 | 10 | 15:16-15:30 | 1 | 1
|  | 2 | 10 | 15:31-15:45 | 1 | 1
|  | 2 | 10 | 15:46-16:00 | 1 | 1
|  | 2 | 10 | 16:01-16:15 | 1 | 1
|  | 2 | 10 | 16:16-16:30 | 1 | 1
|  | 2 | 10 | 16:31-16:45 | 1 | 1
|  | 2 | 10 | 16:46-17:00 | 1 | 1
|  | 2 | 10 | 17:01-17:15 | 1 | 1
|  | 2 | 10 | 17:16-17:30 | 1 | 1
|  | 2 | 10 | 17:31-17:45 | 1 | 1
|  | 2 | 10 | 17:46-18:00 | 1 | 1
|  | 2 | 10 | 18:01-18:15 | 1 | 1
|  | 2 | 10 | 18:16-18:30 | 1 | 1
|  | 2 | 10 | 18:31-18:45 | 1 | 1
|  | 2 | 10 | 18:46-19:00 | 1 | 1
|  | 2 | 10 | 19:01-19:15 | 1 | 1
|  | 2 | 10 | 19:16-19:30 | 1 | 1
|  | 2 | 10 | 19:31-19:45 | 1 | 1
|  | 2 | 10 | 19:46-20:00 | 1 | 1
|  | 2 | 10 | 20:01-20:15 | 1 | 1
|  | 2 | 10 | 20:16-20:30 | 1 | 1
|  | 2 | 10 | 20:31-20:45 | 1 | 1
|  | 2 | 10 | 20:46-21:00 | 1 | 1
|  | 2 | 10 | 21:01-21:15 | 1 | 1
|  | 2 | 10 | 21:16-21:30 | 1 | 1
|  | 2 | 10 | 21:31-21:45 | 1 | 1
|  | 2 | 10 | 21:46-22:00 | 1 | 1
|  | 2 | 10 | 22:01-22:15 | 1 | 1
|  | 2 | 10 | 22:16-22:30 | 1 | 1
|  | 2 | 10 | 22:31-22:45 | 1 | 1
|  | 2 | 10 | 22:46-23:00 | 1 | 1
|  | 2 | 10 | 23:01-23:15 | 1 | 1
|  | 2 | 10 | 23:16-23:30 | 1 | 1
|  | 2 | 10 | 23:31-23:45 | 1 | 1
|  | 2 | 10 | 23:46-24:00 | 1 | 1
|  | 2 | 11 | 00:01-00:15 | 0 | 1
|  | 2 | 11 | 00:16-00:30 | 0 | 1
|  | 2 | 11 | 00:31-00:45 | 0 | 1
|  | 2 | 11 | 00:46-01:00 | 0 | 1
|  | 2 | 11 | 01:01-01:15 | 0 | 1
|  | 2 | 11 | 01:16-01:30 | 0 | 1
|  | 2 | 11 | 01:31-01:45 | 0 | 1
|  | 2 | 11 | 01:46-02:00 | 0 | 1
|  | 2 | 11 | 02:01-02:15 | 0 | 1
|  | 2 | 11 | 02:16-02:30 | 0 | 1
|  | 2 | 11 | 02:31-02:45 | 0 | 1
|  | 2 | 11 | 02:46-03:00 | 0 | 1
|  | 2 | 11 | 03:01-03:15 | 0 | 1
|  | 2 | 11 | 03:16-03:30 | 0 | 1
|  | 2 | 11 | 03:31-03:45 | 0 | 1
|  | 2 | 11 | 03:46-04:00 | 0 | 1
|  | 2 | 11 | 04:01-04:15 | 0 | 1
|  | 2 | 11 | 04:16-04:30 | 0 | 1
|  | 2 | 11 | 04:31-04:45 | 0 | 1
|  | 2 | 11 | 04:46-05:00 | 0 | 1
|  | 2 | 11 | 05:01-05:15 | 0 | 1
|  | 2 | 11 | 05:16-05:30 | 0 | 1
|  | 2 | 11 | 05:31-05:45 | 0 | 1
|  | 2 | 11 | 05:46-06:00 | 0 | 1
|  | 2 | 11 | 06:01-06:15 | 0 | 1
|  | 2 | 11 | 06:16-06:30 | 0 | 1
|  | 2 | 11 | 06:31-06:45 | 0 | 1
|  | 2 | 11 | 06:46-07:00 | 0 | 1
|  | 2 | 11 | 07:01-07:15 | 0 | 1
|  | 2 | 11 | 07:16-07:30 | 0 | 1
|  | 2 | 11 | 07:31-07:45 | 0 | 1
|  | 2 | 11 | 07:46-08:00 | 0 | 1
|  | 2 | 11 | 08:01-08:15 | 0 | 1
|  | 2 | 11 | 08:16-08:30 | 0 | 1
|  | 2 | 11 | 08:31-08:45 | 0 | 1
|  | 2 | 11 | 08:46-09:00 | 0 | 1
|  | 2 | 11 | 09:01-09:15 | 0 | 1
|  | 2 | 11 | 09:16-09:30 | 0 | 1
|  | 2 | 11 | 09:31-09:45 | 0 | 1
|  | 2 | 11 | 09:46-10:00 | 0 | 1
|  | 2 | 11 | 10:01-10:15 | 0 | 1
|  | 2 | 11 | 10:16-10:30 | 0 | 1
|  | 2 | 11 | 10:31-10:45 | 0 | 1
|  | 2 | 11 | 10:46-11:00 | 0 | 1
|  | 2 | 11 | 11:01-11:15 | 0 | 1
|  | 2 | 11 | 11:16-11:30 | 0 | 1
|  | 2 | 11 | 11:31-11:45 | 0 | 1
|  | 2 | 11 | 11:46-12:00 | 0 | 1
|  | 2 | 11 | 12:01-12:15 | 0 | 1
|  | 2 | 11 | 12:16-12:30 | 0 | 1
|  | 2 | 11 | 12:31-12:45 | 0 | 1
|  | 2 | 11 | 12:46-13:00 | 0 | 1
|  | 2 | 11 | 13:01-13:15 | 0 | 1
|  | 2 | 11 | 13:16-13:30 | 0 | 1
|  | 2 | 11 | 13:31-13:45 | 0 | 1
|  | 2 | 11 | 13:46-14:00 | 0 | 1
|  | 2 | 11 | 14:01-14:15 | 0 | 1
|  | 2 | 11 | 14:16-14:30 | 0 | 1
|  | 2 | 11 | 14:31-14:45 | 0 | 1
|  | 2 | 11 | 14:46-15:00 | 0 | 1
|  | 2 | 11 | 15:01-15:15 | 0 | 1
|  | 2 | 11 | 15:16-15:30 | 0 | 1
|  | 2 | 11 | 15:31-15:45 | 0 | 1
|  | 2 | 11 | 15:46-16:00 | 0 | 1
|  | 2 | 11 | 16:01-16:15 | 0 | 1
|  | 2 | 11 | 16:16-16:30 | 0 | 1
|  | 2 | 11 | 16:31-16:45 | 0 | 1
|  | 2 | 11 | 16:46-17:00 | 0 | 1
|  | 2 | 11 | 17:01-17:15 | 0 | 1
|  | 2 | 11 | 17:16-17:30 | 0 | 1
|  | 2 | 11 | 17:31-17:45 | 0 | 1
|  | 2 | 11 | 17:46-18:00 | 0 | 1
|  | 2 | 11 | 18:01-18:15 | 0 | 1
|  | 2 | 11 | 18:16-18:30 | 0 | 1
|  | 2 | 11 | 18:31-18:45 | 0 | 1
|  | 2 | 11 | 18:46-19:00 | 0 | 1
|  | 2 | 11 | 19:01-19:15 | 0 | 1
|  | 2 | 11 | 19:16-19:30 | 0 | 1
|  | 2 | 11 | 19:31-19:45 | 0 | 1
|  | 2 | 11 | 19:46-20:00 | 0 | 1
|  | 2 | 11 | 20:01-20:15 | 0 | 1
|  | 2 | 11 | 20:16-20:30 | 0 | 1
|  | 2 | 11 | 20:31-20:45 | 0 | 1
|  | 2 | 11 | 20:46-21:00 | 0 | 1
|  | 2 | 11 | 21:01-21:15 | 0 | 1
|  | 2 | 11 | 21:16-21:30 | 0 | 1
|  | 2 | 11 | 21:31-21:45 | 0 | 1
|  | 2 | 11 | 21:46-22:00 | 0 | 1
|  | 2 | 11 | 22:01-22:15 | 0 | 1
|  | 2 | 11 | 22:16-22:30 | 0 | 1
|  | 2 | 11 | 22:31-22:45 | 0 | 1
|  | 2 | 11 | 22:46-23:00 | 0 | 1
|  | 2 | 11 | 23:01-23:15 | 0 | 1
|  | 2 | 11 | 23:16-23:30 | 0 | 1
|  | 2 | 11 | 23:31-23:45 | 0 | 1
|  | 2 | 11 | 23:46-24:00 | 0 | 1
|  | 2 | 12 | 00:01-00:15 | 0 | 1
|  | 2 | 12 | 00:16-00:30 | 0 | 1
|  | 2 | 12 | 00:31-00:45 | 0 | 1
|  | 2 | 12 | 00:46-01:00 | 0 | 1
|  | 2 | 12 | 01:01-01:15 | 0 | 1
|  | 2 | 12 | 01:16-01:30 | 0 | 1
|  | 2 | 12 | 01:31-01:45 | 0 | 1
|  | 2 | 12 | 01:46-02:00 | 0 | 1
|  | 2 | 12 | 02:01-02:15 | 0 | 1
|  | 2 | 12 | 02:16-02:30 | 0 | 1
|  | 2 | 12 | 02:31-02:45 | 0 | 1
|  | 2 | 12 | 02:46-03:00 | 0 | 1
|  | 2 | 12 | 03:01-03:15 | 0 | 1
|  | 2 | 12 | 03:16-03:30 | 0 | 1
|  | 2 | 12 | 03:31-03:45 | 0 | 1
|  | 2 | 12 | 03:46-04:00 | 0 | 1
|  | 2 | 12 | 04:01-04:15 | 0 | 1
|  | 2 | 12 | 04:16-04:30 | 0 | 1
|  | 2 | 12 | 04:31-04:45 | 0 | 1
|  | 2 | 12 | 04:46-05:00 | 0 | 1
|  | 2 | 12 | 05:01-05:15 | 0 | 1
|  | 2 | 12 | 05:16-05:30 | 0 | 1
|  | 2 | 12 | 05:31-05:45 | 0 | 1
|  | 2 | 12 | 05:46-06:00 | 0 | 1
|  | 2 | 12 | 06:01-06:15 | 0 | 1
|  | 2 | 12 | 06:16-06:30 | 0 | 1
|  | 2 | 12 | 06:31-06:45 | 0 | 1
|  | 2 | 12 | 06:46-07:00 | 0 | 1
|  | 2 | 12 | 07:01-07:15 | 0 | 1
|  | 2 | 12 | 07:16-07:30 | 0 | 1
|  | 2 | 12 | 07:31-07:45 | 0 | 1
|  | 2 | 12 | 07:46-08:00 | 0 | 1
|  | 2 | 12 | 08:01-08:15 | 0 | 1
|  | 2 | 12 | 08:16-08:30 | 0 | 1
|  | 2 | 12 | 08:31-08:45 | 0 | 1
|  | 2 | 12 | 08:46-09:00 | 0 | 1
|  | 2 | 12 | 09:01-09:15 | 0 | 1
|  | 2 | 12 | 09:16-09:30 | 0 | 1
|  | 2 | 12 | 09:31-09:45 | 0 | 1
|  | 2 | 12 | 09:46-10:00 | 0 | 1
|  | 2 | 12 | 10:01-10:15 | 0 | 1
|  | 2 | 12 | 10:16-10:30 | 0 | 1
|  | 2 | 12 | 10:31-10:45 | 0 | 1
|  | 2 | 12 | 10:46-11:00 | 0 | 1
|  | 2 | 12 | 11:01-11:15 | 0 | 1
|  | 2 | 12 | 11:16-11:30 | 0 | 1
|  | 2 | 12 | 11:31-11:45 | 0 | 1
|  | 2 | 12 | 11:46-12:00 | 0 | 1
|  | 2 | 12 | 12:01-12:15 | 0 | 1
|  | 2 | 12 | 12:16-12:30 | 0 | 1
|  | 2 | 12 | 12:31-12:45 | 0 | 1
|  | 2 | 12 | 12:46-13:00 | 0 | 1
|  | 2 | 12 | 13:01-13:15 | 0 | 1
|  | 2 | 12 | 13:16-13:30 | 0 | 1
|  | 2 | 12 | 13:31-13:45 | 0 | 1
|  | 2 | 12 | 13:46-14:00 | 0 | 1
|  | 2 | 12 | 14:01-14:15 | 0 | 1
|  | 2 | 12 | 14:16-14:30 | 0 | 1
|  | 2 | 12 | 14:31-14:45 | 0 | 1
|  | 2 | 12 | 14:46-15:00 | 0 | 1
|  | 2 | 12 | 15:01-15:15 | 0 | 1
|  | 2 | 12 | 15:16-15:30 | 0 | 1
|  | 2 | 12 | 15:31-15:45 | 0 | 1
|  | 2 | 12 | 15:46-16:00 | 0 | 1
|  | 2 | 12 | 16:01-16:15 | 0 | 1
|  | 2 | 12 | 16:16-16:30 | 0 | 1
|  | 2 | 12 | 16:31-16:45 | 0 | 1
|  | 2 | 12 | 16:46-17:00 | 0 | 1
|  | 2 | 12 | 17:01-17:15 | 0 | 1
|  | 2 | 12 | 17:16-17:30 | 0 | 1
|  | 2 | 12 | 17:31-17:45 | 0 | 1
|  | 2 | 12 | 17:46-18:00 | 0 | 1
|  | 2 | 12 | 18:01-18:15 | 0 | 1
|  | 2 | 12 | 18:16-18:30 | 0 | 1
|  | 2 | 12 | 18:31-18:45 | 0 | 1
|  | 2 | 12 | 18:46-19:00 | 0 | 1
|  | 2 | 12 | 19:01-19:15 | 0 | 1
|  | 2 | 12 | 19:16-19:30 | 0 | 1
|  | 2 | 12 | 19:31-19:45 | 0 | 1
|  | 2 | 12 | 19:46-20:00 | 0 | 1
|  | 2 | 12 | 20:01-20:15 | 0 | 1
|  | 2 | 12 | 20:16-20:30 | 0 | 1
|  | 2 | 12 | 20:31-20:45 | 0 | 1
|  | 2 | 12 | 20:46-21:00 | 0 | 1
|  | 2 | 12 | 21:01-21:15 | 0 | 1
|  | 2 | 12 | 21:16-21:30 | 0 | 1
|  | 2 | 12 | 21:31-21:45 | 0 | 1
|  | 2 | 12 | 21:46-22:00 | 0 | 1
|  | 2 | 12 | 22:01-22:15 | 0 | 1
|  | 2 | 12 | 22:16-22:30 | 0 | 1
|  | 2 | 12 | 22:31-22:45 | 0 | 1
|  | 2 | 12 | 22:46-23:00 | 0 | 1
|  | 2 | 12 | 23:01-23:15 | 0 | 1
|  | 2 | 12 | 23:16-23:30 | 0 | 1
|  | 2 | 12 | 23:31-23:45 | 0 | 1
|  | 2 | 12 | 23:46-24:00 | 0 | 1
|  | 2 | 13 | 00:01-00:15 | 1 | 1
|  | 2 | 13 | 00:16-00:30 | 1 | 1
|  | 2 | 13 | 00:31-00:45 | 1 | 1
|  | 2 | 13 | 00:46-01:00 | 1 | 1
|  | 2 | 13 | 01:01-01:15 | 1 | 1
|  | 2 | 13 | 01:16-01:30 | 1 | 1
|  | 2 | 13 | 01:31-01:45 | 1 | 1
|  | 2 | 13 | 01:46-02:00 | 1 | 1
|  | 2 | 13 | 02:01-02:15 | 1 | 1
|  | 2 | 13 | 02:16-02:30 | 1 | 1
|  | 2 | 13 | 02:31-02:45 | 1 | 1
|  | 2 | 13 | 02:46-03:00 | 1 | 1
|  | 2 | 13 | 03:01-03:15 | 1 | 1
|  | 2 | 13 | 03:16-03:30 | 1 | 1
|  | 2 | 13 | 03:31-03:45 | 1 | 1
|  | 2 | 13 | 03:46-04:00 | 1 | 1
|  | 2 | 13 | 04:01-04:15 | 1 | 1
|  | 2 | 13 | 04:16-04:30 | 1 | 1
|  | 2 | 13 | 04:31-04:45 | 1 | 1
|  | 2 | 13 | 04:46-05:00 | 1 | 1
|  | 2 | 13 | 05:01-05:15 | 1 | 1
|  | 2 | 13 | 05:16-05:30 | 1 | 1
|  | 2 | 13 | 05:31-05:45 | 1 | 1
|  | 2 | 13 | 05:46-06:00 | 1 | 1
|  | 2 | 13 | 06:01-06:15 | 1 | 1
|  | 2 | 13 | 06:16-06:30 | 1 | 1
|  | 2 | 13 | 06:31-06:45 | 1 | 1
|  | 2 | 13 | 06:46-07:00 | 1 | 1
|  | 2 | 13 | 07:01-07:15 | 1 | 1
|  | 2 | 13 | 07:16-07:30 | 1 | 1
|  | 2 | 13 | 07:31-07:45 | 1 | 1
|  | 2 | 13 | 07:46-08:00 | 1 | 1
|  | 2 | 13 | 08:01-08:15 | 1 | 1
|  | 2 | 13 | 08:16-08:30 | 1 | 1
|  | 2 | 13 | 08:31-08:45 | 1 | 1
|  | 2 | 13 | 08:46-09:00 | 1 | 1
|  | 2 | 13 | 09:01-09:15 | 1 | 1
|  | 2 | 13 | 09:16-09:30 | 1 | 1
|  | 2 | 13 | 09:31-09:45 | 1 | 1
|  | 2 | 13 | 09:46-10:00 | 1 | 1
|  | 2 | 13 | 10:01-10:15 | 1 | 1
|  | 2 | 13 | 10:16-10:30 | 1 | 1
|  | 2 | 13 | 10:31-10:45 | 1 | 1
|  | 2 | 13 | 10:46-11:00 | 1 | 1
|  | 2 | 13 | 11:01-11:15 | 1 | 1
|  | 2 | 13 | 11:16-11:30 | 1 | 1
|  | 2 | 13 | 11:31-11:45 | 1 | 1
|  | 2 | 13 | 11:46-12:00 | 1 | 1
|  | 2 | 13 | 12:01-12:15 | 1 | 1
|  | 2 | 13 | 12:16-12:30 | 1 | 1
|  | 2 | 13 | 12:31-12:45 | 1 | 1
|  | 2 | 13 | 12:46-13:00 | 1 | 1
|  | 2 | 13 | 13:01-13:15 | 1 | 1
|  | 2 | 13 | 13:16-13:30 | 1 | 1
|  | 2 | 13 | 13:31-13:45 | 1 | 1
|  | 2 | 13 | 13:46-14:00 | 1 | 1
|  | 2 | 13 | 14:01-14:15 | 1 | 1
|  | 2 | 13 | 14:16-14:30 | 1 | 1
|  | 2 | 13 | 14:31-14:45 | 1 | 1
|  | 2 | 13 | 14:46-15:00 | 1 | 1
|  | 2 | 13 | 15:01-15:15 | 1 | 1
|  | 2 | 13 | 15:16-15:30 | 1 | 1
|  | 2 | 13 | 15:31-15:45 | 1 | 1
|  | 2 | 13 | 15:46-16:00 | 1 | 1
|  | 2 | 13 | 16:01-16:15 | 1 | 1
|  | 2 | 13 | 16:16-16:30 | 1 | 1
|  | 2 | 13 | 16:31-16:45 | 1 | 1
|  | 2 | 13 | 16:46-17:00 | 1 | 1
|  | 2 | 13 | 17:01-17:15 | 1 | 1
|  | 2 | 13 | 17:16-17:30 | 1 | 1
|  | 2 | 13 | 17:31-17:45 | 1 | 1
|  | 2 | 13 | 17:46-18:00 | 1 | 1
|  | 2 | 13 | 18:01-18:15 | 1 | 1
|  | 2 | 13 | 18:16-18:30 | 1 | 1
|  | 2 | 13 | 18:31-18:45 | 1 | 1
|  | 2 | 13 | 18:46-19:00 | 1 | 1
|  | 2 | 13 | 19:01-19:15 | 1 | 1
|  | 2 | 13 | 19:16-19:30 | 1 | 1
|  | 2 | 13 | 19:31-19:45 | 1 | 1
|  | 2 | 13 | 19:46-20:00 | 1 | 1
|  | 2 | 13 | 20:01-20:15 | 1 | 1
|  | 2 | 13 | 20:16-20:30 | 1 | 1
|  | 2 | 13 | 20:31-20:45 | 1 | 1
|  | 2 | 13 | 20:46-21:00 | 1 | 1
|  | 2 | 13 | 21:01-21:15 | 1 | 1
|  | 2 | 13 | 21:16-21:30 | 1 | 1
|  | 2 | 13 | 21:31-21:45 | 1 | 1
|  | 2 | 13 | 21:46-22:00 | 1 | 1
|  | 2 | 13 | 22:01-22:15 | 1 | 1
|  | 2 | 13 | 22:16-22:30 | 1 | 1
|  | 2 | 13 | 22:31-22:45 | 1 | 1
|  | 2 | 13 | 22:46-23:00 | 1 | 1
|  | 2 | 13 | 23:01-23:15 | 1 | 1
|  | 2 | 13 | 23:16-23:30 | 1 | 1
|  | 2 | 13 | 23:31-23:45 | 1 | 1
|  | 2 | 13 | 23:46-24:00 | 1 | 1
|  | 2 | 14 | 00:01-00:15 | 1 | 1
|  | 2 | 14 | 00:16-00:30 | 1 | 1
|  | 2 | 14 | 00:31-00:45 | 1 | 1
|  | 2 | 14 | 00:46-01:00 | 1 | 1
|  | 2 | 14 | 01:01-01:15 | 1 | 1
|  | 2 | 14 | 01:16-01:30 | 1 | 1
|  | 2 | 14 | 01:31-01:45 | 1 | 1
|  | 2 | 14 | 01:46-02:00 | 1 | 1
|  | 2 | 14 | 02:01-02:15 | 1 | 1
|  | 2 | 14 | 02:16-02:30 | 1 | 1
|  | 2 | 14 | 02:31-02:45 | 1 | 1
|  | 2 | 14 | 02:46-03:00 | 1 | 1
|  | 2 | 14 | 03:01-03:15 | 1 | 1
|  | 2 | 14 | 03:16-03:30 | 1 | 1
|  | 2 | 14 | 03:31-03:45 | 1 | 1
|  | 2 | 14 | 03:46-04:00 | 1 | 1
|  | 2 | 14 | 04:01-04:15 | 1 | 1
|  | 2 | 14 | 04:16-04:30 | 1 | 1
|  | 2 | 14 | 04:31-04:45 | 1 | 1
|  | 2 | 14 | 04:46-05:00 | 1 | 1
|  | 2 | 14 | 05:01-05:15 | 1 | 1
|  | 2 | 14 | 05:16-05:30 | 1 | 1
|  | 2 | 14 | 05:31-05:45 | 1 | 1
|  | 2 | 14 | 05:46-06:00 | 1 | 1
|  | 2 | 14 | 06:01-06:15 | 1 | 1
|  | 2 | 14 | 06:16-06:30 | 1 | 1
|  | 2 | 14 | 06:31-06:45 | 1 | 1
|  | 2 | 14 | 06:46-07:00 | 1 | 1
|  | 2 | 14 | 07:01-07:15 | 1 | 1
|  | 2 | 14 | 07:16-07:30 | 1 | 1
|  | 2 | 14 | 07:31-07:45 | 1 | 1
|  | 2 | 14 | 07:46-08:00 | 1 | 1
|  | 2 | 14 | 08:01-08:15 | 1 | 1
|  | 2 | 14 | 08:16-08:30 | 1 | 1
|  | 2 | 14 | 08:31-08:45 | 1 | 1
|  | 2 | 14 | 08:46-09:00 | 1 | 1
|  | 2 | 14 | 09:01-09:15 | 1 | 1
|  | 2 | 14 | 09:16-09:30 | 1 | 1
|  | 2 | 14 | 09:31-09:45 | 1 | 1
|  | 2 | 14 | 09:46-10:00 | 1 | 1
|  | 2 | 14 | 10:01-10:15 | 1 | 1
|  | 2 | 14 | 10:16-10:30 | 1 | 1
|  | 2 | 14 | 10:31-10:45 | 1 | 1
|  | 2 | 14 | 10:46-11:00 | 1 | 1
|  | 2 | 14 | 11:01-11:15 | 1 | 1
|  | 2 | 14 | 11:16-11:30 | 1 | 1
|  | 2 | 14 | 11:31-11:45 | 1 | 1
|  | 2 | 14 | 11:46-12:00 | 1 | 1
|  | 2 | 14 | 12:01-12:15 | 1 | 1
|  | 2 | 14 | 12:16-12:30 | 1 | 1
|  | 2 | 14 | 12:31-12:45 | 1 | 1
|  | 2 | 14 | 12:46-13:00 | 1 | 1
|  | 2 | 14 | 13:01-13:15 | 1 | 1
|  | 2 | 14 | 13:16-13:30 | 1 | 1
|  | 2 | 14 | 13:31-13:45 | 1 | 1
|  | 2 | 14 | 13:46-14:00 | 1 | 1
|  | 2 | 14 | 14:01-14:15 | 1 | 1
|  | 2 | 14 | 14:16-14:30 | 1 | 1
|  | 2 | 14 | 14:31-14:45 | 1 | 1
|  | 2 | 14 | 14:46-15:00 | 1 | 1
|  | 2 | 14 | 15:01-15:15 | 1 | 1
|  | 2 | 14 | 15:16-15:30 | 1 | 1
|  | 2 | 14 | 15:31-15:45 | 1 | 1
|  | 2 | 14 | 15:46-16:00 | 1 | 1
|  | 2 | 14 | 16:01-16:15 | 1 | 1
|  | 2 | 14 | 16:16-16:30 | 1 | 1
|  | 2 | 14 | 16:31-16:45 | 1 | 1
|  | 2 | 14 | 16:46-17:00 | 1 | 1
|  | 2 | 14 | 17:01-17:15 | 1 | 1
|  | 2 | 14 | 17:16-17:30 | 1 | 1
|  | 2 | 14 | 17:31-17:45 | 1 | 1
|  | 2 | 14 | 17:46-18:00 | 1 | 1
|  | 2 | 14 | 18:01-18:15 | 1 | 1
|  | 2 | 14 | 18:16-18:30 | 1 | 1
|  | 2 | 14 | 18:31-18:45 | 1 | 1
|  | 2 | 14 | 18:46-19:00 | 1 | 1
|  | 2 | 14 | 19:01-19:15 | 1 | 1
|  | 2 | 14 | 19:16-19:30 | 1 | 1
|  | 2 | 14 | 19:31-19:45 | 1 | 1
|  | 2 | 14 | 19:46-20:00 | 1 | 1
|  | 2 | 14 | 20:01-20:15 | 1 | 1
|  | 2 | 14 | 20:16-20:30 | 1 | 1
|  | 2 | 14 | 20:31-20:45 | 1 | 1
|  | 2 | 14 | 20:46-21:00 | 1 | 1
|  | 2 | 14 | 21:01-21:15 | 1 | 1
|  | 2 | 14 | 21:16-21:30 | 1 | 1
|  | 2 | 14 | 21:31-21:45 | 1 | 1
|  | 2 | 14 | 21:46-22:00 | 1 | 1
|  | 2 | 14 | 22:01-22:15 | 1 | 1
|  | 2 | 14 | 22:16-22:30 | 1 | 1
|  | 2 | 14 | 22:31-22:45 | 1 | 1
|  | 2 | 14 | 22:46-23:00 | 1 | 1
|  | 2 | 14 | 23:01-23:15 | 1 | 1
|  | 2 | 14 | 23:16-23:30 | 1 | 1
|  | 2 | 14 | 23:31-23:45 | 1 | 1
|  | 2 | 14 | 23:46-24:00 | 1 | 1
|  | 2 | 15 | 00:01-00:15 | 1 | 1
|  | 2 | 15 | 00:16-00:30 | 1 | 1
|  | 2 | 15 | 00:31-00:45 | 1 | 1
|  | 2 | 15 | 00:46-01:00 | 1 | 1
|  | 2 | 15 | 01:01-01:15 | 1 | 1
|  | 2 | 15 | 01:16-01:30 | 1 | 1
|  | 2 | 15 | 01:31-01:45 | 1 | 1
|  | 2 | 15 | 01:46-02:00 | 1 | 1
|  | 2 | 15 | 02:01-02:15 | 1 | 1
|  | 2 | 15 | 02:16-02:30 | 1 | 1
|  | 2 | 15 | 02:31-02:45 | 1 | 1
|  | 2 | 15 | 02:46-03:00 | 1 | 1
|  | 2 | 15 | 03:01-03:15 | 1 | 1
|  | 2 | 15 | 03:16-03:30 | 1 | 1
|  | 2 | 15 | 03:31-03:45 | 1 | 1
|  | 2 | 15 | 03:46-04:00 | 1 | 1
|  | 2 | 15 | 04:01-04:15 | 1 | 1
|  | 2 | 15 | 04:16-04:30 | 1 | 1
|  | 2 | 15 | 04:31-04:45 | 1 | 1
|  | 2 | 15 | 04:46-05:00 | 1 | 1
|  | 2 | 15 | 05:01-05:15 | 1 | 1
|  | 2 | 15 | 05:16-05:30 | 1 | 1
|  | 2 | 15 | 05:31-05:45 | 1 | 1
|  | 2 | 15 | 05:46-06:00 | 1 | 1
|  | 2 | 15 | 06:01-06:15 | 1 | 1
|  | 2 | 15 | 06:16-06:30 | 1 | 1
|  | 2 | 15 | 06:31-06:45 | 1 | 1
|  | 2 | 15 | 06:46-07:00 | 1 | 1
|  | 2 | 15 | 07:01-07:15 | 1 | 1
|  | 2 | 15 | 07:16-07:30 | 1 | 1
|  | 2 | 15 | 07:31-07:45 | 1 | 1
|  | 2 | 15 | 07:46-08:00 | 1 | 1
|  | 2 | 15 | 08:01-08:15 | 1 | 1
|  | 2 | 15 | 08:16-08:30 | 1 | 1
|  | 2 | 15 | 08:31-08:45 | 1 | 1
|  | 2 | 15 | 08:46-09:00 | 1 | 1
|  | 2 | 15 | 09:01-09:15 | 1 | 1
|  | 2 | 15 | 09:16-09:30 | 1 | 1
|  | 2 | 15 | 09:31-09:45 | 1 | 1
|  | 2 | 15 | 09:46-10:00 | 1 | 1
|  | 2 | 15 | 10:01-10:15 | 1 | 1
|  | 2 | 15 | 10:16-10:30 | 1 | 1
|  | 2 | 15 | 10:31-10:45 | 1 | 1
|  | 2 | 15 | 10:46-11:00 | 1 | 1
|  | 2 | 15 | 11:01-11:15 | 1 | 1
|  | 2 | 15 | 11:16-11:30 | 1 | 1
|  | 2 | 15 | 11:31-11:45 | 1 | 1
|  | 2 | 15 | 11:46-12:00 | 1 | 1
|  | 2 | 15 | 12:01-12:15 | 1 | 1
|  | 2 | 15 | 12:16-12:30 | 1 | 1
|  | 2 | 15 | 12:31-12:45 | 1 | 1
|  | 2 | 15 | 12:46-13:00 | 1 | 1
|  | 2 | 15 | 13:01-13:15 | 1 | 1
|  | 2 | 15 | 13:16-13:30 | 1 | 1
|  | 2 | 15 | 13:31-13:45 | 1 | 1
|  | 2 | 15 | 13:46-14:00 | 1 | 1
|  | 2 | 15 | 14:01-14:15 | 1 | 1
|  | 2 | 15 | 14:16-14:30 | 1 | 1
|  | 2 | 15 | 14:31-14:45 | 1 | 1
|  | 2 | 15 | 14:46-15:00 | 1 | 1
|  | 2 | 15 | 15:01-15:15 | 1 | 1
|  | 2 | 15 | 15:16-15:30 | 1 | 1
|  | 2 | 15 | 15:31-15:45 | 1 | 1
|  | 2 | 15 | 15:46-16:00 | 1 | 1
|  | 2 | 15 | 16:01-16:15 | 1 | 1
|  | 2 | 15 | 16:16-16:30 | 1 | 1
|  | 2 | 15 | 16:31-16:45 | 1 | 1
|  | 2 | 15 | 16:46-17:00 | 1 | 1
|  | 2 | 15 | 17:01-17:15 | 1 | 1
|  | 2 | 15 | 17:16-17:30 | 1 | 1
|  | 2 | 15 | 17:31-17:45 | 1 | 1
|  | 2 | 15 | 17:46-18:00 | 1 | 1
|  | 2 | 15 | 18:01-18:15 | 1 | 1
|  | 2 | 15 | 18:16-18:30 | 1 | 1
|  | 2 | 15 | 18:31-18:45 | 1 | 1
|  | 2 | 15 | 18:46-19:00 | 1 | 1
|  | 2 | 15 | 19:01-19:15 | 1 | 1
|  | 2 | 15 | 19:16-19:30 | 1 | 1
|  | 2 | 15 | 19:31-19:45 | 1 | 1
|  | 2 | 15 | 19:46-20:00 | 1 | 1
|  | 2 | 15 | 20:01-20:15 | 1 | 1
|  | 2 | 15 | 20:16-20:30 | 1 | 1
|  | 2 | 15 | 20:31-20:45 | 1 | 1
|  | 2 | 15 | 20:46-21:00 | 1 | 1
|  | 2 | 15 | 21:01-21:15 | 1 | 1
|  | 2 | 15 | 21:16-21:30 | 1 | 1
|  | 2 | 15 | 21:31-21:45 | 1 | 1
|  | 2 | 15 | 21:46-22:00 | 1 | 1
|  | 2 | 15 | 22:01-22:15 | 1 | 1
|  | 2 | 15 | 22:16-22:30 | 1 | 1
|  | 2 | 15 | 22:31-22:45 | 1 | 1
|  | 2 | 15 | 22:46-23:00 | 1 | 1
|  | 2 | 15 | 23:01-23:15 | 1 | 1
|  | 2 | 15 | 23:16-23:30 | 1 | 1
|  | 2 | 15 | 23:31-23:45 | 1 | 1
|  | 2 | 15 | 23:46-24:00 | 1 | 1
|  | 2 | 16 | 00:01-00:15 | 1 | 1
|  | 2 | 16 | 00:16-00:30 | 1 | 1
|  | 2 | 16 | 00:31-00:45 | 1 | 1
|  | 2 | 16 | 00:46-01:00 | 1 | 1
|  | 2 | 16 | 01:01-01:15 | 1 | 1
|  | 2 | 16 | 01:16-01:30 | 1 | 1
|  | 2 | 16 | 01:31-01:45 | 1 | 1
|  | 2 | 16 | 01:46-02:00 | 1 | 1
|  | 2 | 16 | 02:01-02:15 | 1 | 1
|  | 2 | 16 | 02:16-02:30 | 1 | 1
|  | 2 | 16 | 02:31-02:45 | 1 | 1
|  | 2 | 16 | 02:46-03:00 | 1 | 1
|  | 2 | 16 | 03:01-03:15 | 1 | 1
|  | 2 | 16 | 03:16-03:30 | 1 | 1
|  | 2 | 16 | 03:31-03:45 | 1 | 1
|  | 2 | 16 | 03:46-04:00 | 1 | 1
|  | 2 | 16 | 04:01-04:15 | 1 | 1
|  | 2 | 16 | 04:16-04:30 | 1 | 1
|  | 2 | 16 | 04:31-04:45 | 1 | 1
|  | 2 | 16 | 04:46-05:00 | 1 | 1
|  | 2 | 16 | 05:01-05:15 | 1 | 1
|  | 2 | 16 | 05:16-05:30 | 1 | 1
|  | 2 | 16 | 05:31-05:45 | 1 | 1
|  | 2 | 16 | 05:46-06:00 | 1 | 1
|  | 2 | 16 | 06:01-06:15 | 1 | 1
|  | 2 | 16 | 06:16-06:30 | 1 | 1
|  | 2 | 16 | 06:31-06:45 | 1 | 1
|  | 2 | 16 | 06:46-07:00 | 1 | 1
|  | 2 | 16 | 07:01-07:15 | 1 | 1
|  | 2 | 16 | 07:16-07:30 | 1 | 1
|  | 2 | 16 | 07:31-07:45 | 1 | 1
|  | 2 | 16 | 07:46-08:00 | 1 | 1
|  | 2 | 16 | 08:01-08:15 | 1 | 1
|  | 2 | 16 | 08:16-08:30 | 1 | 1
|  | 2 | 16 | 08:31-08:45 | 1 | 1
|  | 2 | 16 | 08:46-09:00 | 1 | 1
|  | 2 | 16 | 09:01-09:15 | 1 | 1
|  | 2 | 16 | 09:16-09:30 | 1 | 1
|  | 2 | 16 | 09:31-09:45 | 1 | 1
|  | 2 | 16 | 09:46-10:00 | 1 | 1
|  | 2 | 16 | 10:01-10:15 | 1 | 1
|  | 2 | 16 | 10:16-10:30 | 1 | 1
|  | 2 | 16 | 10:31-10:45 | 1 | 1
|  | 2 | 16 | 10:46-11:00 | 1 | 1
|  | 2 | 16 | 11:01-11:15 | 1 | 1
|  | 2 | 16 | 11:16-11:30 | 1 | 1
|  | 2 | 16 | 11:31-11:45 | 1 | 1
|  | 2 | 16 | 11:46-12:00 | 1 | 1
|  | 2 | 16 | 12:01-12:15 | 1 | 1
|  | 2 | 16 | 12:16-12:30 | 1 | 1
|  | 2 | 16 | 12:31-12:45 | 1 | 1
|  | 2 | 16 | 12:46-13:00 | 1 | 1
|  | 2 | 16 | 13:01-13:15 | 1 | 1
|  | 2 | 16 | 13:16-13:30 | 1 | 1
|  | 2 | 16 | 13:31-13:45 | 1 | 1
|  | 2 | 16 | 13:46-14:00 | 1 | 1
|  | 2 | 16 | 14:01-14:15 | 1 | 1
|  | 2 | 16 | 14:16-14:30 | 1 | 1
|  | 2 | 16 | 14:31-14:45 | 1 | 1
|  | 2 | 16 | 14:46-15:00 | 1 | 1
|  | 2 | 16 | 15:01-15:15 | 1 | 1
|  | 2 | 16 | 15:16-15:30 | 1 | 1
|  | 2 | 16 | 15:31-15:45 | 1 | 1
|  | 2 | 16 | 15:46-16:00 | 1 | 1
|  | 2 | 16 | 16:01-16:15 | 1 | 1
|  | 2 | 16 | 16:16-16:30 | 1 | 1
|  | 2 | 16 | 16:31-16:45 | 1 | 1
|  | 2 | 16 | 16:46-17:00 | 1 | 1
|  | 2 | 16 | 17:01-17:15 | 1 | 1
|  | 2 | 16 | 17:16-17:30 | 1 | 1
|  | 2 | 16 | 17:31-17:45 | 1 | 1
|  | 2 | 16 | 17:46-18:00 | 1 | 1
|  | 2 | 16 | 18:01-18:15 | 1 | 1
|  | 2 | 16 | 18:16-18:30 | 1 | 1
|  | 2 | 16 | 18:31-18:45 | 1 | 1
|  | 2 | 16 | 18:46-19:00 | 1 | 1
|  | 2 | 16 | 19:01-19:15 | 1 | 1
|  | 2 | 16 | 19:16-19:30 | 1 | 1
|  | 2 | 16 | 19:31-19:45 | 1 | 1
|  | 2 | 16 | 19:46-20:00 | 1 | 1
|  | 2 | 16 | 20:01-20:15 | 1 | 1
|  | 2 | 16 | 20:16-20:30 | 1 | 1
|  | 2 | 16 | 20:31-20:45 | 1 | 1
|  | 2 | 16 | 20:46-21:00 | 1 | 1
|  | 2 | 16 | 21:01-21:15 | 1 | 1
|  | 2 | 16 | 21:16-21:30 | 1 | 1
|  | 2 | 16 | 21:31-21:45 | 1 | 1
|  | 2 | 16 | 21:46-22:00 | 1 | 1
|  | 2 | 16 | 22:01-22:15 | 1 | 1
|  | 2 | 16 | 22:16-22:30 | 1 | 1
|  | 2 | 16 | 22:31-22:45 | 1 | 1
|  | 2 | 16 | 22:46-23:00 | 1 | 1
|  | 2 | 16 | 23:01-23:15 | 1 | 1
|  | 2 | 16 | 23:16-23:30 | 1 | 1
|  | 2 | 16 | 23:31-23:45 | 1 | 1
|  | 2 | 16 | 23:46-24:00 | 1 | 1
|  | 2 | 17 | 00:01-00:15 | 1 | 1
|  | 2 | 17 | 00:16-00:30 | 1 | 1
|  | 2 | 17 | 00:31-00:45 | 1 | 1
|  | 2 | 17 | 00:46-01:00 | 1 | 1
|  | 2 | 17 | 01:01-01:15 | 1 | 1
|  | 2 | 17 | 01:16-01:30 | 1 | 1
|  | 2 | 17 | 01:31-01:45 | 1 | 1
|  | 2 | 17 | 01:46-02:00 | 1 | 1
|  | 2 | 17 | 02:01-02:15 | 1 | 1
|  | 2 | 17 | 02:16-02:30 | 1 | 1
|  | 2 | 17 | 02:31-02:45 | 1 | 1
|  | 2 | 17 | 02:46-03:00 | 1 | 1
|  | 2 | 17 | 03:01-03:15 | 1 | 1
|  | 2 | 17 | 03:16-03:30 | 1 | 1
|  | 2 | 17 | 03:31-03:45 | 1 | 1
|  | 2 | 17 | 03:46-04:00 | 1 | 1
|  | 2 | 17 | 04:01-04:15 | 1 | 1
|  | 2 | 17 | 04:16-04:30 | 1 | 1
|  | 2 | 17 | 04:31-04:45 | 1 | 1
|  | 2 | 17 | 04:46-05:00 | 1 | 1
|  | 2 | 17 | 05:01-05:15 | 1 | 1
|  | 2 | 17 | 05:16-05:30 | 1 | 1
|  | 2 | 17 | 05:31-05:45 | 1 | 1
|  | 2 | 17 | 05:46-06:00 | 1 | 1
|  | 2 | 17 | 06:01-06:15 | 1 | 1
|  | 2 | 17 | 06:16-06:30 | 1 | 1
|  | 2 | 17 | 06:31-06:45 | 1 | 1
|  | 2 | 17 | 06:46-07:00 | 1 | 1
|  | 2 | 17 | 07:01-07:15 | 1 | 1
|  | 2 | 17 | 07:16-07:30 | 1 | 1
|  | 2 | 17 | 07:31-07:45 | 1 | 1
|  | 2 | 17 | 07:46-08:00 | 1 | 1
|  | 2 | 17 | 08:01-08:15 | 1 | 1
|  | 2 | 17 | 08:16-08:30 | 1 | 1
|  | 2 | 17 | 08:31-08:45 | 1 | 1
|  | 2 | 17 | 08:46-09:00 | 1 | 1
|  | 2 | 17 | 09:01-09:15 | 1 | 1
|  | 2 | 17 | 09:16-09:30 | 1 | 1
|  | 2 | 17 | 09:31-09:45 | 1 | 1
|  | 2 | 17 | 09:46-10:00 | 1 | 1
|  | 2 | 17 | 10:01-10:15 | 1 | 1
|  | 2 | 17 | 10:16-10:30 | 1 | 1
|  | 2 | 17 | 10:31-10:45 | 1 | 1
|  | 2 | 17 | 10:46-11:00 | 1 | 1
|  | 2 | 17 | 11:01-11:15 | 1 | 1
|  | 2 | 17 | 11:16-11:30 | 1 | 1
|  | 2 | 17 | 11:31-11:45 | 1 | 1
|  | 2 | 17 | 11:46-12:00 | 1 | 1
|  | 2 | 17 | 12:01-12:15 | 1 | 1
|  | 2 | 17 | 12:16-12:30 | 1 | 1
|  | 2 | 17 | 12:31-12:45 | 1 | 1
|  | 2 | 17 | 12:46-13:00 | 1 | 1
|  | 2 | 17 | 13:01-13:15 | 1 | 1
|  | 2 | 17 | 13:16-13:30 | 1 | 1
|  | 2 | 17 | 13:31-13:45 | 1 | 1
|  | 2 | 17 | 13:46-14:00 | 1 | 1
|  | 2 | 17 | 14:01-14:15 | 1 | 1
|  | 2 | 17 | 14:16-14:30 | 1 | 1
|  | 2 | 17 | 14:31-14:45 | 1 | 1
|  | 2 | 17 | 14:46-15:00 | 1 | 1
|  | 2 | 17 | 15:01-15:15 | 1 | 1
|  | 2 | 17 | 15:16-15:30 | 1 | 1
|  | 2 | 17 | 15:31-15:45 | 1 | 1
|  | 2 | 17 | 15:46-16:00 | 1 | 1
|  | 2 | 17 | 16:01-16:15 | 1 | 1
|  | 2 | 17 | 16:16-16:30 | 1 | 1
|  | 2 | 17 | 16:31-16:45 | 1 | 1
|  | 2 | 17 | 16:46-17:00 | 1 | 1
|  | 2 | 17 | 17:01-17:15 | 1 | 1
|  | 2 | 17 | 17:16-17:30 | 1 | 1
|  | 2 | 17 | 17:31-17:45 | 1 | 1
|  | 2 | 17 | 17:46-18:00 | 1 | 1
|  | 2 | 17 | 18:01-18:15 | 1 | 1
|  | 2 | 17 | 18:16-18:30 | 1 | 1
|  | 2 | 17 | 18:31-18:45 | 1 | 1
|  | 2 | 17 | 18:46-19:00 | 1 | 1
|  | 2 | 17 | 19:01-19:15 | 1 | 1
|  | 2 | 17 | 19:16-19:30 | 1 | 1
|  | 2 | 17 | 19:31-19:45 | 1 | 1
|  | 2 | 17 | 19:46-20:00 | 1 | 1
|  | 2 | 17 | 20:01-20:15 | 1 | 1
|  | 2 | 17 | 20:16-20:30 | 1 | 1
|  | 2 | 17 | 20:31-20:45 | 1 | 1
|  | 2 | 17 | 20:46-21:00 | 1 | 1
|  | 2 | 17 | 21:01-21:15 | 1 | 1
|  | 2 | 17 | 21:16-21:30 | 1 | 1
|  | 2 | 17 | 21:31-21:45 | 1 | 1
|  | 2 | 17 | 21:46-22:00 | 1 | 1
|  | 2 | 17 | 22:01-22:15 | 1 | 1
|  | 2 | 17 | 22:16-22:30 | 1 | 1
|  | 2 | 17 | 22:31-22:45 | 1 | 1
|  | 2 | 17 | 22:46-23:00 | 1 | 1
|  | 2 | 17 | 23:01-23:15 | 1 | 1
|  | 2 | 17 | 23:16-23:30 | 1 | 1
|  | 2 | 17 | 23:31-23:45 | 1 | 1
|  | 2 | 17 | 23:46-24:00 | 1 | 1
|  | 2 | 18 | 00:01-00:15 | 0 | 1
|  | 2 | 18 | 00:16-00:30 | 0 | 1
|  | 2 | 18 | 00:31-00:45 | 0 | 1
|  | 2 | 18 | 00:46-01:00 | 0 | 1
|  | 2 | 18 | 01:01-01:15 | 0 | 1
|  | 2 | 18 | 01:16-01:30 | 0 | 1
|  | 2 | 18 | 01:31-01:45 | 0 | 1
|  | 2 | 18 | 01:46-02:00 | 0 | 1
|  | 2 | 18 | 02:01-02:15 | 0 | 1
|  | 2 | 18 | 02:16-02:30 | 0 | 1
|  | 2 | 18 | 02:31-02:45 | 0 | 1
|  | 2 | 18 | 02:46-03:00 | 0 | 1
|  | 2 | 18 | 03:01-03:15 | 0 | 1
|  | 2 | 18 | 03:16-03:30 | 0 | 1
|  | 2 | 18 | 03:31-03:45 | 0 | 1
|  | 2 | 18 | 03:46-04:00 | 0 | 1
|  | 2 | 18 | 04:01-04:15 | 0 | 1
|  | 2 | 18 | 04:16-04:30 | 0 | 1
|  | 2 | 18 | 04:31-04:45 | 0 | 1
|  | 2 | 18 | 04:46-05:00 | 0 | 1
|  | 2 | 18 | 05:01-05:15 | 0 | 1
|  | 2 | 18 | 05:16-05:30 | 0 | 1
|  | 2 | 18 | 05:31-05:45 | 0 | 1
|  | 2 | 18 | 05:46-06:00 | 0 | 1
|  | 2 | 18 | 06:01-06:15 | 0 | 1
|  | 2 | 18 | 06:16-06:30 | 0 | 1
|  | 2 | 18 | 06:31-06:45 | 0 | 1
|  | 2 | 18 | 06:46-07:00 | 0 | 1
|  | 2 | 18 | 07:01-07:15 | 0 | 1
|  | 2 | 18 | 07:16-07:30 | 0 | 1
|  | 2 | 18 | 07:31-07:45 | 0 | 1
|  | 2 | 18 | 07:46-08:00 | 0 | 1
|  | 2 | 18 | 08:01-08:15 | 0 | 1
|  | 2 | 18 | 08:16-08:30 | 0 | 1
|  | 2 | 18 | 08:31-08:45 | 0 | 1
|  | 2 | 18 | 08:46-09:00 | 0 | 1
|  | 2 | 18 | 09:01-09:15 | 0 | 1
|  | 2 | 18 | 09:16-09:30 | 0 | 1
|  | 2 | 18 | 09:31-09:45 | 0 | 1
|  | 2 | 18 | 09:46-10:00 | 0 | 1
|  | 2 | 18 | 10:01-10:15 | 0 | 1
|  | 2 | 18 | 10:16-10:30 | 0 | 1
|  | 2 | 18 | 10:31-10:45 | 0 | 1
|  | 2 | 18 | 10:46-11:00 | 0 | 1
|  | 2 | 18 | 11:01-11:15 | 0 | 1
|  | 2 | 18 | 11:16-11:30 | 0 | 1
|  | 2 | 18 | 11:31-11:45 | 0 | 1
|  | 2 | 18 | 11:46-12:00 | 0 | 1
|  | 2 | 18 | 12:01-12:15 | 0 | 1
|  | 2 | 18 | 12:16-12:30 | 0 | 1
|  | 2 | 18 | 12:31-12:45 | 0 | 1
|  | 2 | 18 | 12:46-13:00 | 0 | 1
|  | 2 | 18 | 13:01-13:15 | 0 | 1
|  | 2 | 18 | 13:16-13:30 | 0 | 1
|  | 2 | 18 | 13:31-13:45 | 0 | 1
|  | 2 | 18 | 13:46-14:00 | 0 | 1
|  | 2 | 18 | 14:01-14:15 | 0 | 1
|  | 2 | 18 | 14:16-14:30 | 0 | 1
|  | 2 | 18 | 14:31-14:45 | 0 | 1
|  | 2 | 18 | 14:46-15:00 | 0 | 1
|  | 2 | 18 | 15:01-15:15 | 0 | 1
|  | 2 | 18 | 15:16-15:30 | 0 | 1
|  | 2 | 18 | 15:31-15:45 | 0 | 1
|  | 2 | 18 | 15:46-16:00 | 0 | 1
|  | 2 | 18 | 16:01-16:15 | 0 | 1
|  | 2 | 18 | 16:16-16:30 | 0 | 1
|  | 2 | 18 | 16:31-16:45 | 0 | 1
|  | 2 | 18 | 16:46-17:00 | 0 | 1
|  | 2 | 18 | 17:01-17:15 | 0 | 1
|  | 2 | 18 | 17:16-17:30 | 0 | 1
|  | 2 | 18 | 17:31-17:45 | 0 | 1
|  | 2 | 18 | 17:46-18:00 | 0 | 1
|  | 2 | 18 | 18:01-18:15 | 0 | 1
|  | 2 | 18 | 18:16-18:30 | 0 | 1
|  | 2 | 18 | 18:31-18:45 | 0 | 1
|  | 2 | 18 | 18:46-19:00 | 0 | 1
|  | 2 | 18 | 19:01-19:15 | 0 | 1
|  | 2 | 18 | 19:16-19:30 | 0 | 1
|  | 2 | 18 | 19:31-19:45 | 0 | 1
|  | 2 | 18 | 19:46-20:00 | 0 | 1
|  | 2 | 18 | 20:01-20:15 | 0 | 1
|  | 2 | 18 | 20:16-20:30 | 0 | 1
|  | 2 | 18 | 20:31-20:45 | 0 | 1
|  | 2 | 18 | 20:46-21:00 | 0 | 1
|  | 2 | 18 | 21:01-21:15 | 0 | 1
|  | 2 | 18 | 21:16-21:30 | 0 | 1
|  | 2 | 18 | 21:31-21:45 | 0 | 1
|  | 2 | 18 | 21:46-22:00 | 0 | 1
|  | 2 | 18 | 22:01-22:15 | 0 | 1
|  | 2 | 18 | 22:16-22:30 | 0 | 1
|  | 2 | 18 | 22:31-22:45 | 0 | 1
|  | 2 | 18 | 22:46-23:00 | 0 | 1
|  | 2 | 18 | 23:01-23:15 | 0 | 1
|  | 2 | 18 | 23:16-23:30 | 0 | 1
|  | 2 | 18 | 23:31-23:45 | 0 | 1
|  | 2 | 18 | 23:46-24:00 | 0 | 1
|  | 2 | 19 | 00:01-00:15 | 0 | 1
|  | 2 | 19 | 00:16-00:30 | 0 | 1
|  | 2 | 19 | 00:31-00:45 | 0 | 1
|  | 2 | 19 | 00:46-01:00 | 0 | 1
|  | 2 | 19 | 01:01-01:15 | 0 | 1
|  | 2 | 19 | 01:16-01:30 | 0 | 1
|  | 2 | 19 | 01:31-01:45 | 0 | 1
|  | 2 | 19 | 01:46-02:00 | 0 | 1
|  | 2 | 19 | 02:01-02:15 | 0 | 1
|  | 2 | 19 | 02:16-02:30 | 0 | 1
|  | 2 | 19 | 02:31-02:45 | 0 | 1
|  | 2 | 19 | 02:46-03:00 | 0 | 1
|  | 2 | 19 | 03:01-03:15 | 0 | 1
|  | 2 | 19 | 03:16-03:30 | 0 | 1
|  | 2 | 19 | 03:31-03:45 | 0 | 1
|  | 2 | 19 | 03:46-04:00 | 0 | 1
|  | 2 | 19 | 04:01-04:15 | 0 | 1
|  | 2 | 19 | 04:16-04:30 | 0 | 1
|  | 2 | 19 | 04:31-04:45 | 0 | 1
|  | 2 | 19 | 04:46-05:00 | 0 | 1
|  | 2 | 19 | 05:01-05:15 | 0 | 1
|  | 2 | 19 | 05:16-05:30 | 0 | 1
|  | 2 | 19 | 05:31-05:45 | 0 | 1
|  | 2 | 19 | 05:46-06:00 | 0 | 1
|  | 2 | 19 | 06:01-06:15 | 0 | 1
|  | 2 | 19 | 06:16-06:30 | 0 | 1
|  | 2 | 19 | 06:31-06:45 | 0 | 1
|  | 2 | 19 | 06:46-07:00 | 0 | 1
|  | 2 | 19 | 07:01-07:15 | 0 | 1
|  | 2 | 19 | 07:16-07:30 | 0 | 1
|  | 2 | 19 | 07:31-07:45 | 0 | 1
|  | 2 | 19 | 07:46-08:00 | 0 | 1
|  | 2 | 19 | 08:01-08:15 | 0 | 1
|  | 2 | 19 | 08:16-08:30 | 0 | 1
|  | 2 | 19 | 08:31-08:45 | 0 | 1
|  | 2 | 19 | 08:46-09:00 | 0 | 1
|  | 2 | 19 | 09:01-09:15 | 0 | 1
|  | 2 | 19 | 09:16-09:30 | 0 | 1
|  | 2 | 19 | 09:31-09:45 | 0 | 1
|  | 2 | 19 | 09:46-10:00 | 0 | 1
|  | 2 | 19 | 10:01-10:15 | 0 | 1
|  | 2 | 19 | 10:16-10:30 | 0 | 1
|  | 2 | 19 | 10:31-10:45 | 0 | 1
|  | 2 | 19 | 10:46-11:00 | 0 | 1
|  | 2 | 19 | 11:01-11:15 | 0 | 1
|  | 2 | 19 | 11:16-11:30 | 0 | 1
|  | 2 | 19 | 11:31-11:45 | 0 | 1
|  | 2 | 19 | 11:46-12:00 | 0 | 1
|  | 2 | 19 | 12:01-12:15 | 0 | 1
|  | 2 | 19 | 12:16-12:30 | 0 | 1
|  | 2 | 19 | 12:31-12:45 | 0 | 1
|  | 2 | 19 | 12:46-13:00 | 0 | 1
|  | 2 | 19 | 13:01-13:15 | 0 | 1
|  | 2 | 19 | 13:16-13:30 | 0 | 1
|  | 2 | 19 | 13:31-13:45 | 0 | 1
|  | 2 | 19 | 13:46-14:00 | 0 | 1
|  | 2 | 19 | 14:01-14:15 | 0 | 1
|  | 2 | 19 | 14:16-14:30 | 0 | 1
|  | 2 | 19 | 14:31-14:45 | 0 | 1
|  | 2 | 19 | 14:46-15:00 | 0 | 1
|  | 2 | 19 | 15:01-15:15 | 0 | 1
|  | 2 | 19 | 15:16-15:30 | 0 | 1
|  | 2 | 19 | 15:31-15:45 | 0 | 1
|  | 2 | 19 | 15:46-16:00 | 0 | 1
|  | 2 | 19 | 16:01-16:15 | 0 | 1
|  | 2 | 19 | 16:16-16:30 | 0 | 1
|  | 2 | 19 | 16:31-16:45 | 0 | 1
|  | 2 | 19 | 16:46-17:00 | 0 | 1
|  | 2 | 19 | 17:01-17:15 | 0 | 1
|  | 2 | 19 | 17:16-17:30 | 0 | 1
|  | 2 | 19 | 17:31-17:45 | 0 | 1
|  | 2 | 19 | 17:46-18:00 | 0 | 1
|  | 2 | 19 | 18:01-18:15 | 0 | 1
|  | 2 | 19 | 18:16-18:30 | 0 | 1
|  | 2 | 19 | 18:31-18:45 | 0 | 1
|  | 2 | 19 | 18:46-19:00 | 0 | 1
|  | 2 | 19 | 19:01-19:15 | 0 | 1
|  | 2 | 19 | 19:16-19:30 | 0 | 1
|  | 2 | 19 | 19:31-19:45 | 0 | 1
|  | 2 | 19 | 19:46-20:00 | 0 | 1
|  | 2 | 19 | 20:01-20:15 | 0 | 1
|  | 2 | 19 | 20:16-20:30 | 0 | 1
|  | 2 | 19 | 20:31-20:45 | 0 | 1
|  | 2 | 19 | 20:46-21:00 | 0 | 1
|  | 2 | 19 | 21:01-21:15 | 0 | 1
|  | 2 | 19 | 21:16-21:30 | 0 | 1
|  | 2 | 19 | 21:31-21:45 | 0 | 1
|  | 2 | 19 | 21:46-22:00 | 0 | 1
|  | 2 | 19 | 22:01-22:15 | 0 | 1
|  | 2 | 19 | 22:16-22:30 | 0 | 1
|  | 2 | 19 | 22:31-22:45 | 0 | 1
|  | 2 | 19 | 22:46-23:00 | 0 | 1
|  | 2 | 19 | 23:01-23:15 | 0 | 1
|  | 2 | 19 | 23:16-23:30 | 0 | 1
|  | 2 | 19 | 23:31-23:45 | 0 | 1
|  | 2 | 19 | 23:46-24:00 | 0 | 1
|  | 2 | 20 | 00:01-00:15 | 1 | 1
|  | 2 | 20 | 00:16-00:30 | 1 | 1
|  | 2 | 20 | 00:31-00:45 | 1 | 1
|  | 2 | 20 | 00:46-01:00 | 1 | 1
|  | 2 | 20 | 01:01-01:15 | 1 | 1
|  | 2 | 20 | 01:16-01:30 | 1 | 1
|  | 2 | 20 | 01:31-01:45 | 1 | 1
|  | 2 | 20 | 01:46-02:00 | 1 | 1
|  | 2 | 20 | 02:01-02:15 | 1 | 1
|  | 2 | 20 | 02:16-02:30 | 1 | 1
|  | 2 | 20 | 02:31-02:45 | 1 | 1
|  | 2 | 20 | 02:46-03:00 | 1 | 1
|  | 2 | 20 | 03:01-03:15 | 1 | 1
|  | 2 | 20 | 03:16-03:30 | 1 | 1
|  | 2 | 20 | 03:31-03:45 | 1 | 1
|  | 2 | 20 | 03:46-04:00 | 1 | 1
|  | 2 | 20 | 04:01-04:15 | 1 | 1
|  | 2 | 20 | 04:16-04:30 | 1 | 1
|  | 2 | 20 | 04:31-04:45 | 1 | 1
|  | 2 | 20 | 04:46-05:00 | 1 | 1
|  | 2 | 20 | 05:01-05:15 | 1 | 1
|  | 2 | 20 | 05:16-05:30 | 1 | 1
|  | 2 | 20 | 05:31-05:45 | 1 | 1
|  | 2 | 20 | 05:46-06:00 | 1 | 1
|  | 2 | 20 | 06:01-06:15 | 1 | 1
|  | 2 | 20 | 06:16-06:30 | 1 | 1
|  | 2 | 20 | 06:31-06:45 | 1 | 1
|  | 2 | 20 | 06:46-07:00 | 1 | 1
|  | 2 | 20 | 07:01-07:15 | 1 | 1
|  | 2 | 20 | 07:16-07:30 | 1 | 1
|  | 2 | 20 | 07:31-07:45 | 1 | 1
|  | 2 | 20 | 07:46-08:00 | 1 | 1
|  | 2 | 20 | 08:01-08:15 | 1 | 1
|  | 2 | 20 | 08:16-08:30 | 1 | 1
|  | 2 | 20 | 08:31-08:45 | 1 | 1
|  | 2 | 20 | 08:46-09:00 | 1 | 1
|  | 2 | 20 | 09:01-09:15 | 1 | 1
|  | 2 | 20 | 09:16-09:30 | 1 | 1
|  | 2 | 20 | 09:31-09:45 | 1 | 1
|  | 2 | 20 | 09:46-10:00 | 1 | 1
|  | 2 | 20 | 10:01-10:15 | 1 | 1
|  | 2 | 20 | 10:16-10:30 | 1 | 1
|  | 2 | 20 | 10:31-10:45 | 1 | 1
|  | 2 | 20 | 10:46-11:00 | 1 | 1
|  | 2 | 20 | 11:01-11:15 | 1 | 1
|  | 2 | 20 | 11:16-11:30 | 1 | 1
|  | 2 | 20 | 11:31-11:45 | 1 | 1
|  | 2 | 20 | 11:46-12:00 | 1 | 1
|  | 2 | 20 | 12:01-12:15 | 1 | 1
|  | 2 | 20 | 12:16-12:30 | 1 | 1
|  | 2 | 20 | 12:31-12:45 | 1 | 1
|  | 2 | 20 | 12:46-13:00 | 1 | 1
|  | 2 | 20 | 13:01-13:15 | 1 | 1
|  | 2 | 20 | 13:16-13:30 | 1 | 1
|  | 2 | 20 | 13:31-13:45 | 1 | 1
|  | 2 | 20 | 13:46-14:00 | 1 | 1
|  | 2 | 20 | 14:01-14:15 | 1 | 1
|  | 2 | 20 | 14:16-14:30 | 1 | 1
|  | 2 | 20 | 14:31-14:45 | 1 | 1
|  | 2 | 20 | 14:46-15:00 | 1 | 1
|  | 2 | 20 | 15:01-15:15 | 1 | 1
|  | 2 | 20 | 15:16-15:30 | 1 | 1
|  | 2 | 20 | 15:31-15:45 | 1 | 1
|  | 2 | 20 | 15:46-16:00 | 1 | 1
|  | 2 | 20 | 16:01-16:15 | 1 | 1
|  | 2 | 20 | 16:16-16:30 | 1 | 1
|  | 2 | 20 | 16:31-16:45 | 1 | 1
|  | 2 | 20 | 16:46-17:00 | 1 | 1
|  | 2 | 20 | 17:01-17:15 | 1 | 1
|  | 2 | 20 | 17:16-17:30 | 1 | 1
|  | 2 | 20 | 17:31-17:45 | 1 | 1
|  | 2 | 20 | 17:46-18:00 | 1 | 1
|  | 2 | 20 | 18:01-18:15 | 1 | 1
|  | 2 | 20 | 18:16-18:30 | 1 | 1
|  | 2 | 20 | 18:31-18:45 | 1 | 1
|  | 2 | 20 | 18:46-19:00 | 1 | 1
|  | 2 | 20 | 19:01-19:15 | 1 | 1
|  | 2 | 20 | 19:16-19:30 | 1 | 1
|  | 2 | 20 | 19:31-19:45 | 1 | 1
|  | 2 | 20 | 19:46-20:00 | 1 | 1
|  | 2 | 20 | 20:01-20:15 | 1 | 1
|  | 2 | 20 | 20:16-20:30 | 1 | 1
|  | 2 | 20 | 20:31-20:45 | 1 | 1
|  | 2 | 20 | 20:46-21:00 | 1 | 1
|  | 2 | 20 | 21:01-21:15 | 1 | 1
|  | 2 | 20 | 21:16-21:30 | 1 | 1
|  | 2 | 20 | 21:31-21:45 | 1 | 1
|  | 2 | 20 | 21:46-22:00 | 1 | 1
|  | 2 | 20 | 22:01-22:15 | 1 | 1
|  | 2 | 20 | 22:16-22:30 | 1 | 1
|  | 2 | 20 | 22:31-22:45 | 1 | 1
|  | 2 | 20 | 22:46-23:00 | 1 | 1
|  | 2 | 20 | 23:01-23:15 | 1 | 1
|  | 2 | 20 | 23:16-23:30 | 1 | 1
|  | 2 | 20 | 23:31-23:45 | 1 | 1
|  | 2 | 20 | 23:46-24:00 | 1 | 1
|  | 2 | 21 | 00:01-00:15 | 1 | 1
|  | 2 | 21 | 00:16-00:30 | 1 | 1
|  | 2 | 21 | 00:31-00:45 | 1 | 1
|  | 2 | 21 | 00:46-01:00 | 1 | 1
|  | 2 | 21 | 01:01-01:15 | 1 | 1
|  | 2 | 21 | 01:16-01:30 | 1 | 1
|  | 2 | 21 | 01:31-01:45 | 1 | 1
|  | 2 | 21 | 01:46-02:00 | 1 | 1
|  | 2 | 21 | 02:01-02:15 | 1 | 1
|  | 2 | 21 | 02:16-02:30 | 1 | 1
|  | 2 | 21 | 02:31-02:45 | 1 | 1
|  | 2 | 21 | 02:46-03:00 | 1 | 1
|  | 2 | 21 | 03:01-03:15 | 1 | 1
|  | 2 | 21 | 03:16-03:30 | 1 | 1
|  | 2 | 21 | 03:31-03:45 | 1 | 1
|  | 2 | 21 | 03:46-04:00 | 1 | 1
|  | 2 | 21 | 04:01-04:15 | 1 | 1
|  | 2 | 21 | 04:16-04:30 | 1 | 1
|  | 2 | 21 | 04:31-04:45 | 1 | 1
|  | 2 | 21 | 04:46-05:00 | 1 | 1
|  | 2 | 21 | 05:01-05:15 | 1 | 1
|  | 2 | 21 | 05:16-05:30 | 1 | 1
|  | 2 | 21 | 05:31-05:45 | 1 | 1
|  | 2 | 21 | 05:46-06:00 | 1 | 1
|  | 2 | 21 | 06:01-06:15 | 1 | 1
|  | 2 | 21 | 06:16-06:30 | 1 | 1
|  | 2 | 21 | 06:31-06:45 | 1 | 1
|  | 2 | 21 | 06:46-07:00 | 1 | 1
|  | 2 | 21 | 07:01-07:15 | 1 | 1
|  | 2 | 21 | 07:16-07:30 | 1 | 1
|  | 2 | 21 | 07:31-07:45 | 1 | 1
|  | 2 | 21 | 07:46-08:00 | 1 | 1
|  | 2 | 21 | 08:01-08:15 | 1 | 1
|  | 2 | 21 | 08:16-08:30 | 1 | 1
|  | 2 | 21 | 08:31-08:45 | 1 | 1
|  | 2 | 21 | 08:46-09:00 | 1 | 1
|  | 2 | 21 | 09:01-09:15 | 1 | 1
|  | 2 | 21 | 09:16-09:30 | 1 | 1
|  | 2 | 21 | 09:31-09:45 | 1 | 1
|  | 2 | 21 | 09:46-10:00 | 1 | 1
|  | 2 | 21 | 10:01-10:15 | 1 | 1
|  | 2 | 21 | 10:16-10:30 | 1 | 1
|  | 2 | 21 | 10:31-10:45 | 1 | 1
|  | 2 | 21 | 10:46-11:00 | 1 | 1
|  | 2 | 21 | 11:01-11:15 | 1 | 1
|  | 2 | 21 | 11:16-11:30 | 1 | 1
|  | 2 | 21 | 11:31-11:45 | 1 | 1
|  | 2 | 21 | 11:46-12:00 | 1 | 1
|  | 2 | 21 | 12:01-12:15 | 1 | 1
|  | 2 | 21 | 12:16-12:30 | 1 | 1
|  | 2 | 21 | 12:31-12:45 | 1 | 1
|  | 2 | 21 | 12:46-13:00 | 1 | 1
|  | 2 | 21 | 13:01-13:15 | 1 | 1
|  | 2 | 21 | 13:16-13:30 | 1 | 1
|  | 2 | 21 | 13:31-13:45 | 1 | 1
|  | 2 | 21 | 13:46-14:00 | 1 | 1
|  | 2 | 21 | 14:01-14:15 | 1 | 1
|  | 2 | 21 | 14:16-14:30 | 1 | 1
|  | 2 | 21 | 14:31-14:45 | 1 | 1
|  | 2 | 21 | 14:46-15:00 | 1 | 1
|  | 2 | 21 | 15:01-15:15 | 1 | 1
|  | 2 | 21 | 15:16-15:30 | 1 | 1
|  | 2 | 21 | 15:31-15:45 | 1 | 1
|  | 2 | 21 | 15:46-16:00 | 1 | 1
|  | 2 | 21 | 16:01-16:15 | 1 | 1
|  | 2 | 21 | 16:16-16:30 | 1 | 1
|  | 2 | 21 | 16:31-16:45 | 1 | 1
|  | 2 | 21 | 16:46-17:00 | 1 | 1
|  | 2 | 21 | 17:01-17:15 | 1 | 1
|  | 2 | 21 | 17:16-17:30 | 1 | 1
|  | 2 | 21 | 17:31-17:45 | 1 | 1
|  | 2 | 21 | 17:46-18:00 | 1 | 1
|  | 2 | 21 | 18:01-18:15 | 1 | 1
|  | 2 | 21 | 18:16-18:30 | 1 | 1
|  | 2 | 21 | 18:31-18:45 | 1 | 1
|  | 2 | 21 | 18:46-19:00 | 1 | 1
|  | 2 | 21 | 19:01-19:15 | 1 | 1
|  | 2 | 21 | 19:16-19:30 | 1 | 1
|  | 2 | 21 | 19:31-19:45 | 1 | 1
|  | 2 | 21 | 19:46-20:00 | 1 | 1
|  | 2 | 21 | 20:01-20:15 | 1 | 1
|  | 2 | 21 | 20:16-20:30 | 1 | 1
|  | 2 | 21 | 20:31-20:45 | 1 | 1
|  | 2 | 21 | 20:46-21:00 | 1 | 1
|  | 2 | 21 | 21:01-21:15 | 1 | 1
|  | 2 | 21 | 21:16-21:30 | 1 | 1
|  | 2 | 21 | 21:31-21:45 | 1 | 1
|  | 2 | 21 | 21:46-22:00 | 1 | 1
|  | 2 | 21 | 22:01-22:15 | 1 | 1
|  | 2 | 21 | 22:16-22:30 | 1 | 1
|  | 2 | 21 | 22:31-22:45 | 1 | 1
|  | 2 | 21 | 22:46-23:00 | 1 | 1
|  | 2 | 21 | 23:01-23:15 | 1 | 1
|  | 2 | 21 | 23:16-23:30 | 1 | 1
|  | 2 | 21 | 23:31-23:45 | 1 | 1
|  | 2 | 21 | 23:46-24:00 | 1 | 1
|  | 2 | 22 | 00:01-00:15 | 1 | 1
|  | 2 | 22 | 00:16-00:30 | 1 | 1
|  | 2 | 22 | 00:31-00:45 | 1 | 1
|  | 2 | 22 | 00:46-01:00 | 1 | 1
|  | 2 | 22 | 01:01-01:15 | 1 | 1
|  | 2 | 22 | 01:16-01:30 | 1 | 1
|  | 2 | 22 | 01:31-01:45 | 1 | 1
|  | 2 | 22 | 01:46-02:00 | 1 | 1
|  | 2 | 22 | 02:01-02:15 | 1 | 1
|  | 2 | 22 | 02:16-02:30 | 1 | 1
|  | 2 | 22 | 02:31-02:45 | 1 | 1
|  | 2 | 22 | 02:46-03:00 | 1 | 1
|  | 2 | 22 | 03:01-03:15 | 1 | 1
|  | 2 | 22 | 03:16-03:30 | 1 | 1
|  | 2 | 22 | 03:31-03:45 | 1 | 1
|  | 2 | 22 | 03:46-04:00 | 1 | 1
|  | 2 | 22 | 04:01-04:15 | 1 | 1
|  | 2 | 22 | 04:16-04:30 | 1 | 1
|  | 2 | 22 | 04:31-04:45 | 1 | 1
|  | 2 | 22 | 04:46-05:00 | 1 | 1
|  | 2 | 22 | 05:01-05:15 | 1 | 1
|  | 2 | 22 | 05:16-05:30 | 1 | 1
|  | 2 | 22 | 05:31-05:45 | 1 | 1
|  | 2 | 22 | 05:46-06:00 | 1 | 1
|  | 2 | 22 | 06:01-06:15 | 1 | 1
|  | 2 | 22 | 06:16-06:30 | 1 | 1
|  | 2 | 22 | 06:31-06:45 | 1 | 1
|  | 2 | 22 | 06:46-07:00 | 1 | 1
|  | 2 | 22 | 07:01-07:15 | 1 | 1
|  | 2 | 22 | 07:16-07:30 | 1 | 1
|  | 2 | 22 | 07:31-07:45 | 1 | 1
|  | 2 | 22 | 07:46-08:00 | 1 | 1
|  | 2 | 22 | 08:01-08:15 | 1 | 1
|  | 2 | 22 | 08:16-08:30 | 1 | 1
|  | 2 | 22 | 08:31-08:45 | 1 | 1
|  | 2 | 22 | 08:46-09:00 | 1 | 1
|  | 2 | 22 | 09:01-09:15 | 1 | 1
|  | 2 | 22 | 09:16-09:30 | 1 | 1
|  | 2 | 22 | 09:31-09:45 | 1 | 1
|  | 2 | 22 | 09:46-10:00 | 1 | 1
|  | 2 | 22 | 10:01-10:15 | 1 | 1
|  | 2 | 22 | 10:16-10:30 | 1 | 1
|  | 2 | 22 | 10:31-10:45 | 1 | 1
|  | 2 | 22 | 10:46-11:00 | 1 | 1
|  | 2 | 22 | 11:01-11:15 | 1 | 1
|  | 2 | 22 | 11:16-11:30 | 1 | 1
|  | 2 | 22 | 11:31-11:45 | 1 | 1
|  | 2 | 22 | 11:46-12:00 | 1 | 1
|  | 2 | 22 | 12:01-12:15 | 1 | 1
|  | 2 | 22 | 12:16-12:30 | 1 | 1
|  | 2 | 22 | 12:31-12:45 | 1 | 1
|  | 2 | 22 | 12:46-13:00 | 1 | 1
|  | 2 | 22 | 13:01-13:15 | 1 | 1
|  | 2 | 22 | 13:16-13:30 | 1 | 1
|  | 2 | 22 | 13:31-13:45 | 1 | 1
|  | 2 | 22 | 13:46-14:00 | 1 | 1
|  | 2 | 22 | 14:01-14:15 | 1 | 1
|  | 2 | 22 | 14:16-14:30 | 1 | 1
|  | 2 | 22 | 14:31-14:45 | 1 | 1
|  | 2 | 22 | 14:46-15:00 | 1 | 1
|  | 2 | 22 | 15:01-15:15 | 1 | 1
|  | 2 | 22 | 15:16-15:30 | 1 | 1
|  | 2 | 22 | 15:31-15:45 | 1 | 1
|  | 2 | 22 | 15:46-16:00 | 1 | 1
|  | 2 | 22 | 16:01-16:15 | 1 | 1
|  | 2 | 22 | 16:16-16:30 | 1 | 1
|  | 2 | 22 | 16:31-16:45 | 1 | 1
|  | 2 | 22 | 16:46-17:00 | 1 | 1
|  | 2 | 22 | 17:01-17:15 | 1 | 1
|  | 2 | 22 | 17:16-17:30 | 1 | 1
|  | 2 | 22 | 17:31-17:45 | 1 | 1
|  | 2 | 22 | 17:46-18:00 | 1 | 1
|  | 2 | 22 | 18:01-18:15 | 1 | 1
|  | 2 | 22 | 18:16-18:30 | 1 | 1
|  | 2 | 22 | 18:31-18:45 | 1 | 1
|  | 2 | 22 | 18:46-19:00 | 1 | 1
|  | 2 | 22 | 19:01-19:15 | 1 | 1
|  | 2 | 22 | 19:16-19:30 | 1 | 1
|  | 2 | 22 | 19:31-19:45 | 1 | 1
|  | 2 | 22 | 19:46-20:00 | 1 | 1
|  | 2 | 22 | 20:01-20:15 | 1 | 1
|  | 2 | 22 | 20:16-20:30 | 1 | 1
|  | 2 | 22 | 20:31-20:45 | 1 | 1
|  | 2 | 22 | 20:46-21:00 | 1 | 1
|  | 2 | 22 | 21:01-21:15 | 1 | 1
|  | 2 | 22 | 21:16-21:30 | 1 | 1
|  | 2 | 22 | 21:31-21:45 | 1 | 1
|  | 2 | 22 | 21:46-22:00 | 1 | 1
|  | 2 | 22 | 22:01-22:15 | 1 | 1
|  | 2 | 22 | 22:16-22:30 | 1 | 1
|  | 2 | 22 | 22:31-22:45 | 1 | 1
|  | 2 | 22 | 22:46-23:00 | 1 | 1
|  | 2 | 22 | 23:01-23:15 | 1 | 1
|  | 2 | 22 | 23:16-23:30 | 1 | 1
|  | 2 | 22 | 23:31-23:45 | 1 | 1
|  | 2 | 22 | 23:46-24:00 | 1 | 1
|  | 2 | 23 | 00:01-00:15 | 1 | 1
|  | 2 | 23 | 00:16-00:30 | 1 | 1
|  | 2 | 23 | 00:31-00:45 | 1 | 1
|  | 2 | 23 | 00:46-01:00 | 1 | 1
|  | 2 | 23 | 01:01-01:15 | 1 | 1
|  | 2 | 23 | 01:16-01:30 | 1 | 1
|  | 2 | 23 | 01:31-01:45 | 1 | 1
|  | 2 | 23 | 01:46-02:00 | 1 | 1
|  | 2 | 23 | 02:01-02:15 | 1 | 1
|  | 2 | 23 | 02:16-02:30 | 1 | 1
|  | 2 | 23 | 02:31-02:45 | 1 | 1
|  | 2 | 23 | 02:46-03:00 | 1 | 1
|  | 2 | 23 | 03:01-03:15 | 1 | 1
|  | 2 | 23 | 03:16-03:30 | 1 | 1
|  | 2 | 23 | 03:31-03:45 | 1 | 1
|  | 2 | 23 | 03:46-04:00 | 1 | 1
|  | 2 | 23 | 04:01-04:15 | 1 | 1
|  | 2 | 23 | 04:16-04:30 | 1 | 1
|  | 2 | 23 | 04:31-04:45 | 1 | 1
|  | 2 | 23 | 04:46-05:00 | 1 | 1
|  | 2 | 23 | 05:01-05:15 | 1 | 1
|  | 2 | 23 | 05:16-05:30 | 1 | 1
|  | 2 | 23 | 05:31-05:45 | 1 | 1
|  | 2 | 23 | 05:46-06:00 | 1 | 1
|  | 2 | 23 | 06:01-06:15 | 1 | 1
|  | 2 | 23 | 06:16-06:30 | 1 | 1
|  | 2 | 23 | 06:31-06:45 | 1 | 1
|  | 2 | 23 | 06:46-07:00 | 1 | 1
|  | 2 | 23 | 07:01-07:15 | 1 | 1
|  | 2 | 23 | 07:16-07:30 | 1 | 1
|  | 2 | 23 | 07:31-07:45 | 1 | 1
|  | 2 | 23 | 07:46-08:00 | 1 | 1
|  | 2 | 23 | 08:01-08:15 | 1 | 1
|  | 2 | 23 | 08:16-08:30 | 1 | 1
|  | 2 | 23 | 08:31-08:45 | 1 | 1
|  | 2 | 23 | 08:46-09:00 | 1 | 1
|  | 2 | 23 | 09:01-09:15 | 1 | 1
|  | 2 | 23 | 09:16-09:30 | 1 | 1
|  | 2 | 23 | 09:31-09:45 | 1 | 1
|  | 2 | 23 | 09:46-10:00 | 1 | 1
|  | 2 | 23 | 10:01-10:15 | 1 | 1
|  | 2 | 23 | 10:16-10:30 | 1 | 1
|  | 2 | 23 | 10:31-10:45 | 1 | 1
|  | 2 | 23 | 10:46-11:00 | 1 | 1
|  | 2 | 23 | 11:01-11:15 | 1 | 1
|  | 2 | 23 | 11:16-11:30 | 1 | 1
|  | 2 | 23 | 11:31-11:45 | 1 | 1
|  | 2 | 23 | 11:46-12:00 | 1 | 1
|  | 2 | 23 | 12:01-12:15 | 1 | 1
|  | 2 | 23 | 12:16-12:30 | 1 | 1
|  | 2 | 23 | 12:31-12:45 | 1 | 1
|  | 2 | 23 | 12:46-13:00 | 1 | 1
|  | 2 | 23 | 13:01-13:15 | 1 | 1
|  | 2 | 23 | 13:16-13:30 | 1 | 1
|  | 2 | 23 | 13:31-13:45 | 1 | 1
|  | 2 | 23 | 13:46-14:00 | 1 | 1
|  | 2 | 23 | 14:01-14:15 | 1 | 1
|  | 2 | 23 | 14:16-14:30 | 1 | 1
|  | 2 | 23 | 14:31-14:45 | 1 | 1
|  | 2 | 23 | 14:46-15:00 | 1 | 1
|  | 2 | 23 | 15:01-15:15 | 1 | 1
|  | 2 | 23 | 15:16-15:30 | 1 | 1
|  | 2 | 23 | 15:31-15:45 | 1 | 1
|  | 2 | 23 | 15:46-16:00 | 1 | 1
|  | 2 | 23 | 16:01-16:15 | 1 | 1
|  | 2 | 23 | 16:16-16:30 | 1 | 1
|  | 2 | 23 | 16:31-16:45 | 1 | 1
|  | 2 | 23 | 16:46-17:00 | 1 | 1
|  | 2 | 23 | 17:01-17:15 | 1 | 1
|  | 2 | 23 | 17:16-17:30 | 1 | 1
|  | 2 | 23 | 17:31-17:45 | 1 | 1
|  | 2 | 23 | 17:46-18:00 | 1 | 1
|  | 2 | 23 | 18:01-18:15 | 1 | 1
|  | 2 | 23 | 18:16-18:30 | 1 | 1
|  | 2 | 23 | 18:31-18:45 | 1 | 1
|  | 2 | 23 | 18:46-19:00 | 1 | 1
|  | 2 | 23 | 19:01-19:15 | 1 | 1
|  | 2 | 23 | 19:16-19:30 | 1 | 1
|  | 2 | 23 | 19:31-19:45 | 1 | 1
|  | 2 | 23 | 19:46-20:00 | 1 | 1
|  | 2 | 23 | 20:01-20:15 | 1 | 1
|  | 2 | 23 | 20:16-20:30 | 1 | 1
|  | 2 | 23 | 20:31-20:45 | 1 | 1
|  | 2 | 23 | 20:46-21:00 | 1 | 1
|  | 2 | 23 | 21:01-21:15 | 1 | 1
|  | 2 | 23 | 21:16-21:30 | 1 | 1
|  | 2 | 23 | 21:31-21:45 | 1 | 1
|  | 2 | 23 | 21:46-22:00 | 1 | 1
|  | 2 | 23 | 22:01-22:15 | 1 | 1
|  | 2 | 23 | 22:16-22:30 | 1 | 1
|  | 2 | 23 | 22:31-22:45 | 1 | 1
|  | 2 | 23 | 22:46-23:00 | 1 | 1
|  | 2 | 23 | 23:01-23:15 | 1 | 1
|  | 2 | 23 | 23:16-23:30 | 1 | 1
|  | 2 | 23 | 23:31-23:45 | 1 | 1
|  | 2 | 23 | 23:46-24:00 | 1 | 1
|  | 2 | 24 | 00:01-00:15 | 1 | 1
|  | 2 | 24 | 00:16-00:30 | 1 | 1
|  | 2 | 24 | 00:31-00:45 | 1 | 1
|  | 2 | 24 | 00:46-01:00 | 1 | 1
|  | 2 | 24 | 01:01-01:15 | 1 | 1
|  | 2 | 24 | 01:16-01:30 | 1 | 1
|  | 2 | 24 | 01:31-01:45 | 1 | 1
|  | 2 | 24 | 01:46-02:00 | 1 | 1
|  | 2 | 24 | 02:01-02:15 | 1 | 1
|  | 2 | 24 | 02:16-02:30 | 1 | 1
|  | 2 | 24 | 02:31-02:45 | 1 | 1
|  | 2 | 24 | 02:46-03:00 | 1 | 1
|  | 2 | 24 | 03:01-03:15 | 1 | 1
|  | 2 | 24 | 03:16-03:30 | 1 | 1
|  | 2 | 24 | 03:31-03:45 | 1 | 1
|  | 2 | 24 | 03:46-04:00 | 1 | 1
|  | 2 | 24 | 04:01-04:15 | 1 | 1
|  | 2 | 24 | 04:16-04:30 | 1 | 1
|  | 2 | 24 | 04:31-04:45 | 1 | 1
|  | 2 | 24 | 04:46-05:00 | 1 | 1
|  | 2 | 24 | 05:01-05:15 | 1 | 1
|  | 2 | 24 | 05:16-05:30 | 1 | 1
|  | 2 | 24 | 05:31-05:45 | 1 | 1
|  | 2 | 24 | 05:46-06:00 | 1 | 1
|  | 2 | 24 | 06:01-06:15 | 1 | 1
|  | 2 | 24 | 06:16-06:30 | 1 | 1
|  | 2 | 24 | 06:31-06:45 | 1 | 1
|  | 2 | 24 | 06:46-07:00 | 1 | 1
|  | 2 | 24 | 07:01-07:15 | 1 | 1
|  | 2 | 24 | 07:16-07:30 | 1 | 1
|  | 2 | 24 | 07:31-07:45 | 1 | 1
|  | 2 | 24 | 07:46-08:00 | 1 | 1
|  | 2 | 24 | 08:01-08:15 | 1 | 1
|  | 2 | 24 | 08:16-08:30 | 1 | 1
|  | 2 | 24 | 08:31-08:45 | 1 | 1
|  | 2 | 24 | 08:46-09:00 | 1 | 1
|  | 2 | 24 | 09:01-09:15 | 1 | 1
|  | 2 | 24 | 09:16-09:30 | 1 | 1
|  | 2 | 24 | 09:31-09:45 | 1 | 1
|  | 2 | 24 | 09:46-10:00 | 1 | 1
|  | 2 | 24 | 10:01-10:15 | 1 | 1
|  | 2 | 24 | 10:16-10:30 | 1 | 1
|  | 2 | 24 | 10:31-10:45 | 1 | 1
|  | 2 | 24 | 10:46-11:00 | 1 | 1
|  | 2 | 24 | 11:01-11:15 | 1 | 1
|  | 2 | 24 | 11:16-11:30 | 1 | 1
|  | 2 | 24 | 11:31-11:45 | 1 | 1
|  | 2 | 24 | 11:46-12:00 | 1 | 1
|  | 2 | 24 | 12:01-12:15 | 1 | 1
|  | 2 | 24 | 12:16-12:30 | 1 | 1
|  | 2 | 24 | 12:31-12:45 | 1 | 1
|  | 2 | 24 | 12:46-13:00 | 1 | 1
|  | 2 | 24 | 13:01-13:15 | 1 | 1
|  | 2 | 24 | 13:16-13:30 | 1 | 1
|  | 2 | 24 | 13:31-13:45 | 1 | 1
|  | 2 | 24 | 13:46-14:00 | 1 | 1
|  | 2 | 24 | 14:01-14:15 | 1 | 1
|  | 2 | 24 | 14:16-14:30 | 1 | 1
|  | 2 | 24 | 14:31-14:45 | 1 | 1
|  | 2 | 24 | 14:46-15:00 | 1 | 1
|  | 2 | 24 | 15:01-15:15 | 1 | 1
|  | 2 | 24 | 15:16-15:30 | 1 | 1
|  | 2 | 24 | 15:31-15:45 | 1 | 1
|  | 2 | 24 | 15:46-16:00 | 1 | 1
|  | 2 | 24 | 16:01-16:15 | 1 | 1
|  | 2 | 24 | 16:16-16:30 | 1 | 1
|  | 2 | 24 | 16:31-16:45 | 1 | 1
|  | 2 | 24 | 16:46-17:00 | 1 | 1
|  | 2 | 24 | 17:01-17:15 | 1 | 1
|  | 2 | 24 | 17:16-17:30 | 1 | 1
|  | 2 | 24 | 17:31-17:45 | 1 | 1
|  | 2 | 24 | 17:46-18:00 | 1 | 1
|  | 2 | 24 | 18:01-18:15 | 1 | 1
|  | 2 | 24 | 18:16-18:30 | 1 | 1
|  | 2 | 24 | 18:31-18:45 | 1 | 1
|  | 2 | 24 | 18:46-19:00 | 1 | 1
|  | 2 | 24 | 19:01-19:15 | 1 | 1
|  | 2 | 24 | 19:16-19:30 | 1 | 1
|  | 2 | 24 | 19:31-19:45 | 1 | 1
|  | 2 | 24 | 19:46-20:00 | 1 | 1
|  | 2 | 24 | 20:01-20:15 | 1 | 1
|  | 2 | 24 | 20:16-20:30 | 1 | 1
|  | 2 | 24 | 20:31-20:45 | 1 | 1
|  | 2 | 24 | 20:46-21:00 | 1 | 1
|  | 2 | 24 | 21:01-21:15 | 1 | 1
|  | 2 | 24 | 21:16-21:30 | 1 | 1
|  | 2 | 24 | 21:31-21:45 | 1 | 1
|  | 2 | 24 | 21:46-22:00 | 1 | 1
|  | 2 | 24 | 22:01-22:15 | 1 | 1
|  | 2 | 24 | 22:16-22:30 | 1 | 1
|  | 2 | 24 | 22:31-22:45 | 1 | 1
|  | 2 | 24 | 22:46-23:00 | 1 | 1
|  | 2 | 24 | 23:01-23:15 | 1 | 1
|  | 2 | 24 | 23:16-23:30 | 1 | 1
|  | 2 | 24 | 23:31-23:45 | 1 | 1
|  | 2 | 24 | 23:46-24:00 | 1 | 1
|  | 2 | 25 | 00:01-00:15 | 0 | 1
|  | 2 | 25 | 00:16-00:30 | 0 | 1
|  | 2 | 25 | 00:31-00:45 | 0 | 1
|  | 2 | 25 | 00:46-01:00 | 0 | 1
|  | 2 | 25 | 01:01-01:15 | 0 | 1
|  | 2 | 25 | 01:16-01:30 | 0 | 1
|  | 2 | 25 | 01:31-01:45 | 0 | 1
|  | 2 | 25 | 01:46-02:00 | 0 | 1
|  | 2 | 25 | 02:01-02:15 | 0 | 1
|  | 2 | 25 | 02:16-02:30 | 0 | 1
|  | 2 | 25 | 02:31-02:45 | 0 | 1
|  | 2 | 25 | 02:46-03:00 | 0 | 1
|  | 2 | 25 | 03:01-03:15 | 0 | 1
|  | 2 | 25 | 03:16-03:30 | 0 | 1
|  | 2 | 25 | 03:31-03:45 | 0 | 1
|  | 2 | 25 | 03:46-04:00 | 0 | 1
|  | 2 | 25 | 04:01-04:15 | 0 | 1
|  | 2 | 25 | 04:16-04:30 | 0 | 1
|  | 2 | 25 | 04:31-04:45 | 0 | 1
|  | 2 | 25 | 04:46-05:00 | 0 | 1
|  | 2 | 25 | 05:01-05:15 | 0 | 1
|  | 2 | 25 | 05:16-05:30 | 0 | 1
|  | 2 | 25 | 05:31-05:45 | 0 | 1
|  | 2 | 25 | 05:46-06:00 | 0 | 1
|  | 2 | 25 | 06:01-06:15 | 0 | 1
|  | 2 | 25 | 06:16-06:30 | 0 | 1
|  | 2 | 25 | 06:31-06:45 | 0 | 1
|  | 2 | 25 | 06:46-07:00 | 0 | 1
|  | 2 | 25 | 07:01-07:15 | 0 | 1
|  | 2 | 25 | 07:16-07:30 | 0 | 1
|  | 2 | 25 | 07:31-07:45 | 0 | 1
|  | 2 | 25 | 07:46-08:00 | 0 | 1
|  | 2 | 25 | 08:01-08:15 | 0 | 1
|  | 2 | 25 | 08:16-08:30 | 0 | 1
|  | 2 | 25 | 08:31-08:45 | 0 | 1
|  | 2 | 25 | 08:46-09:00 | 0 | 1
|  | 2 | 25 | 09:01-09:15 | 0 | 1
|  | 2 | 25 | 09:16-09:30 | 0 | 1
|  | 2 | 25 | 09:31-09:45 | 0 | 1
|  | 2 | 25 | 09:46-10:00 | 0 | 1
|  | 2 | 25 | 10:01-10:15 | 0 | 1
|  | 2 | 25 | 10:16-10:30 | 0 | 1
|  | 2 | 25 | 10:31-10:45 | 0 | 1
|  | 2 | 25 | 10:46-11:00 | 0 | 1
|  | 2 | 25 | 11:01-11:15 | 0 | 1
|  | 2 | 25 | 11:16-11:30 | 0 | 1
|  | 2 | 25 | 11:31-11:45 | 0 | 1
|  | 2 | 25 | 11:46-12:00 | 0 | 1
|  | 2 | 25 | 12:01-12:15 | 0 | 1
|  | 2 | 25 | 12:16-12:30 | 0 | 1
|  | 2 | 25 | 12:31-12:45 | 0 | 1
|  | 2 | 25 | 12:46-13:00 | 0 | 1
|  | 2 | 25 | 13:01-13:15 | 0 | 1
|  | 2 | 25 | 13:16-13:30 | 0 | 1
|  | 2 | 25 | 13:31-13:45 | 0 | 1
|  | 2 | 25 | 13:46-14:00 | 0 | 1
|  | 2 | 25 | 14:01-14:15 | 0 | 1
|  | 2 | 25 | 14:16-14:30 | 0 | 1
|  | 2 | 25 | 14:31-14:45 | 0 | 1
|  | 2 | 25 | 14:46-15:00 | 0 | 1
|  | 2 | 25 | 15:01-15:15 | 0 | 1
|  | 2 | 25 | 15:16-15:30 | 0 | 1
|  | 2 | 25 | 15:31-15:45 | 0 | 1
|  | 2 | 25 | 15:46-16:00 | 0 | 1
|  | 2 | 25 | 16:01-16:15 | 0 | 1
|  | 2 | 25 | 16:16-16:30 | 0 | 1
|  | 2 | 25 | 16:31-16:45 | 0 | 1
|  | 2 | 25 | 16:46-17:00 | 0 | 1
|  | 2 | 25 | 17:01-17:15 | 0 | 1
|  | 2 | 25 | 17:16-17:30 | 0 | 1
|  | 2 | 25 | 17:31-17:45 | 0 | 1
|  | 2 | 25 | 17:46-18:00 | 0 | 1
|  | 2 | 25 | 18:01-18:15 | 0 | 1
|  | 2 | 25 | 18:16-18:30 | 0 | 1
|  | 2 | 25 | 18:31-18:45 | 0 | 1
|  | 2 | 25 | 18:46-19:00 | 0 | 1
|  | 2 | 25 | 19:01-19:15 | 0 | 1
|  | 2 | 25 | 19:16-19:30 | 0 | 1
|  | 2 | 25 | 19:31-19:45 | 0 | 1
|  | 2 | 25 | 19:46-20:00 | 0 | 1
|  | 2 | 25 | 20:01-20:15 | 0 | 1
|  | 2 | 25 | 20:16-20:30 | 0 | 1
|  | 2 | 25 | 20:31-20:45 | 0 | 1
|  | 2 | 25 | 20:46-21:00 | 0 | 1
|  | 2 | 25 | 21:01-21:15 | 0 | 1
|  | 2 | 25 | 21:16-21:30 | 0 | 1
|  | 2 | 25 | 21:31-21:45 | 0 | 1
|  | 2 | 25 | 21:46-22:00 | 0 | 1
|  | 2 | 25 | 22:01-22:15 | 0 | 1
|  | 2 | 25 | 22:16-22:30 | 0 | 1
|  | 2 | 25 | 22:31-22:45 | 0 | 1
|  | 2 | 25 | 22:46-23:00 | 0 | 1
|  | 2 | 25 | 23:01-23:15 | 0 | 1
|  | 2 | 25 | 23:16-23:30 | 0 | 1
|  | 2 | 25 | 23:31-23:45 | 0 | 1
|  | 2 | 25 | 23:46-24:00 | 0 | 1
|  | 2 | 26 | 00:01-00:15 | 0 | 1
|  | 2 | 26 | 00:16-00:30 | 0 | 1
|  | 2 | 26 | 00:31-00:45 | 0 | 1
|  | 2 | 26 | 00:46-01:00 | 0 | 1
|  | 2 | 26 | 01:01-01:15 | 0 | 1
|  | 2 | 26 | 01:16-01:30 | 0 | 1
|  | 2 | 26 | 01:31-01:45 | 0 | 1
|  | 2 | 26 | 01:46-02:00 | 0 | 1
|  | 2 | 26 | 02:01-02:15 | 0 | 1
|  | 2 | 26 | 02:16-02:30 | 0 | 1
|  | 2 | 26 | 02:31-02:45 | 0 | 1
|  | 2 | 26 | 02:46-03:00 | 0 | 1
|  | 2 | 26 | 03:01-03:15 | 0 | 1
|  | 2 | 26 | 03:16-03:30 | 0 | 1
|  | 2 | 26 | 03:31-03:45 | 0 | 1
|  | 2 | 26 | 03:46-04:00 | 0 | 1
|  | 2 | 26 | 04:01-04:15 | 0 | 1
|  | 2 | 26 | 04:16-04:30 | 0 | 1
|  | 2 | 26 | 04:31-04:45 | 0 | 1
|  | 2 | 26 | 04:46-05:00 | 0 | 1
|  | 2 | 26 | 05:01-05:15 | 0 | 1
|  | 2 | 26 | 05:16-05:30 | 0 | 1
|  | 2 | 26 | 05:31-05:45 | 0 | 1
|  | 2 | 26 | 05:46-06:00 | 0 | 1
|  | 2 | 26 | 06:01-06:15 | 0 | 1
|  | 2 | 26 | 06:16-06:30 | 0 | 1
|  | 2 | 26 | 06:31-06:45 | 0 | 1
|  | 2 | 26 | 06:46-07:00 | 0 | 1
|  | 2 | 26 | 07:01-07:15 | 0 | 1
|  | 2 | 26 | 07:16-07:30 | 0 | 1
|  | 2 | 26 | 07:31-07:45 | 0 | 1
|  | 2 | 26 | 07:46-08:00 | 0 | 1
|  | 2 | 26 | 08:01-08:15 | 0 | 1
|  | 2 | 26 | 08:16-08:30 | 0 | 1
|  | 2 | 26 | 08:31-08:45 | 0 | 1
|  | 2 | 26 | 08:46-09:00 | 0 | 1
|  | 2 | 26 | 09:01-09:15 | 0 | 1
|  | 2 | 26 | 09:16-09:30 | 0 | 1
|  | 2 | 26 | 09:31-09:45 | 0 | 1
|  | 2 | 26 | 09:46-10:00 | 0 | 1
|  | 2 | 26 | 10:01-10:15 | 0 | 1
|  | 2 | 26 | 10:16-10:30 | 0 | 1
|  | 2 | 26 | 10:31-10:45 | 0 | 1
|  | 2 | 26 | 10:46-11:00 | 0 | 1
|  | 2 | 26 | 11:01-11:15 | 0 | 1
|  | 2 | 26 | 11:16-11:30 | 0 | 1
|  | 2 | 26 | 11:31-11:45 | 0 | 1
|  | 2 | 26 | 11:46-12:00 | 0 | 1
|  | 2 | 26 | 12:01-12:15 | 0 | 1
|  | 2 | 26 | 12:16-12:30 | 0 | 1
|  | 2 | 26 | 12:31-12:45 | 0 | 1
|  | 2 | 26 | 12:46-13:00 | 0 | 1
|  | 2 | 26 | 13:01-13:15 | 0 | 1
|  | 2 | 26 | 13:16-13:30 | 0 | 1
|  | 2 | 26 | 13:31-13:45 | 0 | 1
|  | 2 | 26 | 13:46-14:00 | 0 | 1
|  | 2 | 26 | 14:01-14:15 | 0 | 1
|  | 2 | 26 | 14:16-14:30 | 0 | 1
|  | 2 | 26 | 14:31-14:45 | 0 | 1
|  | 2 | 26 | 14:46-15:00 | 0 | 1
|  | 2 | 26 | 15:01-15:15 | 0 | 1
|  | 2 | 26 | 15:16-15:30 | 0 | 1
|  | 2 | 26 | 15:31-15:45 | 0 | 1
|  | 2 | 26 | 15:46-16:00 | 0 | 1
|  | 2 | 26 | 16:01-16:15 | 0 | 1
|  | 2 | 26 | 16:16-16:30 | 0 | 1
|  | 2 | 26 | 16:31-16:45 | 0 | 1
|  | 2 | 26 | 16:46-17:00 | 0 | 1
|  | 2 | 26 | 17:01-17:15 | 0 | 1
|  | 2 | 26 | 17:16-17:30 | 0 | 1
|  | 2 | 26 | 17:31-17:45 | 0 | 1
|  | 2 | 26 | 17:46-18:00 | 0 | 1
|  | 2 | 26 | 18:01-18:15 | 0 | 1
|  | 2 | 26 | 18:16-18:30 | 0 | 1
|  | 2 | 26 | 18:31-18:45 | 0 | 1
|  | 2 | 26 | 18:46-19:00 | 0 | 1
|  | 2 | 26 | 19:01-19:15 | 0 | 1
|  | 2 | 26 | 19:16-19:30 | 0 | 1
|  | 2 | 26 | 19:31-19:45 | 0 | 1
|  | 2 | 26 | 19:46-20:00 | 0 | 1
|  | 2 | 26 | 20:01-20:15 | 0 | 1
|  | 2 | 26 | 20:16-20:30 | 0 | 1
|  | 2 | 26 | 20:31-20:45 | 0 | 1
|  | 2 | 26 | 20:46-21:00 | 0 | 1
|  | 2 | 26 | 21:01-21:15 | 0 | 1
|  | 2 | 26 | 21:16-21:30 | 0 | 1
|  | 2 | 26 | 21:31-21:45 | 0 | 1
|  | 2 | 26 | 21:46-22:00 | 0 | 1
|  | 2 | 26 | 22:01-22:15 | 0 | 1
|  | 2 | 26 | 22:16-22:30 | 0 | 1
|  | 2 | 26 | 22:31-22:45 | 0 | 1
|  | 2 | 26 | 22:46-23:00 | 0 | 1
|  | 2 | 26 | 23:01-23:15 | 0 | 1
|  | 2 | 26 | 23:16-23:30 | 0 | 1
|  | 2 | 26 | 23:31-23:45 | 0 | 1
|  | 2 | 26 | 23:46-24:00 | 0 | 1
|  | 2 | 27 | 00:01-00:15 | 1 | 1
|  | 2 | 27 | 00:16-00:30 | 1 | 1
|  | 2 | 27 | 00:31-00:45 | 1 | 1
|  | 2 | 27 | 00:46-01:00 | 1 | 1
|  | 2 | 27 | 01:01-01:15 | 1 | 1
|  | 2 | 27 | 01:16-01:30 | 1 | 1
|  | 2 | 27 | 01:31-01:45 | 1 | 1
|  | 2 | 27 | 01:46-02:00 | 1 | 1
|  | 2 | 27 | 02:01-02:15 | 1 | 1
|  | 2 | 27 | 02:16-02:30 | 1 | 1
|  | 2 | 27 | 02:31-02:45 | 1 | 1
|  | 2 | 27 | 02:46-03:00 | 1 | 1
|  | 2 | 27 | 03:01-03:15 | 1 | 1
|  | 2 | 27 | 03:16-03:30 | 1 | 1
|  | 2 | 27 | 03:31-03:45 | 1 | 1
|  | 2 | 27 | 03:46-04:00 | 1 | 1
|  | 2 | 27 | 04:01-04:15 | 1 | 1
|  | 2 | 27 | 04:16-04:30 | 1 | 1
|  | 2 | 27 | 04:31-04:45 | 1 | 1
|  | 2 | 27 | 04:46-05:00 | 1 | 1
|  | 2 | 27 | 05:01-05:15 | 1 | 1
|  | 2 | 27 | 05:16-05:30 | 1 | 1
|  | 2 | 27 | 05:31-05:45 | 1 | 1
|  | 2 | 27 | 05:46-06:00 | 1 | 1
|  | 2 | 27 | 06:01-06:15 | 1 | 1
|  | 2 | 27 | 06:16-06:30 | 1 | 1
|  | 2 | 27 | 06:31-06:45 | 1 | 1
|  | 2 | 27 | 06:46-07:00 | 1 | 1
|  | 2 | 27 | 07:01-07:15 | 1 | 1
|  | 2 | 27 | 07:16-07:30 | 1 | 1
|  | 2 | 27 | 07:31-07:45 | 1 | 1
|  | 2 | 27 | 07:46-08:00 | 1 | 1
|  | 2 | 27 | 08:01-08:15 | 1 | 1
|  | 2 | 27 | 08:16-08:30 | 1 | 1
|  | 2 | 27 | 08:31-08:45 | 1 | 1
|  | 2 | 27 | 08:46-09:00 | 1 | 1
|  | 2 | 27 | 09:01-09:15 | 1 | 1
|  | 2 | 27 | 09:16-09:30 | 1 | 1
|  | 2 | 27 | 09:31-09:45 | 1 | 1
|  | 2 | 27 | 09:46-10:00 | 1 | 1
|  | 2 | 27 | 10:01-10:15 | 1 | 1
|  | 2 | 27 | 10:16-10:30 | 1 | 1
|  | 2 | 27 | 10:31-10:45 | 1 | 1
|  | 2 | 27 | 10:46-11:00 | 1 | 1
|  | 2 | 27 | 11:01-11:15 | 1 | 1
|  | 2 | 27 | 11:16-11:30 | 1 | 1
|  | 2 | 27 | 11:31-11:45 | 1 | 1
|  | 2 | 27 | 11:46-12:00 | 1 | 1
|  | 2 | 27 | 12:01-12:15 | 1 | 1
|  | 2 | 27 | 12:16-12:30 | 1 | 1
|  | 2 | 27 | 12:31-12:45 | 1 | 1
|  | 2 | 27 | 12:46-13:00 | 1 | 1
|  | 2 | 27 | 13:01-13:15 | 1 | 1
|  | 2 | 27 | 13:16-13:30 | 1 | 1
|  | 2 | 27 | 13:31-13:45 | 1 | 1
|  | 2 | 27 | 13:46-14:00 | 1 | 1
|  | 2 | 27 | 14:01-14:15 | 1 | 1
|  | 2 | 27 | 14:16-14:30 | 1 | 1
|  | 2 | 27 | 14:31-14:45 | 1 | 1
|  | 2 | 27 | 14:46-15:00 | 1 | 1
|  | 2 | 27 | 15:01-15:15 | 1 | 1
|  | 2 | 27 | 15:16-15:30 | 1 | 1
|  | 2 | 27 | 15:31-15:45 | 1 | 1
|  | 2 | 27 | 15:46-16:00 | 1 | 1
|  | 2 | 27 | 16:01-16:15 | 1 | 1
|  | 2 | 27 | 16:16-16:30 | 1 | 1
|  | 2 | 27 | 16:31-16:45 | 1 | 1
|  | 2 | 27 | 16:46-17:00 | 1 | 1
|  | 2 | 27 | 17:01-17:15 | 1 | 1
|  | 2 | 27 | 17:16-17:30 | 1 | 1
|  | 2 | 27 | 17:31-17:45 | 1 | 1
|  | 2 | 27 | 17:46-18:00 | 1 | 1
|  | 2 | 27 | 18:01-18:15 | 1 | 1
|  | 2 | 27 | 18:16-18:30 | 1 | 1
|  | 2 | 27 | 18:31-18:45 | 1 | 1
|  | 2 | 27 | 18:46-19:00 | 1 | 1
|  | 2 | 27 | 19:01-19:15 | 1 | 1
|  | 2 | 27 | 19:16-19:30 | 1 | 1
|  | 2 | 27 | 19:31-19:45 | 1 | 1
|  | 2 | 27 | 19:46-20:00 | 1 | 1
|  | 2 | 27 | 20:01-20:15 | 1 | 1
|  | 2 | 27 | 20:16-20:30 | 1 | 1
|  | 2 | 27 | 20:31-20:45 | 1 | 1
|  | 2 | 27 | 20:46-21:00 | 1 | 1
|  | 2 | 27 | 21:01-21:15 | 1 | 1
|  | 2 | 27 | 21:16-21:30 | 1 | 1
|  | 2 | 27 | 21:31-21:45 | 1 | 1
|  | 2 | 27 | 21:46-22:00 | 1 | 1
|  | 2 | 27 | 22:01-22:15 | 1 | 1
|  | 2 | 27 | 22:16-22:30 | 1 | 1
|  | 2 | 27 | 22:31-22:45 | 1 | 1
|  | 2 | 27 | 22:46-23:00 | 1 | 1
|  | 2 | 27 | 23:01-23:15 | 1 | 1
|  | 2 | 27 | 23:16-23:30 | 1 | 1
|  | 2 | 27 | 23:31-23:45 | 1 | 1
|  | 2 | 27 | 23:46-24:00 | 1 | 1
|  | 2 | 28 | 00:01-00:15 | 1 | 1
|  | 2 | 28 | 00:16-00:30 | 1 | 1
|  | 2 | 28 | 00:31-00:45 | 1 | 1
|  | 2 | 28 | 00:46-01:00 | 1 | 1
|  | 2 | 28 | 01:01-01:15 | 1 | 1
|  | 2 | 28 | 01:16-01:30 | 1 | 1
|  | 2 | 28 | 01:31-01:45 | 1 | 1
|  | 2 | 28 | 01:46-02:00 | 1 | 1
|  | 2 | 28 | 02:01-02:15 | 1 | 1
|  | 2 | 28 | 02:16-02:30 | 1 | 1
|  | 2 | 28 | 02:31-02:45 | 1 | 1
|  | 2 | 28 | 02:46-03:00 | 1 | 1
|  | 2 | 28 | 03:01-03:15 | 1 | 1
|  | 2 | 28 | 03:16-03:30 | 1 | 1
|  | 2 | 28 | 03:31-03:45 | 1 | 1
|  | 2 | 28 | 03:46-04:00 | 1 | 1
|  | 2 | 28 | 04:01-04:15 | 1 | 1
|  | 2 | 28 | 04:16-04:30 | 1 | 1
|  | 2 | 28 | 04:31-04:45 | 1 | 1
|  | 2 | 28 | 04:46-05:00 | 1 | 1
|  | 2 | 28 | 05:01-05:15 | 1 | 1
|  | 2 | 28 | 05:16-05:30 | 1 | 1
|  | 2 | 28 | 05:31-05:45 | 1 | 1
|  | 2 | 28 | 05:46-06:00 | 1 | 1
|  | 2 | 28 | 06:01-06:15 | 1 | 1
|  | 2 | 28 | 06:16-06:30 | 1 | 1
|  | 2 | 28 | 06:31-06:45 | 1 | 1
|  | 2 | 28 | 06:46-07:00 | 1 | 1
|  | 2 | 28 | 07:01-07:15 | 1 | 1
|  | 2 | 28 | 07:16-07:30 | 1 | 1
|  | 2 | 28 | 07:31-07:45 | 1 | 1
|  | 2 | 28 | 07:46-08:00 | 1 | 1
|  | 2 | 28 | 08:01-08:15 | 1 | 1
|  | 2 | 28 | 08:16-08:30 | 1 | 1
|  | 2 | 28 | 08:31-08:45 | 1 | 1
|  | 2 | 28 | 08:46-09:00 | 1 | 1
|  | 2 | 28 | 09:01-09:15 | 1 | 1
|  | 2 | 28 | 09:16-09:30 | 1 | 1
|  | 2 | 28 | 09:31-09:45 | 1 | 1
|  | 2 | 28 | 09:46-10:00 | 1 | 1
|  | 2 | 28 | 10:01-10:15 | 1 | 1
|  | 2 | 28 | 10:16-10:30 | 1 | 1
|  | 2 | 28 | 10:31-10:45 | 1 | 1
|  | 2 | 28 | 10:46-11:00 | 1 | 1
|  | 2 | 28 | 11:01-11:15 | 1 | 1
|  | 2 | 28 | 11:16-11:30 | 1 | 1
|  | 2 | 28 | 11:31-11:45 | 1 | 1
|  | 2 | 28 | 11:46-12:00 | 1 | 1
|  | 2 | 28 | 12:01-12:15 | 1 | 1
|  | 2 | 28 | 12:16-12:30 | 1 | 1
|  | 2 | 28 | 12:31-12:45 | 1 | 1
|  | 2 | 28 | 12:46-13:00 | 1 | 1
|  | 2 | 28 | 13:01-13:15 | 1 | 1
|  | 2 | 28 | 13:16-13:30 | 1 | 1
|  | 2 | 28 | 13:31-13:45 | 1 | 1
|  | 2 | 28 | 13:46-14:00 | 1 | 1
|  | 2 | 28 | 14:01-14:15 | 1 | 1
|  | 2 | 28 | 14:16-14:30 | 1 | 1
|  | 2 | 28 | 14:31-14:45 | 1 | 1
|  | 2 | 28 | 14:46-15:00 | 1 | 1
|  | 2 | 28 | 15:01-15:15 | 1 | 1
|  | 2 | 28 | 15:16-15:30 | 1 | 1
|  | 2 | 28 | 15:31-15:45 | 1 | 1
|  | 2 | 28 | 15:46-16:00 | 1 | 1
|  | 2 | 28 | 16:01-16:15 | 1 | 1
|  | 2 | 28 | 16:16-16:30 | 1 | 1
|  | 2 | 28 | 16:31-16:45 | 1 | 1
|  | 2 | 28 | 16:46-17:00 | 1 | 1
|  | 2 | 28 | 17:01-17:15 | 1 | 1
|  | 2 | 28 | 17:16-17:30 | 1 | 1
|  | 2 | 28 | 17:31-17:45 | 1 | 1
|  | 2 | 28 | 17:46-18:00 | 1 | 1
|  | 2 | 28 | 18:01-18:15 | 1 | 1
|  | 2 | 28 | 18:16-18:30 | 1 | 1
|  | 2 | 28 | 18:31-18:45 | 1 | 1
|  | 2 | 28 | 18:46-19:00 | 1 | 1
|  | 2 | 28 | 19:01-19:15 | 1 | 1
|  | 2 | 28 | 19:16-19:30 | 1 | 1
|  | 2 | 28 | 19:31-19:45 | 1 | 1
|  | 2 | 28 | 19:46-20:00 | 1 | 1
|  | 2 | 28 | 20:01-20:15 | 1 | 1
|  | 2 | 28 | 20:16-20:30 | 1 | 1
|  | 2 | 28 | 20:31-20:45 | 1 | 1
|  | 2 | 28 | 20:46-21:00 | 1 | 1
|  | 2 | 28 | 21:01-21:15 | 1 | 1
|  | 2 | 28 | 21:16-21:30 | 1 | 1
|  | 2 | 28 | 21:31-21:45 | 1 | 1
|  | 2 | 28 | 21:46-22:00 | 1 | 1
|  | 2 | 28 | 22:01-22:15 | 1 | 1
|  | 2 | 28 | 22:16-22:30 | 1 | 1
|  | 2 | 28 | 22:31-22:45 | 1 | 1
|  | 2 | 28 | 22:46-23:00 | 1 | 1
|  | 2 | 28 | 23:01-23:15 | 1 | 1
|  | 2 | 28 | 23:16-23:30 | 1 | 1
|  | 2 | 28 | 23:31-23:45 | 1 | 1
|  | 2 | 28 | 23:46-24:00 | 1 | 1
|  | 3 | 1 | 00:01-00:15 | 1 | 1
|  | 3 | 1 | 00:16-00:30 | 1 | 1
|  | 3 | 1 | 00:31-00:45 | 1 | 1
|  | 3 | 1 | 00:46-01:00 | 1 | 1
|  | 3 | 1 | 01:01-01:15 | 1 | 1
|  | 3 | 1 | 01:16-01:30 | 1 | 1
|  | 3 | 1 | 01:31-01:45 | 1 | 1
|  | 3 | 1 | 01:46-02:00 | 1 | 1
|  | 3 | 1 | 02:01-02:15 | 1 | 1
|  | 3 | 1 | 02:16-02:30 | 1 | 1
|  | 3 | 1 | 02:31-02:45 | 1 | 1
|  | 3 | 1 | 02:46-03:00 | 1 | 1
|  | 3 | 1 | 03:01-03:15 | 1 | 1
|  | 3 | 1 | 03:16-03:30 | 1 | 1
|  | 3 | 1 | 03:31-03:45 | 1 | 1
|  | 3 | 1 | 03:46-04:00 | 1 | 1
|  | 3 | 1 | 04:01-04:15 | 1 | 1
|  | 3 | 1 | 04:16-04:30 | 1 | 1
|  | 3 | 1 | 04:31-04:45 | 1 | 1
|  | 3 | 1 | 04:46-05:00 | 1 | 1
|  | 3 | 1 | 05:01-05:15 | 1 | 1
|  | 3 | 1 | 05:16-05:30 | 1 | 1
|  | 3 | 1 | 05:31-05:45 | 1 | 1
|  | 3 | 1 | 05:46-06:00 | 1 | 1
|  | 3 | 1 | 06:01-06:15 | 1 | 1
|  | 3 | 1 | 06:16-06:30 | 1 | 1
|  | 3 | 1 | 06:31-06:45 | 1 | 1
|  | 3 | 1 | 06:46-07:00 | 1 | 1
|  | 3 | 1 | 07:01-07:15 | 1 | 1
|  | 3 | 1 | 07:16-07:30 | 1 | 1
|  | 3 | 1 | 07:31-07:45 | 1 | 1
|  | 3 | 1 | 07:46-08:00 | 1 | 1
|  | 3 | 1 | 08:01-08:15 | 1 | 1
|  | 3 | 1 | 08:16-08:30 | 1 | 1
|  | 3 | 1 | 08:31-08:45 | 1 | 1
|  | 3 | 1 | 08:46-09:00 | 1 | 1
|  | 3 | 1 | 09:01-09:15 | 1 | 1
|  | 3 | 1 | 09:16-09:30 | 1 | 1
|  | 3 | 1 | 09:31-09:45 | 1 | 1
|  | 3 | 1 | 09:46-10:00 | 1 | 1
|  | 3 | 1 | 10:01-10:15 | 1 | 1
|  | 3 | 1 | 10:16-10:30 | 1 | 1
|  | 3 | 1 | 10:31-10:45 | 1 | 1
|  | 3 | 1 | 10:46-11:00 | 1 | 1
|  | 3 | 1 | 11:01-11:15 | 1 | 1
|  | 3 | 1 | 11:16-11:30 | 1 | 1
|  | 3 | 1 | 11:31-11:45 | 1 | 1
|  | 3 | 1 | 11:46-12:00 | 1 | 1
|  | 3 | 1 | 12:01-12:15 | 1 | 1
|  | 3 | 1 | 12:16-12:30 | 1 | 1
|  | 3 | 1 | 12:31-12:45 | 1 | 1
|  | 3 | 1 | 12:46-13:00 | 1 | 1
|  | 3 | 1 | 13:01-13:15 | 1 | 1
|  | 3 | 1 | 13:16-13:30 | 1 | 1
|  | 3 | 1 | 13:31-13:45 | 1 | 1
|  | 3 | 1 | 13:46-14:00 | 1 | 1
|  | 3 | 1 | 14:01-14:15 | 1 | 1
|  | 3 | 1 | 14:16-14:30 | 1 | 1
|  | 3 | 1 | 14:31-14:45 | 1 | 1
|  | 3 | 1 | 14:46-15:00 | 1 | 1
|  | 3 | 1 | 15:01-15:15 | 1 | 1
|  | 3 | 1 | 15:16-15:30 | 1 | 1
|  | 3 | 1 | 15:31-15:45 | 1 | 1
|  | 3 | 1 | 15:46-16:00 | 1 | 1
|  | 3 | 1 | 16:01-16:15 | 1 | 1
|  | 3 | 1 | 16:16-16:30 | 1 | 1
|  | 3 | 1 | 16:31-16:45 | 1 | 1
|  | 3 | 1 | 16:46-17:00 | 1 | 1
|  | 3 | 1 | 17:01-17:15 | 1 | 1
|  | 3 | 1 | 17:16-17:30 | 1 | 1
|  | 3 | 1 | 17:31-17:45 | 1 | 1
|  | 3 | 1 | 17:46-18:00 | 1 | 1
|  | 3 | 1 | 18:01-18:15 | 1 | 1
|  | 3 | 1 | 18:16-18:30 | 1 | 1
|  | 3 | 1 | 18:31-18:45 | 1 | 1
|  | 3 | 1 | 18:46-19:00 | 1 | 1
|  | 3 | 1 | 19:01-19:15 | 1 | 1
|  | 3 | 1 | 19:16-19:30 | 1 | 1
|  | 3 | 1 | 19:31-19:45 | 1 | 1
|  | 3 | 1 | 19:46-20:00 | 1 | 1
|  | 3 | 1 | 20:01-20:15 | 1 | 1
|  | 3 | 1 | 20:16-20:30 | 1 | 1
|  | 3 | 1 | 20:31-20:45 | 1 | 1
|  | 3 | 1 | 20:46-21:00 | 1 | 1
|  | 3 | 1 | 21:01-21:15 | 1 | 1
|  | 3 | 1 | 21:16-21:30 | 1 | 1
|  | 3 | 1 | 21:31-21:45 | 1 | 1
|  | 3 | 1 | 21:46-22:00 | 1 | 1
|  | 3 | 1 | 22:01-22:15 | 1 | 1
|  | 3 | 1 | 22:16-22:30 | 1 | 1
|  | 3 | 1 | 22:31-22:45 | 1 | 1
|  | 3 | 1 | 22:46-23:00 | 1 | 1
|  | 3 | 1 | 23:01-23:15 | 1 | 1
|  | 3 | 1 | 23:16-23:30 | 1 | 1
|  | 3 | 1 | 23:31-23:45 | 1 | 1
|  | 3 | 1 | 23:46-24:00 | 1 | 1
|  | 3 | 2 | 00:01-00:15 | 1 | 1
|  | 3 | 2 | 00:16-00:30 | 1 | 1
|  | 3 | 2 | 00:31-00:45 | 1 | 1
|  | 3 | 2 | 00:46-01:00 | 1 | 1
|  | 3 | 2 | 01:01-01:15 | 1 | 1
|  | 3 | 2 | 01:16-01:30 | 1 | 1
|  | 3 | 2 | 01:31-01:45 | 1 | 1
|  | 3 | 2 | 01:46-02:00 | 1 | 1
|  | 3 | 2 | 02:01-02:15 | 1 | 1
|  | 3 | 2 | 02:16-02:30 | 1 | 1
|  | 3 | 2 | 02:31-02:45 | 1 | 1
|  | 3 | 2 | 02:46-03:00 | 1 | 1
|  | 3 | 2 | 03:01-03:15 | 1 | 1
|  | 3 | 2 | 03:16-03:30 | 1 | 1
|  | 3 | 2 | 03:31-03:45 | 1 | 1
|  | 3 | 2 | 03:46-04:00 | 1 | 1
|  | 3 | 2 | 04:01-04:15 | 1 | 1
|  | 3 | 2 | 04:16-04:30 | 1 | 1
|  | 3 | 2 | 04:31-04:45 | 1 | 1
|  | 3 | 2 | 04:46-05:00 | 1 | 1
|  | 3 | 2 | 05:01-05:15 | 1 | 1
|  | 3 | 2 | 05:16-05:30 | 1 | 1
|  | 3 | 2 | 05:31-05:45 | 1 | 1
|  | 3 | 2 | 05:46-06:00 | 1 | 1
|  | 3 | 2 | 06:01-06:15 | 1 | 1
|  | 3 | 2 | 06:16-06:30 | 1 | 1
|  | 3 | 2 | 06:31-06:45 | 1 | 1
|  | 3 | 2 | 06:46-07:00 | 1 | 1
|  | 3 | 2 | 07:01-07:15 | 1 | 1
|  | 3 | 2 | 07:16-07:30 | 1 | 1
|  | 3 | 2 | 07:31-07:45 | 1 | 1
|  | 3 | 2 | 07:46-08:00 | 1 | 1
|  | 3 | 2 | 08:01-08:15 | 1 | 1
|  | 3 | 2 | 08:16-08:30 | 1 | 1
|  | 3 | 2 | 08:31-08:45 | 1 | 1
|  | 3 | 2 | 08:46-09:00 | 1 | 1
|  | 3 | 2 | 09:01-09:15 | 1 | 1
|  | 3 | 2 | 09:16-09:30 | 1 | 1
|  | 3 | 2 | 09:31-09:45 | 1 | 1
|  | 3 | 2 | 09:46-10:00 | 1 | 1
|  | 3 | 2 | 10:01-10:15 | 1 | 1
|  | 3 | 2 | 10:16-10:30 | 1 | 1
|  | 3 | 2 | 10:31-10:45 | 1 | 1
|  | 3 | 2 | 10:46-11:00 | 1 | 1
|  | 3 | 2 | 11:01-11:15 | 1 | 1
|  | 3 | 2 | 11:16-11:30 | 1 | 1
|  | 3 | 2 | 11:31-11:45 | 1 | 1
|  | 3 | 2 | 11:46-12:00 | 1 | 1
|  | 3 | 2 | 12:01-12:15 | 1 | 1
|  | 3 | 2 | 12:16-12:30 | 1 | 1
|  | 3 | 2 | 12:31-12:45 | 1 | 1
|  | 3 | 2 | 12:46-13:00 | 1 | 1
|  | 3 | 2 | 13:01-13:15 | 1 | 1
|  | 3 | 2 | 13:16-13:30 | 1 | 1
|  | 3 | 2 | 13:31-13:45 | 1 | 1
|  | 3 | 2 | 13:46-14:00 | 1 | 1
|  | 3 | 2 | 14:01-14:15 | 1 | 1
|  | 3 | 2 | 14:16-14:30 | 1 | 1
|  | 3 | 2 | 14:31-14:45 | 1 | 1
|  | 3 | 2 | 14:46-15:00 | 1 | 1
|  | 3 | 2 | 15:01-15:15 | 1 | 1
|  | 3 | 2 | 15:16-15:30 | 1 | 1
|  | 3 | 2 | 15:31-15:45 | 1 | 1
|  | 3 | 2 | 15:46-16:00 | 1 | 1
|  | 3 | 2 | 16:01-16:15 | 1 | 1
|  | 3 | 2 | 16:16-16:30 | 1 | 1
|  | 3 | 2 | 16:31-16:45 | 1 | 1
|  | 3 | 2 | 16:46-17:00 | 1 | 1
|  | 3 | 2 | 17:01-17:15 | 1 | 1
|  | 3 | 2 | 17:16-17:30 | 1 | 1
|  | 3 | 2 | 17:31-17:45 | 1 | 1
|  | 3 | 2 | 17:46-18:00 | 1 | 1
|  | 3 | 2 | 18:01-18:15 | 1 | 1
|  | 3 | 2 | 18:16-18:30 | 1 | 1
|  | 3 | 2 | 18:31-18:45 | 1 | 1
|  | 3 | 2 | 18:46-19:00 | 1 | 1
|  | 3 | 2 | 19:01-19:15 | 1 | 1
|  | 3 | 2 | 19:16-19:30 | 1 | 1
|  | 3 | 2 | 19:31-19:45 | 1 | 1
|  | 3 | 2 | 19:46-20:00 | 1 | 1
|  | 3 | 2 | 20:01-20:15 | 1 | 1
|  | 3 | 2 | 20:16-20:30 | 1 | 1
|  | 3 | 2 | 20:31-20:45 | 1 | 1
|  | 3 | 2 | 20:46-21:00 | 1 | 1
|  | 3 | 2 | 21:01-21:15 | 1 | 1
|  | 3 | 2 | 21:16-21:30 | 1 | 1
|  | 3 | 2 | 21:31-21:45 | 1 | 1
|  | 3 | 2 | 21:46-22:00 | 1 | 1
|  | 3 | 2 | 22:01-22:15 | 1 | 1
|  | 3 | 2 | 22:16-22:30 | 1 | 1
|  | 3 | 2 | 22:31-22:45 | 1 | 1
|  | 3 | 2 | 22:46-23:00 | 1 | 1
|  | 3 | 2 | 23:01-23:15 | 1 | 1
|  | 3 | 2 | 23:16-23:30 | 1 | 1
|  | 3 | 2 | 23:31-23:45 | 1 | 1
|  | 3 | 2 | 23:46-24:00 | 1 | 1
|  | 3 | 3 | 00:01-00:15 | 1 | 1
|  | 3 | 3 | 00:16-00:30 | 1 | 1
|  | 3 | 3 | 00:31-00:45 | 1 | 1
|  | 3 | 3 | 00:46-01:00 | 1 | 1
|  | 3 | 3 | 01:01-01:15 | 1 | 1
|  | 3 | 3 | 01:16-01:30 | 1 | 1
|  | 3 | 3 | 01:31-01:45 | 1 | 1
|  | 3 | 3 | 01:46-02:00 | 1 | 1
|  | 3 | 3 | 02:01-02:15 | 1 | 1
|  | 3 | 3 | 02:16-02:30 | 1 | 1
|  | 3 | 3 | 02:31-02:45 | 1 | 1
|  | 3 | 3 | 02:46-03:00 | 1 | 1
|  | 3 | 3 | 03:01-03:15 | 1 | 1
|  | 3 | 3 | 03:16-03:30 | 1 | 1
|  | 3 | 3 | 03:31-03:45 | 1 | 1
|  | 3 | 3 | 03:46-04:00 | 1 | 1
|  | 3 | 3 | 04:01-04:15 | 1 | 1
|  | 3 | 3 | 04:16-04:30 | 1 | 1
|  | 3 | 3 | 04:31-04:45 | 1 | 1
|  | 3 | 3 | 04:46-05:00 | 1 | 1
|  | 3 | 3 | 05:01-05:15 | 1 | 1
|  | 3 | 3 | 05:16-05:30 | 1 | 1
|  | 3 | 3 | 05:31-05:45 | 1 | 1
|  | 3 | 3 | 05:46-06:00 | 1 | 1
|  | 3 | 3 | 06:01-06:15 | 1 | 1
|  | 3 | 3 | 06:16-06:30 | 1 | 1
|  | 3 | 3 | 06:31-06:45 | 1 | 1
|  | 3 | 3 | 06:46-07:00 | 1 | 1
|  | 3 | 3 | 07:01-07:15 | 1 | 1
|  | 3 | 3 | 07:16-07:30 | 1 | 1
|  | 3 | 3 | 07:31-07:45 | 1 | 1
|  | 3 | 3 | 07:46-08:00 | 1 | 1
|  | 3 | 3 | 08:01-08:15 | 1 | 1
|  | 3 | 3 | 08:16-08:30 | 1 | 1
|  | 3 | 3 | 08:31-08:45 | 1 | 1
|  | 3 | 3 | 08:46-09:00 | 1 | 1
|  | 3 | 3 | 09:01-09:15 | 1 | 1
|  | 3 | 3 | 09:16-09:30 | 1 | 1
|  | 3 | 3 | 09:31-09:45 | 1 | 1
|  | 3 | 3 | 09:46-10:00 | 1 | 1
|  | 3 | 3 | 10:01-10:15 | 1 | 1
|  | 3 | 3 | 10:16-10:30 | 1 | 1
|  | 3 | 3 | 10:31-10:45 | 1 | 1
|  | 3 | 3 | 10:46-11:00 | 1 | 1
|  | 3 | 3 | 11:01-11:15 | 1 | 1
|  | 3 | 3 | 11:16-11:30 | 1 | 1
|  | 3 | 3 | 11:31-11:45 | 1 | 1
|  | 3 | 3 | 11:46-12:00 | 1 | 1
|  | 3 | 3 | 12:01-12:15 | 1 | 1
|  | 3 | 3 | 12:16-12:30 | 1 | 1
|  | 3 | 3 | 12:31-12:45 | 1 | 1
|  | 3 | 3 | 12:46-13:00 | 1 | 1
|  | 3 | 3 | 13:01-13:15 | 1 | 1
|  | 3 | 3 | 13:16-13:30 | 1 | 1
|  | 3 | 3 | 13:31-13:45 | 1 | 1
|  | 3 | 3 | 13:46-14:00 | 1 | 1
|  | 3 | 3 | 14:01-14:15 | 1 | 1
|  | 3 | 3 | 14:16-14:30 | 1 | 1
|  | 3 | 3 | 14:31-14:45 | 1 | 1
|  | 3 | 3 | 14:46-15:00 | 1 | 1
|  | 3 | 3 | 15:01-15:15 | 1 | 1
|  | 3 | 3 | 15:16-15:30 | 1 | 1
|  | 3 | 3 | 15:31-15:45 | 1 | 1
|  | 3 | 3 | 15:46-16:00 | 1 | 1
|  | 3 | 3 | 16:01-16:15 | 1 | 1
|  | 3 | 3 | 16:16-16:30 | 1 | 1
|  | 3 | 3 | 16:31-16:45 | 1 | 1
|  | 3 | 3 | 16:46-17:00 | 1 | 1
|  | 3 | 3 | 17:01-17:15 | 1 | 1
|  | 3 | 3 | 17:16-17:30 | 1 | 1
|  | 3 | 3 | 17:31-17:45 | 1 | 1
|  | 3 | 3 | 17:46-18:00 | 1 | 1
|  | 3 | 3 | 18:01-18:15 | 1 | 1
|  | 3 | 3 | 18:16-18:30 | 1 | 1
|  | 3 | 3 | 18:31-18:45 | 1 | 1
|  | 3 | 3 | 18:46-19:00 | 1 | 1
|  | 3 | 3 | 19:01-19:15 | 1 | 1
|  | 3 | 3 | 19:16-19:30 | 1 | 1
|  | 3 | 3 | 19:31-19:45 | 1 | 1
|  | 3 | 3 | 19:46-20:00 | 1 | 1
|  | 3 | 3 | 20:01-20:15 | 1 | 1
|  | 3 | 3 | 20:16-20:30 | 1 | 1
|  | 3 | 3 | 20:31-20:45 | 1 | 1
|  | 3 | 3 | 20:46-21:00 | 1 | 1
|  | 3 | 3 | 21:01-21:15 | 1 | 1
|  | 3 | 3 | 21:16-21:30 | 1 | 1
|  | 3 | 3 | 21:31-21:45 | 1 | 1
|  | 3 | 3 | 21:46-22:00 | 1 | 1
|  | 3 | 3 | 22:01-22:15 | 1 | 1
|  | 3 | 3 | 22:16-22:30 | 1 | 1
|  | 3 | 3 | 22:31-22:45 | 1 | 1
|  | 3 | 3 | 22:46-23:00 | 1 | 1
|  | 3 | 3 | 23:01-23:15 | 1 | 1
|  | 3 | 3 | 23:16-23:30 | 1 | 1
|  | 3 | 3 | 23:31-23:45 | 1 | 1
|  | 3 | 3 | 23:46-24:00 | 1 | 1
|  | 3 | 4 | 00:01-00:15 | 0 | 1
|  | 3 | 4 | 00:16-00:30 | 0 | 1
|  | 3 | 4 | 00:31-00:45 | 0 | 1
|  | 3 | 4 | 00:46-01:00 | 0 | 1
|  | 3 | 4 | 01:01-01:15 | 0 | 1
|  | 3 | 4 | 01:16-01:30 | 0 | 1
|  | 3 | 4 | 01:31-01:45 | 0 | 1
|  | 3 | 4 | 01:46-02:00 | 0 | 1
|  | 3 | 4 | 02:01-02:15 | 0 | 1
|  | 3 | 4 | 02:16-02:30 | 0 | 1
|  | 3 | 4 | 02:31-02:45 | 0 | 1
|  | 3 | 4 | 02:46-03:00 | 0 | 1
|  | 3 | 4 | 03:01-03:15 | 0 | 1
|  | 3 | 4 | 03:16-03:30 | 0 | 1
|  | 3 | 4 | 03:31-03:45 | 0 | 1
|  | 3 | 4 | 03:46-04:00 | 0 | 1
|  | 3 | 4 | 04:01-04:15 | 0 | 1
|  | 3 | 4 | 04:16-04:30 | 0 | 1
|  | 3 | 4 | 04:31-04:45 | 0 | 1
|  | 3 | 4 | 04:46-05:00 | 0 | 1
|  | 3 | 4 | 05:01-05:15 | 0 | 1
|  | 3 | 4 | 05:16-05:30 | 0 | 1
|  | 3 | 4 | 05:31-05:45 | 0 | 1
|  | 3 | 4 | 05:46-06:00 | 0 | 1
|  | 3 | 4 | 06:01-06:15 | 0 | 1
|  | 3 | 4 | 06:16-06:30 | 0 | 1
|  | 3 | 4 | 06:31-06:45 | 0 | 1
|  | 3 | 4 | 06:46-07:00 | 0 | 1
|  | 3 | 4 | 07:01-07:15 | 0 | 1
|  | 3 | 4 | 07:16-07:30 | 0 | 1
|  | 3 | 4 | 07:31-07:45 | 0 | 1
|  | 3 | 4 | 07:46-08:00 | 0 | 1
|  | 3 | 4 | 08:01-08:15 | 0 | 1
|  | 3 | 4 | 08:16-08:30 | 0 | 1
|  | 3 | 4 | 08:31-08:45 | 0 | 1
|  | 3 | 4 | 08:46-09:00 | 0 | 1
|  | 3 | 4 | 09:01-09:15 | 0 | 1
|  | 3 | 4 | 09:16-09:30 | 0 | 1
|  | 3 | 4 | 09:31-09:45 | 0 | 1
|  | 3 | 4 | 09:46-10:00 | 0 | 1
|  | 3 | 4 | 10:01-10:15 | 0 | 1
|  | 3 | 4 | 10:16-10:30 | 0 | 1
|  | 3 | 4 | 10:31-10:45 | 0 | 1
|  | 3 | 4 | 10:46-11:00 | 0 | 1
|  | 3 | 4 | 11:01-11:15 | 0 | 1
|  | 3 | 4 | 11:16-11:30 | 0 | 1
|  | 3 | 4 | 11:31-11:45 | 0 | 1
|  | 3 | 4 | 11:46-12:00 | 0 | 1
|  | 3 | 4 | 12:01-12:15 | 0 | 1
|  | 3 | 4 | 12:16-12:30 | 0 | 1
|  | 3 | 4 | 12:31-12:45 | 0 | 1
|  | 3 | 4 | 12:46-13:00 | 0 | 1
|  | 3 | 4 | 13:01-13:15 | 0 | 1
|  | 3 | 4 | 13:16-13:30 | 0 | 1
|  | 3 | 4 | 13:31-13:45 | 0 | 1
|  | 3 | 4 | 13:46-14:00 | 0 | 1
|  | 3 | 4 | 14:01-14:15 | 0 | 1
|  | 3 | 4 | 14:16-14:30 | 0 | 1
|  | 3 | 4 | 14:31-14:45 | 0 | 1
|  | 3 | 4 | 14:46-15:00 | 0 | 1
|  | 3 | 4 | 15:01-15:15 | 0 | 1
|  | 3 | 4 | 15:16-15:30 | 0 | 1
|  | 3 | 4 | 15:31-15:45 | 0 | 1
|  | 3 | 4 | 15:46-16:00 | 0 | 1
|  | 3 | 4 | 16:01-16:15 | 0 | 1
|  | 3 | 4 | 16:16-16:30 | 0 | 1
|  | 3 | 4 | 16:31-16:45 | 0 | 1
|  | 3 | 4 | 16:46-17:00 | 0 | 1
|  | 3 | 4 | 17:01-17:15 | 0 | 1
|  | 3 | 4 | 17:16-17:30 | 0 | 1
|  | 3 | 4 | 17:31-17:45 | 0 | 1
|  | 3 | 4 | 17:46-18:00 | 0 | 1
|  | 3 | 4 | 18:01-18:15 | 0 | 1
|  | 3 | 4 | 18:16-18:30 | 0 | 1
|  | 3 | 4 | 18:31-18:45 | 0 | 1
|  | 3 | 4 | 18:46-19:00 | 0 | 1
|  | 3 | 4 | 19:01-19:15 | 0 | 1
|  | 3 | 4 | 19:16-19:30 | 0 | 1
|  | 3 | 4 | 19:31-19:45 | 0 | 1
|  | 3 | 4 | 19:46-20:00 | 0 | 1
|  | 3 | 4 | 20:01-20:15 | 0 | 1
|  | 3 | 4 | 20:16-20:30 | 0 | 1
|  | 3 | 4 | 20:31-20:45 | 0 | 1
|  | 3 | 4 | 20:46-21:00 | 0 | 1
|  | 3 | 4 | 21:01-21:15 | 0 | 1
|  | 3 | 4 | 21:16-21:30 | 0 | 1
|  | 3 | 4 | 21:31-21:45 | 0 | 1
|  | 3 | 4 | 21:46-22:00 | 0 | 1
|  | 3 | 4 | 22:01-22:15 | 0 | 1
|  | 3 | 4 | 22:16-22:30 | 0 | 1
|  | 3 | 4 | 22:31-22:45 | 0 | 1
|  | 3 | 4 | 22:46-23:00 | 0 | 1
|  | 3 | 4 | 23:01-23:15 | 0 | 1
|  | 3 | 4 | 23:16-23:30 | 0 | 1
|  | 3 | 4 | 23:31-23:45 | 0 | 1
|  | 3 | 4 | 23:46-24:00 | 0 | 1
|  | 3 | 5 | 00:01-00:15 | 0 | 1
|  | 3 | 5 | 00:16-00:30 | 0 | 1
|  | 3 | 5 | 00:31-00:45 | 0 | 1
|  | 3 | 5 | 00:46-01:00 | 0 | 1
|  | 3 | 5 | 01:01-01:15 | 0 | 1
|  | 3 | 5 | 01:16-01:30 | 0 | 1
|  | 3 | 5 | 01:31-01:45 | 0 | 1
|  | 3 | 5 | 01:46-02:00 | 0 | 1
|  | 3 | 5 | 02:01-02:15 | 0 | 1
|  | 3 | 5 | 02:16-02:30 | 0 | 1
|  | 3 | 5 | 02:31-02:45 | 0 | 1
|  | 3 | 5 | 02:46-03:00 | 0 | 1
|  | 3 | 5 | 03:01-03:15 | 0 | 1
|  | 3 | 5 | 03:16-03:30 | 0 | 1
|  | 3 | 5 | 03:31-03:45 | 0 | 1
|  | 3 | 5 | 03:46-04:00 | 0 | 1
|  | 3 | 5 | 04:01-04:15 | 0 | 1
|  | 3 | 5 | 04:16-04:30 | 0 | 1
|  | 3 | 5 | 04:31-04:45 | 0 | 1
|  | 3 | 5 | 04:46-05:00 | 0 | 1
|  | 3 | 5 | 05:01-05:15 | 0 | 1
|  | 3 | 5 | 05:16-05:30 | 0 | 1
|  | 3 | 5 | 05:31-05:45 | 0 | 1
|  | 3 | 5 | 05:46-06:00 | 0 | 1
|  | 3 | 5 | 06:01-06:15 | 0 | 1
|  | 3 | 5 | 06:16-06:30 | 0 | 1
|  | 3 | 5 | 06:31-06:45 | 0 | 1
|  | 3 | 5 | 06:46-07:00 | 0 | 1
|  | 3 | 5 | 07:01-07:15 | 0 | 1
|  | 3 | 5 | 07:16-07:30 | 0 | 1
|  | 3 | 5 | 07:31-07:45 | 0 | 1
|  | 3 | 5 | 07:46-08:00 | 0 | 1
|  | 3 | 5 | 08:01-08:15 | 0 | 1
|  | 3 | 5 | 08:16-08:30 | 0 | 1
|  | 3 | 5 | 08:31-08:45 | 0 | 1
|  | 3 | 5 | 08:46-09:00 | 0 | 1
|  | 3 | 5 | 09:01-09:15 | 0 | 1
|  | 3 | 5 | 09:16-09:30 | 0 | 1
|  | 3 | 5 | 09:31-09:45 | 0 | 1
|  | 3 | 5 | 09:46-10:00 | 0 | 1
|  | 3 | 5 | 10:01-10:15 | 0 | 1
|  | 3 | 5 | 10:16-10:30 | 0 | 1
|  | 3 | 5 | 10:31-10:45 | 0 | 1
|  | 3 | 5 | 10:46-11:00 | 0 | 1
|  | 3 | 5 | 11:01-11:15 | 0 | 1
|  | 3 | 5 | 11:16-11:30 | 0 | 1
|  | 3 | 5 | 11:31-11:45 | 0 | 1
|  | 3 | 5 | 11:46-12:00 | 0 | 1
|  | 3 | 5 | 12:01-12:15 | 0 | 1
|  | 3 | 5 | 12:16-12:30 | 0 | 1
|  | 3 | 5 | 12:31-12:45 | 0 | 1
|  | 3 | 5 | 12:46-13:00 | 0 | 1
|  | 3 | 5 | 13:01-13:15 | 0 | 1
|  | 3 | 5 | 13:16-13:30 | 0 | 1
|  | 3 | 5 | 13:31-13:45 | 0 | 1
|  | 3 | 5 | 13:46-14:00 | 0 | 1
|  | 3 | 5 | 14:01-14:15 | 0 | 1
|  | 3 | 5 | 14:16-14:30 | 0 | 1
|  | 3 | 5 | 14:31-14:45 | 0 | 1
|  | 3 | 5 | 14:46-15:00 | 0 | 1
|  | 3 | 5 | 15:01-15:15 | 0 | 1
|  | 3 | 5 | 15:16-15:30 | 0 | 1
|  | 3 | 5 | 15:31-15:45 | 0 | 1
|  | 3 | 5 | 15:46-16:00 | 0 | 1
|  | 3 | 5 | 16:01-16:15 | 0 | 1
|  | 3 | 5 | 16:16-16:30 | 0 | 1
|  | 3 | 5 | 16:31-16:45 | 0 | 1
|  | 3 | 5 | 16:46-17:00 | 0 | 1
|  | 3 | 5 | 17:01-17:15 | 0 | 1
|  | 3 | 5 | 17:16-17:30 | 0 | 1
|  | 3 | 5 | 17:31-17:45 | 0 | 1
|  | 3 | 5 | 17:46-18:00 | 0 | 1
|  | 3 | 5 | 18:01-18:15 | 0 | 1
|  | 3 | 5 | 18:16-18:30 | 0 | 1
|  | 3 | 5 | 18:31-18:45 | 0 | 1
|  | 3 | 5 | 18:46-19:00 | 0 | 1
|  | 3 | 5 | 19:01-19:15 | 0 | 1
|  | 3 | 5 | 19:16-19:30 | 0 | 1
|  | 3 | 5 | 19:31-19:45 | 0 | 1
|  | 3 | 5 | 19:46-20:00 | 0 | 1
|  | 3 | 5 | 20:01-20:15 | 0 | 1
|  | 3 | 5 | 20:16-20:30 | 0 | 1
|  | 3 | 5 | 20:31-20:45 | 0 | 1
|  | 3 | 5 | 20:46-21:00 | 0 | 1
|  | 3 | 5 | 21:01-21:15 | 0 | 1
|  | 3 | 5 | 21:16-21:30 | 0 | 1
|  | 3 | 5 | 21:31-21:45 | 0 | 1
|  | 3 | 5 | 21:46-22:00 | 0 | 1
|  | 3 | 5 | 22:01-22:15 | 0 | 1
|  | 3 | 5 | 22:16-22:30 | 0 | 1
|  | 3 | 5 | 22:31-22:45 | 0 | 1
|  | 3 | 5 | 22:46-23:00 | 0 | 1
|  | 3 | 5 | 23:01-23:15 | 0 | 1
|  | 3 | 5 | 23:16-23:30 | 0 | 1
|  | 3 | 5 | 23:31-23:45 | 0 | 1
|  | 3 | 5 | 23:46-24:00 | 0 | 1
|  | 3 | 6 | 00:01-00:15 | 1 | 1
|  | 3 | 6 | 00:16-00:30 | 1 | 1
|  | 3 | 6 | 00:31-00:45 | 1 | 1
|  | 3 | 6 | 00:46-01:00 | 1 | 1
|  | 3 | 6 | 01:01-01:15 | 1 | 1
|  | 3 | 6 | 01:16-01:30 | 1 | 1
|  | 3 | 6 | 01:31-01:45 | 1 | 1
|  | 3 | 6 | 01:46-02:00 | 1 | 1
|  | 3 | 6 | 02:01-02:15 | 1 | 1
|  | 3 | 6 | 02:16-02:30 | 1 | 1
|  | 3 | 6 | 02:31-02:45 | 1 | 1
|  | 3 | 6 | 02:46-03:00 | 1 | 1
|  | 3 | 6 | 03:01-03:15 | 1 | 1
|  | 3 | 6 | 03:16-03:30 | 1 | 1
|  | 3 | 6 | 03:31-03:45 | 1 | 1
|  | 3 | 6 | 03:46-04:00 | 1 | 1
|  | 3 | 6 | 04:01-04:15 | 1 | 1
|  | 3 | 6 | 04:16-04:30 | 1 | 1
|  | 3 | 6 | 04:31-04:45 | 1 | 1
|  | 3 | 6 | 04:46-05:00 | 1 | 1
|  | 3 | 6 | 05:01-05:15 | 1 | 1
|  | 3 | 6 | 05:16-05:30 | 1 | 1
|  | 3 | 6 | 05:31-05:45 | 1 | 1
|  | 3 | 6 | 05:46-06:00 | 1 | 1
|  | 3 | 6 | 06:01-06:15 | 1 | 1
|  | 3 | 6 | 06:16-06:30 | 1 | 1
|  | 3 | 6 | 06:31-06:45 | 1 | 1
|  | 3 | 6 | 06:46-07:00 | 1 | 1
|  | 3 | 6 | 07:01-07:15 | 1 | 1
|  | 3 | 6 | 07:16-07:30 | 1 | 1
|  | 3 | 6 | 07:31-07:45 | 1 | 1
|  | 3 | 6 | 07:46-08:00 | 1 | 1
|  | 3 | 6 | 08:01-08:15 | 1 | 1
|  | 3 | 6 | 08:16-08:30 | 1 | 1
|  | 3 | 6 | 08:31-08:45 | 1 | 1
|  | 3 | 6 | 08:46-09:00 | 1 | 1
|  | 3 | 6 | 09:01-09:15 | 1 | 1
|  | 3 | 6 | 09:16-09:30 | 1 | 1
|  | 3 | 6 | 09:31-09:45 | 1 | 1
|  | 3 | 6 | 09:46-10:00 | 1 | 1
|  | 3 | 6 | 10:01-10:15 | 1 | 1
|  | 3 | 6 | 10:16-10:30 | 1 | 1
|  | 3 | 6 | 10:31-10:45 | 1 | 1
|  | 3 | 6 | 10:46-11:00 | 1 | 1
|  | 3 | 6 | 11:01-11:15 | 1 | 1
|  | 3 | 6 | 11:16-11:30 | 1 | 1
|  | 3 | 6 | 11:31-11:45 | 1 | 1
|  | 3 | 6 | 11:46-12:00 | 1 | 1
|  | 3 | 6 | 12:01-12:15 | 1 | 1
|  | 3 | 6 | 12:16-12:30 | 1 | 1
|  | 3 | 6 | 12:31-12:45 | 1 | 1
|  | 3 | 6 | 12:46-13:00 | 1 | 1
|  | 3 | 6 | 13:01-13:15 | 1 | 1
|  | 3 | 6 | 13:16-13:30 | 1 | 1
|  | 3 | 6 | 13:31-13:45 | 1 | 1
|  | 3 | 6 | 13:46-14:00 | 1 | 1
|  | 3 | 6 | 14:01-14:15 | 1 | 1
|  | 3 | 6 | 14:16-14:30 | 1 | 1
|  | 3 | 6 | 14:31-14:45 | 1 | 1
|  | 3 | 6 | 14:46-15:00 | 1 | 1
|  | 3 | 6 | 15:01-15:15 | 1 | 1
|  | 3 | 6 | 15:16-15:30 | 1 | 1
|  | 3 | 6 | 15:31-15:45 | 1 | 1
|  | 3 | 6 | 15:46-16:00 | 1 | 1
|  | 3 | 6 | 16:01-16:15 | 1 | 1
|  | 3 | 6 | 16:16-16:30 | 1 | 1
|  | 3 | 6 | 16:31-16:45 | 1 | 1
|  | 3 | 6 | 16:46-17:00 | 1 | 1
|  | 3 | 6 | 17:01-17:15 | 1 | 1
|  | 3 | 6 | 17:16-17:30 | 1 | 1
|  | 3 | 6 | 17:31-17:45 | 1 | 1
|  | 3 | 6 | 17:46-18:00 | 1 | 1
|  | 3 | 6 | 18:01-18:15 | 1 | 1
|  | 3 | 6 | 18:16-18:30 | 1 | 1
|  | 3 | 6 | 18:31-18:45 | 1 | 1
|  | 3 | 6 | 18:46-19:00 | 1 | 1
|  | 3 | 6 | 19:01-19:15 | 1 | 1
|  | 3 | 6 | 19:16-19:30 | 1 | 1
|  | 3 | 6 | 19:31-19:45 | 1 | 1
|  | 3 | 6 | 19:46-20:00 | 1 | 1
|  | 3 | 6 | 20:01-20:15 | 1 | 1
|  | 3 | 6 | 20:16-20:30 | 1 | 1
|  | 3 | 6 | 20:31-20:45 | 1 | 1
|  | 3 | 6 | 20:46-21:00 | 1 | 1
|  | 3 | 6 | 21:01-21:15 | 1 | 1
|  | 3 | 6 | 21:16-21:30 | 1 | 1
|  | 3 | 6 | 21:31-21:45 | 1 | 1
|  | 3 | 6 | 21:46-22:00 | 1 | 1
|  | 3 | 6 | 22:01-22:15 | 1 | 1
|  | 3 | 6 | 22:16-22:30 | 1 | 1
|  | 3 | 6 | 22:31-22:45 | 1 | 1
|  | 3 | 6 | 22:46-23:00 | 1 | 1
|  | 3 | 6 | 23:01-23:15 | 1 | 1
|  | 3 | 6 | 23:16-23:30 | 1 | 1
|  | 3 | 6 | 23:31-23:45 | 1 | 1
|  | 3 | 6 | 23:46-24:00 | 1 | 1
|  | 3 | 7 | 00:01-00:15 | 1 | 1
|  | 3 | 7 | 00:16-00:30 | 1 | 1
|  | 3 | 7 | 00:31-00:45 | 1 | 1
|  | 3 | 7 | 00:46-01:00 | 1 | 1
|  | 3 | 7 | 01:01-01:15 | 1 | 1
|  | 3 | 7 | 01:16-01:30 | 1 | 1
|  | 3 | 7 | 01:31-01:45 | 1 | 1
|  | 3 | 7 | 01:46-02:00 | 1 | 1
|  | 3 | 7 | 02:01-02:15 | 1 | 1
|  | 3 | 7 | 02:16-02:30 | 1 | 1
|  | 3 | 7 | 02:31-02:45 | 1 | 1
|  | 3 | 7 | 02:46-03:00 | 1 | 1
|  | 3 | 7 | 03:01-03:15 | 1 | 1
|  | 3 | 7 | 03:16-03:30 | 1 | 1
|  | 3 | 7 | 03:31-03:45 | 1 | 1
|  | 3 | 7 | 03:46-04:00 | 1 | 1
|  | 3 | 7 | 04:01-04:15 | 1 | 1
|  | 3 | 7 | 04:16-04:30 | 1 | 1
|  | 3 | 7 | 04:31-04:45 | 1 | 1
|  | 3 | 7 | 04:46-05:00 | 1 | 1
|  | 3 | 7 | 05:01-05:15 | 1 | 1
|  | 3 | 7 | 05:16-05:30 | 1 | 1
|  | 3 | 7 | 05:31-05:45 | 1 | 1
|  | 3 | 7 | 05:46-06:00 | 1 | 1
|  | 3 | 7 | 06:01-06:15 | 1 | 1
|  | 3 | 7 | 06:16-06:30 | 1 | 1
|  | 3 | 7 | 06:31-06:45 | 1 | 1
|  | 3 | 7 | 06:46-07:00 | 1 | 1
|  | 3 | 7 | 07:01-07:15 | 1 | 1
|  | 3 | 7 | 07:16-07:30 | 1 | 1
|  | 3 | 7 | 07:31-07:45 | 1 | 1
|  | 3 | 7 | 07:46-08:00 | 1 | 1
|  | 3 | 7 | 08:01-08:15 | 1 | 1
|  | 3 | 7 | 08:16-08:30 | 1 | 1
|  | 3 | 7 | 08:31-08:45 | 1 | 1
|  | 3 | 7 | 08:46-09:00 | 1 | 1
|  | 3 | 7 | 09:01-09:15 | 1 | 1
|  | 3 | 7 | 09:16-09:30 | 1 | 1
|  | 3 | 7 | 09:31-09:45 | 1 | 1
|  | 3 | 7 | 09:46-10:00 | 1 | 1
|  | 3 | 7 | 10:01-10:15 | 1 | 1
|  | 3 | 7 | 10:16-10:30 | 1 | 1
|  | 3 | 7 | 10:31-10:45 | 1 | 1
|  | 3 | 7 | 10:46-11:00 | 1 | 1
|  | 3 | 7 | 11:01-11:15 | 1 | 1
|  | 3 | 7 | 11:16-11:30 | 1 | 1
|  | 3 | 7 | 11:31-11:45 | 1 | 1
|  | 3 | 7 | 11:46-12:00 | 1 | 1
|  | 3 | 7 | 12:01-12:15 | 1 | 1
|  | 3 | 7 | 12:16-12:30 | 1 | 1
|  | 3 | 7 | 12:31-12:45 | 1 | 1
|  | 3 | 7 | 12:46-13:00 | 1 | 1
|  | 3 | 7 | 13:01-13:15 | 1 | 1
|  | 3 | 7 | 13:16-13:30 | 1 | 1
|  | 3 | 7 | 13:31-13:45 | 1 | 1
|  | 3 | 7 | 13:46-14:00 | 1 | 1
|  | 3 | 7 | 14:01-14:15 | 1 | 1
|  | 3 | 7 | 14:16-14:30 | 1 | 1
|  | 3 | 7 | 14:31-14:45 | 1 | 1
|  | 3 | 7 | 14:46-15:00 | 1 | 1
|  | 3 | 7 | 15:01-15:15 | 1 | 1
|  | 3 | 7 | 15:16-15:30 | 1 | 1
|  | 3 | 7 | 15:31-15:45 | 1 | 1
|  | 3 | 7 | 15:46-16:00 | 1 | 1
|  | 3 | 7 | 16:01-16:15 | 1 | 1
|  | 3 | 7 | 16:16-16:30 | 1 | 1
|  | 3 | 7 | 16:31-16:45 | 1 | 1
|  | 3 | 7 | 16:46-17:00 | 1 | 1
|  | 3 | 7 | 17:01-17:15 | 1 | 1
|  | 3 | 7 | 17:16-17:30 | 1 | 1
|  | 3 | 7 | 17:31-17:45 | 1 | 1
|  | 3 | 7 | 17:46-18:00 | 1 | 1
|  | 3 | 7 | 18:01-18:15 | 1 | 1
|  | 3 | 7 | 18:16-18:30 | 1 | 1
|  | 3 | 7 | 18:31-18:45 | 1 | 1
|  | 3 | 7 | 18:46-19:00 | 1 | 1
|  | 3 | 7 | 19:01-19:15 | 1 | 1
|  | 3 | 7 | 19:16-19:30 | 1 | 1
|  | 3 | 7 | 19:31-19:45 | 1 | 1
|  | 3 | 7 | 19:46-20:00 | 1 | 1
|  | 3 | 7 | 20:01-20:15 | 1 | 1
|  | 3 | 7 | 20:16-20:30 | 1 | 1
|  | 3 | 7 | 20:31-20:45 | 1 | 1
|  | 3 | 7 | 20:46-21:00 | 1 | 1
|  | 3 | 7 | 21:01-21:15 | 1 | 1
|  | 3 | 7 | 21:16-21:30 | 1 | 1
|  | 3 | 7 | 21:31-21:45 | 1 | 1
|  | 3 | 7 | 21:46-22:00 | 1 | 1
|  | 3 | 7 | 22:01-22:15 | 1 | 1
|  | 3 | 7 | 22:16-22:30 | 1 | 1
|  | 3 | 7 | 22:31-22:45 | 1 | 1
|  | 3 | 7 | 22:46-23:00 | 1 | 1
|  | 3 | 7 | 23:01-23:15 | 1 | 1
|  | 3 | 7 | 23:16-23:30 | 1 | 1
|  | 3 | 7 | 23:31-23:45 | 1 | 1
|  | 3 | 7 | 23:46-24:00 | 1 | 1
|  | 3 | 8 | 00:01-00:15 | 1 | 1
|  | 3 | 8 | 00:16-00:30 | 1 | 1
|  | 3 | 8 | 00:31-00:45 | 1 | 1
|  | 3 | 8 | 00:46-01:00 | 1 | 1
|  | 3 | 8 | 01:01-01:15 | 1 | 1
|  | 3 | 8 | 01:16-01:30 | 1 | 1
|  | 3 | 8 | 01:31-01:45 | 1 | 1
|  | 3 | 8 | 01:46-02:00 | 1 | 1
|  | 3 | 8 | 02:01-02:15 | 1 | 1
|  | 3 | 8 | 02:16-02:30 | 1 | 1
|  | 3 | 8 | 02:31-02:45 | 1 | 1
|  | 3 | 8 | 02:46-03:00 | 1 | 1
|  | 3 | 8 | 03:01-03:15 | 1 | 1
|  | 3 | 8 | 03:16-03:30 | 1 | 1
|  | 3 | 8 | 03:31-03:45 | 1 | 1
|  | 3 | 8 | 03:46-04:00 | 1 | 1
|  | 3 | 8 | 04:01-04:15 | 1 | 1
|  | 3 | 8 | 04:16-04:30 | 1 | 1
|  | 3 | 8 | 04:31-04:45 | 1 | 1
|  | 3 | 8 | 04:46-05:00 | 1 | 1
|  | 3 | 8 | 05:01-05:15 | 1 | 1
|  | 3 | 8 | 05:16-05:30 | 1 | 1
|  | 3 | 8 | 05:31-05:45 | 1 | 1
|  | 3 | 8 | 05:46-06:00 | 1 | 1
|  | 3 | 8 | 06:01-06:15 | 1 | 1
|  | 3 | 8 | 06:16-06:30 | 1 | 1
|  | 3 | 8 | 06:31-06:45 | 1 | 1
|  | 3 | 8 | 06:46-07:00 | 1 | 1
|  | 3 | 8 | 07:01-07:15 | 1 | 1
|  | 3 | 8 | 07:16-07:30 | 1 | 1
|  | 3 | 8 | 07:31-07:45 | 1 | 1
|  | 3 | 8 | 07:46-08:00 | 1 | 1
|  | 3 | 8 | 08:01-08:15 | 1 | 1
|  | 3 | 8 | 08:16-08:30 | 1 | 1
|  | 3 | 8 | 08:31-08:45 | 1 | 1
|  | 3 | 8 | 08:46-09:00 | 1 | 1
|  | 3 | 8 | 09:01-09:15 | 1 | 1
|  | 3 | 8 | 09:16-09:30 | 1 | 1
|  | 3 | 8 | 09:31-09:45 | 1 | 1
|  | 3 | 8 | 09:46-10:00 | 1 | 1
|  | 3 | 8 | 10:01-10:15 | 1 | 1
|  | 3 | 8 | 10:16-10:30 | 1 | 1
|  | 3 | 8 | 10:31-10:45 | 1 | 1
|  | 3 | 8 | 10:46-11:00 | 1 | 1
|  | 3 | 8 | 11:01-11:15 | 1 | 1
|  | 3 | 8 | 11:16-11:30 | 1 | 1
|  | 3 | 8 | 11:31-11:45 | 1 | 1
|  | 3 | 8 | 11:46-12:00 | 1 | 1
|  | 3 | 8 | 12:01-12:15 | 1 | 1
|  | 3 | 8 | 12:16-12:30 | 1 | 1
|  | 3 | 8 | 12:31-12:45 | 1 | 1
|  | 3 | 8 | 12:46-13:00 | 1 | 1
|  | 3 | 8 | 13:01-13:15 | 1 | 1
|  | 3 | 8 | 13:16-13:30 | 1 | 1
|  | 3 | 8 | 13:31-13:45 | 1 | 1
|  | 3 | 8 | 13:46-14:00 | 1 | 1
|  | 3 | 8 | 14:01-14:15 | 1 | 1
|  | 3 | 8 | 14:16-14:30 | 1 | 1
|  | 3 | 8 | 14:31-14:45 | 1 | 1
|  | 3 | 8 | 14:46-15:00 | 1 | 1
|  | 3 | 8 | 15:01-15:15 | 1 | 1
|  | 3 | 8 | 15:16-15:30 | 1 | 1
|  | 3 | 8 | 15:31-15:45 | 1 | 1
|  | 3 | 8 | 15:46-16:00 | 1 | 1
|  | 3 | 8 | 16:01-16:15 | 1 | 1
|  | 3 | 8 | 16:16-16:30 | 1 | 1
|  | 3 | 8 | 16:31-16:45 | 1 | 1
|  | 3 | 8 | 16:46-17:00 | 1 | 1
|  | 3 | 8 | 17:01-17:15 | 1 | 1
|  | 3 | 8 | 17:16-17:30 | 1 | 1
|  | 3 | 8 | 17:31-17:45 | 1 | 1
|  | 3 | 8 | 17:46-18:00 | 1 | 1
|  | 3 | 8 | 18:01-18:15 | 1 | 1
|  | 3 | 8 | 18:16-18:30 | 1 | 1
|  | 3 | 8 | 18:31-18:45 | 1 | 1
|  | 3 | 8 | 18:46-19:00 | 1 | 1
|  | 3 | 8 | 19:01-19:15 | 1 | 1
|  | 3 | 8 | 19:16-19:30 | 1 | 1
|  | 3 | 8 | 19:31-19:45 | 1 | 1
|  | 3 | 8 | 19:46-20:00 | 1 | 1
|  | 3 | 8 | 20:01-20:15 | 1 | 1
|  | 3 | 8 | 20:16-20:30 | 1 | 1
|  | 3 | 8 | 20:31-20:45 | 1 | 1
|  | 3 | 8 | 20:46-21:00 | 1 | 1
|  | 3 | 8 | 21:01-21:15 | 1 | 1
|  | 3 | 8 | 21:16-21:30 | 1 | 1
|  | 3 | 8 | 21:31-21:45 | 1 | 1
|  | 3 | 8 | 21:46-22:00 | 1 | 1
|  | 3 | 8 | 22:01-22:15 | 1 | 1
|  | 3 | 8 | 22:16-22:30 | 1 | 1
|  | 3 | 8 | 22:31-22:45 | 1 | 1
|  | 3 | 8 | 22:46-23:00 | 1 | 1
|  | 3 | 8 | 23:01-23:15 | 1 | 1
|  | 3 | 8 | 23:16-23:30 | 1 | 1
|  | 3 | 8 | 23:31-23:45 | 1 | 1
|  | 3 | 8 | 23:46-24:00 | 1 | 1
|  | 3 | 9 | 00:01-00:15 | 1 | 1
|  | 3 | 9 | 00:16-00:30 | 1 | 1
|  | 3 | 9 | 00:31-00:45 | 1 | 1
|  | 3 | 9 | 00:46-01:00 | 1 | 1
|  | 3 | 9 | 01:01-01:15 | 1 | 1
|  | 3 | 9 | 01:16-01:30 | 1 | 1
|  | 3 | 9 | 01:31-01:45 | 1 | 1
|  | 3 | 9 | 01:46-02:00 | 1 | 1
|  | 3 | 9 | 02:01-02:15 | 1 | 1
|  | 3 | 9 | 02:16-02:30 | 1 | 1
|  | 3 | 9 | 02:31-02:45 | 1 | 1
|  | 3 | 9 | 02:46-03:00 | 1 | 1
|  | 3 | 9 | 03:01-03:15 | 1 | 1
|  | 3 | 9 | 03:16-03:30 | 1 | 1
|  | 3 | 9 | 03:31-03:45 | 1 | 1
|  | 3 | 9 | 03:46-04:00 | 1 | 1
|  | 3 | 9 | 04:01-04:15 | 1 | 1
|  | 3 | 9 | 04:16-04:30 | 1 | 1
|  | 3 | 9 | 04:31-04:45 | 1 | 1
|  | 3 | 9 | 04:46-05:00 | 1 | 1
|  | 3 | 9 | 05:01-05:15 | 1 | 1
|  | 3 | 9 | 05:16-05:30 | 1 | 1
|  | 3 | 9 | 05:31-05:45 | 1 | 1
|  | 3 | 9 | 05:46-06:00 | 1 | 1
|  | 3 | 9 | 06:01-06:15 | 1 | 1
|  | 3 | 9 | 06:16-06:30 | 1 | 1
|  | 3 | 9 | 06:31-06:45 | 1 | 1
|  | 3 | 9 | 06:46-07:00 | 1 | 1
|  | 3 | 9 | 07:01-07:15 | 1 | 1
|  | 3 | 9 | 07:16-07:30 | 1 | 1
|  | 3 | 9 | 07:31-07:45 | 1 | 1
|  | 3 | 9 | 07:46-08:00 | 1 | 1
|  | 3 | 9 | 08:01-08:15 | 1 | 1
|  | 3 | 9 | 08:16-08:30 | 1 | 1
|  | 3 | 9 | 08:31-08:45 | 1 | 1
|  | 3 | 9 | 08:46-09:00 | 1 | 1
|  | 3 | 9 | 09:01-09:15 | 1 | 1
|  | 3 | 9 | 09:16-09:30 | 1 | 1
|  | 3 | 9 | 09:31-09:45 | 1 | 1
|  | 3 | 9 | 09:46-10:00 | 1 | 1
|  | 3 | 9 | 10:01-10:15 | 1 | 1
|  | 3 | 9 | 10:16-10:30 | 1 | 1
|  | 3 | 9 | 10:31-10:45 | 1 | 1
|  | 3 | 9 | 10:46-11:00 | 1 | 1
|  | 3 | 9 | 11:01-11:15 | 1 | 1
|  | 3 | 9 | 11:16-11:30 | 1 | 1
|  | 3 | 9 | 11:31-11:45 | 1 | 1
|  | 3 | 9 | 11:46-12:00 | 1 | 1
|  | 3 | 9 | 12:01-12:15 | 1 | 1
|  | 3 | 9 | 12:16-12:30 | 1 | 1
|  | 3 | 9 | 12:31-12:45 | 1 | 1
|  | 3 | 9 | 12:46-13:00 | 1 | 1
|  | 3 | 9 | 13:01-13:15 | 1 | 1
|  | 3 | 9 | 13:16-13:30 | 1 | 1
|  | 3 | 9 | 13:31-13:45 | 1 | 1
|  | 3 | 9 | 13:46-14:00 | 1 | 1
|  | 3 | 9 | 14:01-14:15 | 1 | 1
|  | 3 | 9 | 14:16-14:30 | 1 | 1
|  | 3 | 9 | 14:31-14:45 | 1 | 1
|  | 3 | 9 | 14:46-15:00 | 1 | 1
|  | 3 | 9 | 15:01-15:15 | 1 | 1
|  | 3 | 9 | 15:16-15:30 | 1 | 1
|  | 3 | 9 | 15:31-15:45 | 1 | 1
|  | 3 | 9 | 15:46-16:00 | 1 | 1
|  | 3 | 9 | 16:01-16:15 | 1 | 1
|  | 3 | 9 | 16:16-16:30 | 1 | 1
|  | 3 | 9 | 16:31-16:45 | 1 | 1
|  | 3 | 9 | 16:46-17:00 | 1 | 1
|  | 3 | 9 | 17:01-17:15 | 1 | 1
|  | 3 | 9 | 17:16-17:30 | 1 | 1
|  | 3 | 9 | 17:31-17:45 | 1 | 1
|  | 3 | 9 | 17:46-18:00 | 1 | 1
|  | 3 | 9 | 18:01-18:15 | 1 | 1
|  | 3 | 9 | 18:16-18:30 | 1 | 1
|  | 3 | 9 | 18:31-18:45 | 1 | 1
|  | 3 | 9 | 18:46-19:00 | 1 | 1
|  | 3 | 9 | 19:01-19:15 | 1 | 1
|  | 3 | 9 | 19:16-19:30 | 1 | 1
|  | 3 | 9 | 19:31-19:45 | 1 | 1
|  | 3 | 9 | 19:46-20:00 | 1 | 1
|  | 3 | 9 | 20:01-20:15 | 1 | 1
|  | 3 | 9 | 20:16-20:30 | 1 | 1
|  | 3 | 9 | 20:31-20:45 | 1 | 1
|  | 3 | 9 | 20:46-21:00 | 1 | 1
|  | 3 | 9 | 21:01-21:15 | 1 | 1
|  | 3 | 9 | 21:16-21:30 | 1 | 1
|  | 3 | 9 | 21:31-21:45 | 1 | 1
|  | 3 | 9 | 21:46-22:00 | 1 | 1
|  | 3 | 9 | 22:01-22:15 | 1 | 1
|  | 3 | 9 | 22:16-22:30 | 1 | 1
|  | 3 | 9 | 22:31-22:45 | 1 | 1
|  | 3 | 9 | 22:46-23:00 | 1 | 1
|  | 3 | 9 | 23:01-23:15 | 1 | 1
|  | 3 | 9 | 23:16-23:30 | 1 | 1
|  | 3 | 9 | 23:31-23:45 | 1 | 1
|  | 3 | 9 | 23:46-24:00 | 1 | 1
|  | 3 | 10 | 00:01-00:15 | 1 | 1
|  | 3 | 10 | 00:16-00:30 | 1 | 1
|  | 3 | 10 | 00:31-00:45 | 1 | 1
|  | 3 | 10 | 00:46-01:00 | 1 | 1
|  | 3 | 10 | 01:01-01:15 | 1 | 1
|  | 3 | 10 | 01:16-01:30 | 1 | 1
|  | 3 | 10 | 01:31-01:45 | 1 | 1
|  | 3 | 10 | 01:46-02:00 | 1 | 1
|  | 3 | 10 | 02:01-02:15 | 1 | 1
|  | 3 | 10 | 02:16-02:30 | 1 | 1
|  | 3 | 10 | 02:31-02:45 | 1 | 1
|  | 3 | 10 | 02:46-03:00 | 1 | 1
|  | 3 | 10 | 03:01-03:15 | 1 | 1
|  | 3 | 10 | 03:16-03:30 | 1 | 1
|  | 3 | 10 | 03:31-03:45 | 1 | 1
|  | 3 | 10 | 03:46-04:00 | 1 | 1
|  | 3 | 10 | 04:01-04:15 | 1 | 1
|  | 3 | 10 | 04:16-04:30 | 1 | 1
|  | 3 | 10 | 04:31-04:45 | 1 | 1
|  | 3 | 10 | 04:46-05:00 | 1 | 1
|  | 3 | 10 | 05:01-05:15 | 1 | 1
|  | 3 | 10 | 05:16-05:30 | 1 | 1
|  | 3 | 10 | 05:31-05:45 | 1 | 1
|  | 3 | 10 | 05:46-06:00 | 1 | 1
|  | 3 | 10 | 06:01-06:15 | 1 | 1
|  | 3 | 10 | 06:16-06:30 | 1 | 1
|  | 3 | 10 | 06:31-06:45 | 1 | 1
|  | 3 | 10 | 06:46-07:00 | 1 | 1
|  | 3 | 10 | 07:01-07:15 | 1 | 1
|  | 3 | 10 | 07:16-07:30 | 1 | 1
|  | 3 | 10 | 07:31-07:45 | 1 | 1
|  | 3 | 10 | 07:46-08:00 | 1 | 1
|  | 3 | 10 | 08:01-08:15 | 1 | 1
|  | 3 | 10 | 08:16-08:30 | 1 | 1
|  | 3 | 10 | 08:31-08:45 | 1 | 1
|  | 3 | 10 | 08:46-09:00 | 1 | 1
|  | 3 | 10 | 09:01-09:15 | 1 | 1
|  | 3 | 10 | 09:16-09:30 | 1 | 1
|  | 3 | 10 | 09:31-09:45 | 1 | 1
|  | 3 | 10 | 09:46-10:00 | 1 | 1
|  | 3 | 10 | 10:01-10:15 | 1 | 1
|  | 3 | 10 | 10:16-10:30 | 1 | 1
|  | 3 | 10 | 10:31-10:45 | 1 | 1
|  | 3 | 10 | 10:46-11:00 | 1 | 1
|  | 3 | 10 | 11:01-11:15 | 1 | 1
|  | 3 | 10 | 11:16-11:30 | 1 | 1
|  | 3 | 10 | 11:31-11:45 | 1 | 1
|  | 3 | 10 | 11:46-12:00 | 1 | 1
|  | 3 | 10 | 12:01-12:15 | 1 | 1
|  | 3 | 10 | 12:16-12:30 | 1 | 1
|  | 3 | 10 | 12:31-12:45 | 1 | 1
|  | 3 | 10 | 12:46-13:00 | 1 | 1
|  | 3 | 10 | 13:01-13:15 | 1 | 1
|  | 3 | 10 | 13:16-13:30 | 1 | 1
|  | 3 | 10 | 13:31-13:45 | 1 | 1
|  | 3 | 10 | 13:46-14:00 | 1 | 1
|  | 3 | 10 | 14:01-14:15 | 1 | 1
|  | 3 | 10 | 14:16-14:30 | 1 | 1
|  | 3 | 10 | 14:31-14:45 | 1 | 1
|  | 3 | 10 | 14:46-15:00 | 1 | 1
|  | 3 | 10 | 15:01-15:15 | 1 | 1
|  | 3 | 10 | 15:16-15:30 | 1 | 1
|  | 3 | 10 | 15:31-15:45 | 1 | 1
|  | 3 | 10 | 15:46-16:00 | 1 | 1
|  | 3 | 10 | 16:01-16:15 | 1 | 1
|  | 3 | 10 | 16:16-16:30 | 1 | 1
|  | 3 | 10 | 16:31-16:45 | 1 | 1
|  | 3 | 10 | 16:46-17:00 | 1 | 1
|  | 3 | 10 | 17:01-17:15 | 1 | 1
|  | 3 | 10 | 17:16-17:30 | 1 | 1
|  | 3 | 10 | 17:31-17:45 | 1 | 1
|  | 3 | 10 | 17:46-18:00 | 1 | 1
|  | 3 | 10 | 18:01-18:15 | 1 | 1
|  | 3 | 10 | 18:16-18:30 | 1 | 1
|  | 3 | 10 | 18:31-18:45 | 1 | 1
|  | 3 | 10 | 18:46-19:00 | 1 | 1
|  | 3 | 10 | 19:01-19:15 | 1 | 1
|  | 3 | 10 | 19:16-19:30 | 1 | 1
|  | 3 | 10 | 19:31-19:45 | 1 | 1
|  | 3 | 10 | 19:46-20:00 | 1 | 1
|  | 3 | 10 | 20:01-20:15 | 1 | 1
|  | 3 | 10 | 20:16-20:30 | 1 | 1
|  | 3 | 10 | 20:31-20:45 | 1 | 1
|  | 3 | 10 | 20:46-21:00 | 1 | 1
|  | 3 | 10 | 21:01-21:15 | 1 | 1
|  | 3 | 10 | 21:16-21:30 | 1 | 1
|  | 3 | 10 | 21:31-21:45 | 1 | 1
|  | 3 | 10 | 21:46-22:00 | 1 | 1
|  | 3 | 10 | 22:01-22:15 | 1 | 1
|  | 3 | 10 | 22:16-22:30 | 1 | 1
|  | 3 | 10 | 22:31-22:45 | 1 | 1
|  | 3 | 10 | 22:46-23:00 | 1 | 1
|  | 3 | 10 | 23:01-23:15 | 1 | 1
|  | 3 | 10 | 23:16-23:30 | 1 | 1
|  | 3 | 10 | 23:31-23:45 | 1 | 1
|  | 3 | 10 | 23:46-24:00 | 1 | 1
|  | 3 | 11 | 00:01-00:15 | 0 | 1
|  | 3 | 11 | 00:16-00:30 | 0 | 1
|  | 3 | 11 | 00:31-00:45 | 0 | 1
|  | 3 | 11 | 00:46-01:00 | 0 | 1
|  | 3 | 11 | 01:01-01:15 | 0 | 1
|  | 3 | 11 | 01:16-01:30 | 0 | 1
|  | 3 | 11 | 01:31-01:45 | 0 | 1
|  | 3 | 11 | 01:46-02:00 | 0 | 1
|  | 3 | 11 | 02:01-02:15 | 0 | 1
|  | 3 | 11 | 02:16-02:30 | 0 | 1
|  | 3 | 11 | 02:31-02:45 | 0 | 1
|  | 3 | 11 | 02:46-03:00 | 0 | 1
|  | 3 | 11 | 03:01-03:15 | 0 | 1
|  | 3 | 11 | 03:16-03:30 | 0 | 1
|  | 3 | 11 | 03:31-03:45 | 0 | 1
|  | 3 | 11 | 03:46-04:00 | 0 | 1
|  | 3 | 11 | 04:01-04:15 | 0 | 1
|  | 3 | 11 | 04:16-04:30 | 0 | 1
|  | 3 | 11 | 04:31-04:45 | 0 | 1
|  | 3 | 11 | 04:46-05:00 | 0 | 1
|  | 3 | 11 | 05:01-05:15 | 0 | 1
|  | 3 | 11 | 05:16-05:30 | 0 | 1
|  | 3 | 11 | 05:31-05:45 | 0 | 1
|  | 3 | 11 | 05:46-06:00 | 0 | 1
|  | 3 | 11 | 06:01-06:15 | 0 | 1
|  | 3 | 11 | 06:16-06:30 | 0 | 1
|  | 3 | 11 | 06:31-06:45 | 0 | 1
|  | 3 | 11 | 06:46-07:00 | 0 | 1
|  | 3 | 11 | 07:01-07:15 | 0 | 1
|  | 3 | 11 | 07:16-07:30 | 0 | 1
|  | 3 | 11 | 07:31-07:45 | 0 | 1
|  | 3 | 11 | 07:46-08:00 | 0 | 1
|  | 3 | 11 | 08:01-08:15 | 0 | 1
|  | 3 | 11 | 08:16-08:30 | 0 | 1
|  | 3 | 11 | 08:31-08:45 | 0 | 1
|  | 3 | 11 | 08:46-09:00 | 0 | 1
|  | 3 | 11 | 09:01-09:15 | 0 | 1
|  | 3 | 11 | 09:16-09:30 | 0 | 1
|  | 3 | 11 | 09:31-09:45 | 0 | 1
|  | 3 | 11 | 09:46-10:00 | 0 | 1
|  | 3 | 11 | 10:01-10:15 | 0 | 1
|  | 3 | 11 | 10:16-10:30 | 0 | 1
|  | 3 | 11 | 10:31-10:45 | 0 | 1
|  | 3 | 11 | 10:46-11:00 | 0 | 1
|  | 3 | 11 | 11:01-11:15 | 0 | 1
|  | 3 | 11 | 11:16-11:30 | 0 | 1
|  | 3 | 11 | 11:31-11:45 | 0 | 1
|  | 3 | 11 | 11:46-12:00 | 0 | 1
|  | 3 | 11 | 12:01-12:15 | 0 | 1
|  | 3 | 11 | 12:16-12:30 | 0 | 1
|  | 3 | 11 | 12:31-12:45 | 0 | 1
|  | 3 | 11 | 12:46-13:00 | 0 | 1
|  | 3 | 11 | 13:01-13:15 | 0 | 1
|  | 3 | 11 | 13:16-13:30 | 0 | 1
|  | 3 | 11 | 13:31-13:45 | 0 | 1
|  | 3 | 11 | 13:46-14:00 | 0 | 1
|  | 3 | 11 | 14:01-14:15 | 0 | 1
|  | 3 | 11 | 14:16-14:30 | 0 | 1
|  | 3 | 11 | 14:31-14:45 | 0 | 1
|  | 3 | 11 | 14:46-15:00 | 0 | 1
|  | 3 | 11 | 15:01-15:15 | 0 | 1
|  | 3 | 11 | 15:16-15:30 | 0 | 1
|  | 3 | 11 | 15:31-15:45 | 0 | 1
|  | 3 | 11 | 15:46-16:00 | 0 | 1
|  | 3 | 11 | 16:01-16:15 | 0 | 1
|  | 3 | 11 | 16:16-16:30 | 0 | 1
|  | 3 | 11 | 16:31-16:45 | 0 | 1
|  | 3 | 11 | 16:46-17:00 | 0 | 1
|  | 3 | 11 | 17:01-17:15 | 0 | 1
|  | 3 | 11 | 17:16-17:30 | 0 | 1
|  | 3 | 11 | 17:31-17:45 | 0 | 1
|  | 3 | 11 | 17:46-18:00 | 0 | 1
|  | 3 | 11 | 18:01-18:15 | 0 | 1
|  | 3 | 11 | 18:16-18:30 | 0 | 1
|  | 3 | 11 | 18:31-18:45 | 0 | 1
|  | 3 | 11 | 18:46-19:00 | 0 | 1
|  | 3 | 11 | 19:01-19:15 | 0 | 1
|  | 3 | 11 | 19:16-19:30 | 0 | 1
|  | 3 | 11 | 19:31-19:45 | 0 | 1
|  | 3 | 11 | 19:46-20:00 | 0 | 1
|  | 3 | 11 | 20:01-20:15 | 0 | 1
|  | 3 | 11 | 20:16-20:30 | 0 | 1
|  | 3 | 11 | 20:31-20:45 | 0 | 1
|  | 3 | 11 | 20:46-21:00 | 0 | 1
|  | 3 | 11 | 21:01-21:15 | 0 | 1
|  | 3 | 11 | 21:16-21:30 | 0 | 1
|  | 3 | 11 | 21:31-21:45 | 0 | 1
|  | 3 | 11 | 21:46-22:00 | 0 | 1
|  | 3 | 11 | 22:01-22:15 | 0 | 1
|  | 3 | 11 | 22:16-22:30 | 0 | 1
|  | 3 | 11 | 22:31-22:45 | 0 | 1
|  | 3 | 11 | 22:46-23:00 | 0 | 1
|  | 3 | 11 | 23:01-23:15 | 0 | 1
|  | 3 | 11 | 23:16-23:30 | 0 | 1
|  | 3 | 11 | 23:31-23:45 | 0 | 1
|  | 3 | 11 | 23:46-24:00 | 0 | 1
|  | 3 | 12 | 00:01-00:15 | 0 | 1
|  | 3 | 12 | 00:16-00:30 | 0 | 1
|  | 3 | 12 | 00:31-00:45 | 0 | 1
|  | 3 | 12 | 00:46-01:00 | 0 | 1
|  | 3 | 12 | 01:01-01:15 | 0 | 1
|  | 3 | 12 | 01:16-01:30 | 0 | 1
|  | 3 | 12 | 01:31-01:45 | 0 | 1
|  | 3 | 12 | 01:46-02:00 | 0 | 1
|  | 3 | 12 | 02:01-02:15 | 0 | 1
|  | 3 | 12 | 02:16-02:30 | 0 | 1
|  | 3 | 12 | 02:31-02:45 | 0 | 1
|  | 3 | 12 | 02:46-03:00 | 0 | 1
|  | 3 | 12 | 03:01-03:15 | 0 | 1
|  | 3 | 12 | 03:16-03:30 | 0 | 1
|  | 3 | 12 | 03:31-03:45 | 0 | 1
|  | 3 | 12 | 03:46-04:00 | 0 | 1
|  | 3 | 12 | 04:01-04:15 | 0 | 1
|  | 3 | 12 | 04:16-04:30 | 0 | 1
|  | 3 | 12 | 04:31-04:45 | 0 | 1
|  | 3 | 12 | 04:46-05:00 | 0 | 1
|  | 3 | 12 | 05:01-05:15 | 0 | 1
|  | 3 | 12 | 05:16-05:30 | 0 | 1
|  | 3 | 12 | 05:31-05:45 | 0 | 1
|  | 3 | 12 | 05:46-06:00 | 0 | 1
|  | 3 | 12 | 06:01-06:15 | 0 | 1
|  | 3 | 12 | 06:16-06:30 | 0 | 1
|  | 3 | 12 | 06:31-06:45 | 0 | 1
|  | 3 | 12 | 06:46-07:00 | 0 | 1
|  | 3 | 12 | 07:01-07:15 | 0 | 1
|  | 3 | 12 | 07:16-07:30 | 0 | 1
|  | 3 | 12 | 07:31-07:45 | 0 | 1
|  | 3 | 12 | 07:46-08:00 | 0 | 1
|  | 3 | 12 | 08:01-08:15 | 0 | 1
|  | 3 | 12 | 08:16-08:30 | 0 | 1
|  | 3 | 12 | 08:31-08:45 | 0 | 1
|  | 3 | 12 | 08:46-09:00 | 0 | 1
|  | 3 | 12 | 09:01-09:15 | 0 | 1
|  | 3 | 12 | 09:16-09:30 | 0 | 1
|  | 3 | 12 | 09:31-09:45 | 0 | 1
|  | 3 | 12 | 09:46-10:00 | 0 | 1
|  | 3 | 12 | 10:01-10:15 | 0 | 1
|  | 3 | 12 | 10:16-10:30 | 0 | 1
|  | 3 | 12 | 10:31-10:45 | 0 | 1
|  | 3 | 12 | 10:46-11:00 | 0 | 1
|  | 3 | 12 | 11:01-11:15 | 0 | 1
|  | 3 | 12 | 11:16-11:30 | 0 | 1
|  | 3 | 12 | 11:31-11:45 | 0 | 1
|  | 3 | 12 | 11:46-12:00 | 0 | 1
|  | 3 | 12 | 12:01-12:15 | 0 | 1
|  | 3 | 12 | 12:16-12:30 | 0 | 1
|  | 3 | 12 | 12:31-12:45 | 0 | 1
|  | 3 | 12 | 12:46-13:00 | 0 | 1
|  | 3 | 12 | 13:01-13:15 | 0 | 1
|  | 3 | 12 | 13:16-13:30 | 0 | 1
|  | 3 | 12 | 13:31-13:45 | 0 | 1
|  | 3 | 12 | 13:46-14:00 | 0 | 1
|  | 3 | 12 | 14:01-14:15 | 0 | 1
|  | 3 | 12 | 14:16-14:30 | 0 | 1
|  | 3 | 12 | 14:31-14:45 | 0 | 1
|  | 3 | 12 | 14:46-15:00 | 0 | 1
|  | 3 | 12 | 15:01-15:15 | 0 | 1
|  | 3 | 12 | 15:16-15:30 | 0 | 1
|  | 3 | 12 | 15:31-15:45 | 0 | 1
|  | 3 | 12 | 15:46-16:00 | 0 | 1
|  | 3 | 12 | 16:01-16:15 | 0 | 1
|  | 3 | 12 | 16:16-16:30 | 0 | 1
|  | 3 | 12 | 16:31-16:45 | 0 | 1
|  | 3 | 12 | 16:46-17:00 | 0 | 1
|  | 3 | 12 | 17:01-17:15 | 0 | 1
|  | 3 | 12 | 17:16-17:30 | 0 | 1
|  | 3 | 12 | 17:31-17:45 | 0 | 1
|  | 3 | 12 | 17:46-18:00 | 0 | 1
|  | 3 | 12 | 18:01-18:15 | 0 | 1
|  | 3 | 12 | 18:16-18:30 | 0 | 1
|  | 3 | 12 | 18:31-18:45 | 0 | 1
|  | 3 | 12 | 18:46-19:00 | 0 | 1
|  | 3 | 12 | 19:01-19:15 | 0 | 1
|  | 3 | 12 | 19:16-19:30 | 0 | 1
|  | 3 | 12 | 19:31-19:45 | 0 | 1
|  | 3 | 12 | 19:46-20:00 | 0 | 1
|  | 3 | 12 | 20:01-20:15 | 0 | 1
|  | 3 | 12 | 20:16-20:30 | 0 | 1
|  | 3 | 12 | 20:31-20:45 | 0 | 1
|  | 3 | 12 | 20:46-21:00 | 0 | 1
|  | 3 | 12 | 21:01-21:15 | 0 | 1
|  | 3 | 12 | 21:16-21:30 | 0 | 1
|  | 3 | 12 | 21:31-21:45 | 0 | 1
|  | 3 | 12 | 21:46-22:00 | 0 | 1
|  | 3 | 12 | 22:01-22:15 | 0 | 1
|  | 3 | 12 | 22:16-22:30 | 0 | 1
|  | 3 | 12 | 22:31-22:45 | 0 | 1
|  | 3 | 12 | 22:46-23:00 | 0 | 1
|  | 3 | 12 | 23:01-23:15 | 0 | 1
|  | 3 | 12 | 23:16-23:30 | 0 | 1
|  | 3 | 12 | 23:31-23:45 | 0 | 1
|  | 3 | 12 | 23:46-24:00 | 0 | 1
|  | 3 | 13 | 00:01-00:15 | 1 | 1
|  | 3 | 13 | 00:16-00:30 | 1 | 1
|  | 3 | 13 | 00:31-00:45 | 1 | 1
|  | 3 | 13 | 00:46-01:00 | 1 | 1
|  | 3 | 13 | 01:01-01:15 | 1 | 1
|  | 3 | 13 | 01:16-01:30 | 1 | 1
|  | 3 | 13 | 01:31-01:45 | 1 | 1
|  | 3 | 13 | 01:46-02:00 | 1 | 1
|  | 3 | 13 | 02:01-02:15 | 1 | 1
|  | 3 | 13 | 02:16-02:30 | 1 | 1
|  | 3 | 13 | 02:31-02:45 | 1 | 1
|  | 3 | 13 | 02:46-03:00 | 1 | 1
|  | 3 | 13 | 03:01-03:15 | 1 | 1
|  | 3 | 13 | 03:16-03:30 | 1 | 1
|  | 3 | 13 | 03:31-03:45 | 1 | 1
|  | 3 | 13 | 03:46-04:00 | 1 | 1
|  | 3 | 13 | 04:01-04:15 | 1 | 1
|  | 3 | 13 | 04:16-04:30 | 1 | 1
|  | 3 | 13 | 04:31-04:45 | 1 | 1
|  | 3 | 13 | 04:46-05:00 | 1 | 1
|  | 3 | 13 | 05:01-05:15 | 1 | 1
|  | 3 | 13 | 05:16-05:30 | 1 | 1
|  | 3 | 13 | 05:31-05:45 | 1 | 1
|  | 3 | 13 | 05:46-06:00 | 1 | 1
|  | 3 | 13 | 06:01-06:15 | 1 | 1
|  | 3 | 13 | 06:16-06:30 | 1 | 1
|  | 3 | 13 | 06:31-06:45 | 1 | 1
|  | 3 | 13 | 06:46-07:00 | 1 | 1
|  | 3 | 13 | 07:01-07:15 | 1 | 1
|  | 3 | 13 | 07:16-07:30 | 1 | 1
|  | 3 | 13 | 07:31-07:45 | 1 | 1
|  | 3 | 13 | 07:46-08:00 | 1 | 1
|  | 3 | 13 | 08:01-08:15 | 1 | 1
|  | 3 | 13 | 08:16-08:30 | 1 | 1
|  | 3 | 13 | 08:31-08:45 | 1 | 1
|  | 3 | 13 | 08:46-09:00 | 1 | 1
|  | 3 | 13 | 09:01-09:15 | 1 | 1
|  | 3 | 13 | 09:16-09:30 | 1 | 1
|  | 3 | 13 | 09:31-09:45 | 1 | 1
|  | 3 | 13 | 09:46-10:00 | 1 | 1
|  | 3 | 13 | 10:01-10:15 | 1 | 1
|  | 3 | 13 | 10:16-10:30 | 1 | 1
|  | 3 | 13 | 10:31-10:45 | 1 | 1
|  | 3 | 13 | 10:46-11:00 | 1 | 1
|  | 3 | 13 | 11:01-11:15 | 1 | 1
|  | 3 | 13 | 11:16-11:30 | 1 | 1
|  | 3 | 13 | 11:31-11:45 | 1 | 1
|  | 3 | 13 | 11:46-12:00 | 1 | 1
|  | 3 | 13 | 12:01-12:15 | 1 | 1
|  | 3 | 13 | 12:16-12:30 | 1 | 1
|  | 3 | 13 | 12:31-12:45 | 1 | 1
|  | 3 | 13 | 12:46-13:00 | 1 | 1
|  | 3 | 13 | 13:01-13:15 | 1 | 1
|  | 3 | 13 | 13:16-13:30 | 1 | 1
|  | 3 | 13 | 13:31-13:45 | 1 | 1
|  | 3 | 13 | 13:46-14:00 | 1 | 1
|  | 3 | 13 | 14:01-14:15 | 1 | 1
|  | 3 | 13 | 14:16-14:30 | 1 | 1
|  | 3 | 13 | 14:31-14:45 | 1 | 1
|  | 3 | 13 | 14:46-15:00 | 1 | 1
|  | 3 | 13 | 15:01-15:15 | 1 | 1
|  | 3 | 13 | 15:16-15:30 | 1 | 1
|  | 3 | 13 | 15:31-15:45 | 1 | 1
|  | 3 | 13 | 15:46-16:00 | 1 | 1
|  | 3 | 13 | 16:01-16:15 | 1 | 1
|  | 3 | 13 | 16:16-16:30 | 1 | 1
|  | 3 | 13 | 16:31-16:45 | 1 | 1
|  | 3 | 13 | 16:46-17:00 | 1 | 1
|  | 3 | 13 | 17:01-17:15 | 1 | 1
|  | 3 | 13 | 17:16-17:30 | 1 | 1
|  | 3 | 13 | 17:31-17:45 | 1 | 1
|  | 3 | 13 | 17:46-18:00 | 1 | 1
|  | 3 | 13 | 18:01-18:15 | 1 | 1
|  | 3 | 13 | 18:16-18:30 | 1 | 1
|  | 3 | 13 | 18:31-18:45 | 1 | 1
|  | 3 | 13 | 18:46-19:00 | 1 | 1
|  | 3 | 13 | 19:01-19:15 | 1 | 1
|  | 3 | 13 | 19:16-19:30 | 1 | 1
|  | 3 | 13 | 19:31-19:45 | 1 | 1
|  | 3 | 13 | 19:46-20:00 | 1 | 1
|  | 3 | 13 | 20:01-20:15 | 1 | 1
|  | 3 | 13 | 20:16-20:30 | 1 | 1
|  | 3 | 13 | 20:31-20:45 | 1 | 1
|  | 3 | 13 | 20:46-21:00 | 1 | 1
|  | 3 | 13 | 21:01-21:15 | 1 | 1
|  | 3 | 13 | 21:16-21:30 | 1 | 1
|  | 3 | 13 | 21:31-21:45 | 1 | 1
|  | 3 | 13 | 21:46-22:00 | 1 | 1
|  | 3 | 13 | 22:01-22:15 | 1 | 1
|  | 3 | 13 | 22:16-22:30 | 1 | 1
|  | 3 | 13 | 22:31-22:45 | 1 | 1
|  | 3 | 13 | 22:46-23:00 | 1 | 1
|  | 3 | 13 | 23:01-23:15 | 1 | 1
|  | 3 | 13 | 23:16-23:30 | 1 | 1
|  | 3 | 13 | 23:31-23:45 | 1 | 1
|  | 3 | 13 | 23:46-24:00 | 1 | 1
|  | 3 | 14 | 00:01-00:15 | 1 | 1
|  | 3 | 14 | 00:16-00:30 | 1 | 1
|  | 3 | 14 | 00:31-00:45 | 1 | 1
|  | 3 | 14 | 00:46-01:00 | 1 | 1
|  | 3 | 14 | 01:01-01:15 | 1 | 1
|  | 3 | 14 | 01:16-01:30 | 1 | 1
|  | 3 | 14 | 01:31-01:45 | 1 | 1
|  | 3 | 14 | 01:46-02:00 | 1 | 1
|  | 3 | 14 | 02:01-02:15 | 1 | 1
|  | 3 | 14 | 02:16-02:30 | 1 | 1
|  | 3 | 14 | 02:31-02:45 | 1 | 1
|  | 3 | 14 | 02:46-03:00 | 1 | 1
|  | 3 | 14 | 03:01-03:15 | 1 | 1
|  | 3 | 14 | 03:16-03:30 | 1 | 1
|  | 3 | 14 | 03:31-03:45 | 1 | 1
|  | 3 | 14 | 03:46-04:00 | 1 | 1
|  | 3 | 14 | 04:01-04:15 | 1 | 1
|  | 3 | 14 | 04:16-04:30 | 1 | 1
|  | 3 | 14 | 04:31-04:45 | 1 | 1
|  | 3 | 14 | 04:46-05:00 | 1 | 1
|  | 3 | 14 | 05:01-05:15 | 1 | 1
|  | 3 | 14 | 05:16-05:30 | 1 | 1
|  | 3 | 14 | 05:31-05:45 | 1 | 1
|  | 3 | 14 | 05:46-06:00 | 1 | 1
|  | 3 | 14 | 06:01-06:15 | 1 | 1
|  | 3 | 14 | 06:16-06:30 | 1 | 1
|  | 3 | 14 | 06:31-06:45 | 1 | 1
|  | 3 | 14 | 06:46-07:00 | 1 | 1
|  | 3 | 14 | 07:01-07:15 | 1 | 1
|  | 3 | 14 | 07:16-07:30 | 1 | 1
|  | 3 | 14 | 07:31-07:45 | 1 | 1
|  | 3 | 14 | 07:46-08:00 | 1 | 1
|  | 3 | 14 | 08:01-08:15 | 1 | 1
|  | 3 | 14 | 08:16-08:30 | 1 | 1
|  | 3 | 14 | 08:31-08:45 | 1 | 1
|  | 3 | 14 | 08:46-09:00 | 1 | 1
|  | 3 | 14 | 09:01-09:15 | 1 | 1
|  | 3 | 14 | 09:16-09:30 | 1 | 1
|  | 3 | 14 | 09:31-09:45 | 1 | 1
|  | 3 | 14 | 09:46-10:00 | 1 | 1
|  | 3 | 14 | 10:01-10:15 | 1 | 1
|  | 3 | 14 | 10:16-10:30 | 1 | 1
|  | 3 | 14 | 10:31-10:45 | 1 | 1
|  | 3 | 14 | 10:46-11:00 | 1 | 1
|  | 3 | 14 | 11:01-11:15 | 1 | 1
|  | 3 | 14 | 11:16-11:30 | 1 | 1
|  | 3 | 14 | 11:31-11:45 | 1 | 1
|  | 3 | 14 | 11:46-12:00 | 1 | 1
|  | 3 | 14 | 12:01-12:15 | 1 | 1
|  | 3 | 14 | 12:16-12:30 | 1 | 1
|  | 3 | 14 | 12:31-12:45 | 1 | 1
|  | 3 | 14 | 12:46-13:00 | 1 | 1
|  | 3 | 14 | 13:01-13:15 | 1 | 1
|  | 3 | 14 | 13:16-13:30 | 1 | 1
|  | 3 | 14 | 13:31-13:45 | 1 | 1
|  | 3 | 14 | 13:46-14:00 | 1 | 1
|  | 3 | 14 | 14:01-14:15 | 1 | 1
|  | 3 | 14 | 14:16-14:30 | 1 | 1
|  | 3 | 14 | 14:31-14:45 | 1 | 1
|  | 3 | 14 | 14:46-15:00 | 1 | 1
|  | 3 | 14 | 15:01-15:15 | 1 | 1
|  | 3 | 14 | 15:16-15:30 | 1 | 1
|  | 3 | 14 | 15:31-15:45 | 1 | 1
|  | 3 | 14 | 15:46-16:00 | 1 | 1
|  | 3 | 14 | 16:01-16:15 | 1 | 1
|  | 3 | 14 | 16:16-16:30 | 1 | 1
|  | 3 | 14 | 16:31-16:45 | 1 | 1
|  | 3 | 14 | 16:46-17:00 | 1 | 1
|  | 3 | 14 | 17:01-17:15 | 1 | 1
|  | 3 | 14 | 17:16-17:30 | 1 | 1
|  | 3 | 14 | 17:31-17:45 | 1 | 1
|  | 3 | 14 | 17:46-18:00 | 1 | 1
|  | 3 | 14 | 18:01-18:15 | 1 | 1
|  | 3 | 14 | 18:16-18:30 | 1 | 1
|  | 3 | 14 | 18:31-18:45 | 1 | 1
|  | 3 | 14 | 18:46-19:00 | 1 | 1
|  | 3 | 14 | 19:01-19:15 | 1 | 1
|  | 3 | 14 | 19:16-19:30 | 1 | 1
|  | 3 | 14 | 19:31-19:45 | 1 | 1
|  | 3 | 14 | 19:46-20:00 | 1 | 1
|  | 3 | 14 | 20:01-20:15 | 1 | 1
|  | 3 | 14 | 20:16-20:30 | 1 | 1
|  | 3 | 14 | 20:31-20:45 | 1 | 1
|  | 3 | 14 | 20:46-21:00 | 1 | 1
|  | 3 | 14 | 21:01-21:15 | 1 | 1
|  | 3 | 14 | 21:16-21:30 | 1 | 1
|  | 3 | 14 | 21:31-21:45 | 1 | 1
|  | 3 | 14 | 21:46-22:00 | 1 | 1
|  | 3 | 14 | 22:01-22:15 | 1 | 1
|  | 3 | 14 | 22:16-22:30 | 1 | 1
|  | 3 | 14 | 22:31-22:45 | 1 | 1
|  | 3 | 14 | 22:46-23:00 | 1 | 1
|  | 3 | 14 | 23:01-23:15 | 1 | 1
|  | 3 | 14 | 23:16-23:30 | 1 | 1
|  | 3 | 14 | 23:31-23:45 | 1 | 1
|  | 3 | 14 | 23:46-24:00 | 1 | 1
|  | 3 | 15 | 00:01-00:15 | 1 | 1
|  | 3 | 15 | 00:16-00:30 | 1 | 1
|  | 3 | 15 | 00:31-00:45 | 1 | 1
|  | 3 | 15 | 00:46-01:00 | 1 | 1
|  | 3 | 15 | 01:01-01:15 | 1 | 1
|  | 3 | 15 | 01:16-01:30 | 1 | 1
|  | 3 | 15 | 01:31-01:45 | 1 | 1
|  | 3 | 15 | 01:46-02:00 | 1 | 1
|  | 3 | 15 | 02:01-02:15 | 1 | 1
|  | 3 | 15 | 02:16-02:30 | 1 | 1
|  | 3 | 15 | 02:31-02:45 | 1 | 1
|  | 3 | 15 | 02:46-03:00 | 1 | 1
|  | 3 | 15 | 03:01-03:15 | 1 | 1
|  | 3 | 15 | 03:16-03:30 | 1 | 1
|  | 3 | 15 | 03:31-03:45 | 1 | 1
|  | 3 | 15 | 03:46-04:00 | 1 | 1
|  | 3 | 15 | 04:01-04:15 | 1 | 1
|  | 3 | 15 | 04:16-04:30 | 1 | 1
|  | 3 | 15 | 04:31-04:45 | 1 | 1
|  | 3 | 15 | 04:46-05:00 | 1 | 1
|  | 3 | 15 | 05:01-05:15 | 1 | 1
|  | 3 | 15 | 05:16-05:30 | 1 | 1
|  | 3 | 15 | 05:31-05:45 | 1 | 1
|  | 3 | 15 | 05:46-06:00 | 1 | 1
|  | 3 | 15 | 06:01-06:15 | 1 | 1
|  | 3 | 15 | 06:16-06:30 | 1 | 1
|  | 3 | 15 | 06:31-06:45 | 1 | 1
|  | 3 | 15 | 06:46-07:00 | 1 | 1
|  | 3 | 15 | 07:01-07:15 | 1 | 1
|  | 3 | 15 | 07:16-07:30 | 1 | 1
|  | 3 | 15 | 07:31-07:45 | 1 | 1
|  | 3 | 15 | 07:46-08:00 | 1 | 1
|  | 3 | 15 | 08:01-08:15 | 1 | 1
|  | 3 | 15 | 08:16-08:30 | 1 | 1
|  | 3 | 15 | 08:31-08:45 | 1 | 1
|  | 3 | 15 | 08:46-09:00 | 1 | 1
|  | 3 | 15 | 09:01-09:15 | 1 | 1
|  | 3 | 15 | 09:16-09:30 | 1 | 1
|  | 3 | 15 | 09:31-09:45 | 1 | 1
|  | 3 | 15 | 09:46-10:00 | 1 | 1
|  | 3 | 15 | 10:01-10:15 | 1 | 1
|  | 3 | 15 | 10:16-10:30 | 1 | 1
|  | 3 | 15 | 10:31-10:45 | 1 | 1
|  | 3 | 15 | 10:46-11:00 | 1 | 1
|  | 3 | 15 | 11:01-11:15 | 1 | 1
|  | 3 | 15 | 11:16-11:30 | 1 | 1
|  | 3 | 15 | 11:31-11:45 | 1 | 1
|  | 3 | 15 | 11:46-12:00 | 1 | 1
|  | 3 | 15 | 12:01-12:15 | 1 | 1
|  | 3 | 15 | 12:16-12:30 | 1 | 1
|  | 3 | 15 | 12:31-12:45 | 1 | 1
|  | 3 | 15 | 12:46-13:00 | 1 | 1
|  | 3 | 15 | 13:01-13:15 | 1 | 1
|  | 3 | 15 | 13:16-13:30 | 1 | 1
|  | 3 | 15 | 13:31-13:45 | 1 | 1
|  | 3 | 15 | 13:46-14:00 | 1 | 1
|  | 3 | 15 | 14:01-14:15 | 1 | 1
|  | 3 | 15 | 14:16-14:30 | 1 | 1
|  | 3 | 15 | 14:31-14:45 | 1 | 1
|  | 3 | 15 | 14:46-15:00 | 1 | 1
|  | 3 | 15 | 15:01-15:15 | 1 | 1
|  | 3 | 15 | 15:16-15:30 | 1 | 1
|  | 3 | 15 | 15:31-15:45 | 1 | 1
|  | 3 | 15 | 15:46-16:00 | 1 | 1
|  | 3 | 15 | 16:01-16:15 | 1 | 1
|  | 3 | 15 | 16:16-16:30 | 1 | 1
|  | 3 | 15 | 16:31-16:45 | 1 | 1
|  | 3 | 15 | 16:46-17:00 | 1 | 1
|  | 3 | 15 | 17:01-17:15 | 1 | 1
|  | 3 | 15 | 17:16-17:30 | 1 | 1
|  | 3 | 15 | 17:31-17:45 | 1 | 1
|  | 3 | 15 | 17:46-18:00 | 1 | 1
|  | 3 | 15 | 18:01-18:15 | 1 | 1
|  | 3 | 15 | 18:16-18:30 | 1 | 1
|  | 3 | 15 | 18:31-18:45 | 1 | 1
|  | 3 | 15 | 18:46-19:00 | 1 | 1
|  | 3 | 15 | 19:01-19:15 | 1 | 1
|  | 3 | 15 | 19:16-19:30 | 1 | 1
|  | 3 | 15 | 19:31-19:45 | 1 | 1
|  | 3 | 15 | 19:46-20:00 | 1 | 1
|  | 3 | 15 | 20:01-20:15 | 1 | 1
|  | 3 | 15 | 20:16-20:30 | 1 | 1
|  | 3 | 15 | 20:31-20:45 | 1 | 1
|  | 3 | 15 | 20:46-21:00 | 1 | 1
|  | 3 | 15 | 21:01-21:15 | 1 | 1
|  | 3 | 15 | 21:16-21:30 | 1 | 1
|  | 3 | 15 | 21:31-21:45 | 1 | 1
|  | 3 | 15 | 21:46-22:00 | 1 | 1
|  | 3 | 15 | 22:01-22:15 | 1 | 1
|  | 3 | 15 | 22:16-22:30 | 1 | 1
|  | 3 | 15 | 22:31-22:45 | 1 | 1
|  | 3 | 15 | 22:46-23:00 | 1 | 1
|  | 3 | 15 | 23:01-23:15 | 1 | 1
|  | 3 | 15 | 23:16-23:30 | 1 | 1
|  | 3 | 15 | 23:31-23:45 | 1 | 1
|  | 3 | 15 | 23:46-24:00 | 1 | 1
|  | 3 | 16 | 00:01-00:15 | 1 | 1
|  | 3 | 16 | 00:16-00:30 | 1 | 1
|  | 3 | 16 | 00:31-00:45 | 1 | 1
|  | 3 | 16 | 00:46-01:00 | 1 | 1
|  | 3 | 16 | 01:01-01:15 | 1 | 1
|  | 3 | 16 | 01:16-01:30 | 1 | 1
|  | 3 | 16 | 01:31-01:45 | 1 | 1
|  | 3 | 16 | 01:46-02:00 | 1 | 1
|  | 3 | 16 | 02:01-02:15 | 1 | 1
|  | 3 | 16 | 02:16-02:30 | 1 | 1
|  | 3 | 16 | 02:31-02:45 | 1 | 1
|  | 3 | 16 | 02:46-03:00 | 1 | 1
|  | 3 | 16 | 03:01-03:15 | 1 | 1
|  | 3 | 16 | 03:16-03:30 | 1 | 1
|  | 3 | 16 | 03:31-03:45 | 1 | 1
|  | 3 | 16 | 03:46-04:00 | 1 | 1
|  | 3 | 16 | 04:01-04:15 | 1 | 1
|  | 3 | 16 | 04:16-04:30 | 1 | 1
|  | 3 | 16 | 04:31-04:45 | 1 | 1
|  | 3 | 16 | 04:46-05:00 | 1 | 1
|  | 3 | 16 | 05:01-05:15 | 1 | 1
|  | 3 | 16 | 05:16-05:30 | 1 | 1
|  | 3 | 16 | 05:31-05:45 | 1 | 1
|  | 3 | 16 | 05:46-06:00 | 1 | 1
|  | 3 | 16 | 06:01-06:15 | 1 | 1
|  | 3 | 16 | 06:16-06:30 | 1 | 1
|  | 3 | 16 | 06:31-06:45 | 1 | 1
|  | 3 | 16 | 06:46-07:00 | 1 | 1
|  | 3 | 16 | 07:01-07:15 | 1 | 1
|  | 3 | 16 | 07:16-07:30 | 1 | 1
|  | 3 | 16 | 07:31-07:45 | 1 | 1
|  | 3 | 16 | 07:46-08:00 | 1 | 1
|  | 3 | 16 | 08:01-08:15 | 1 | 1
|  | 3 | 16 | 08:16-08:30 | 1 | 1
|  | 3 | 16 | 08:31-08:45 | 1 | 1
|  | 3 | 16 | 08:46-09:00 | 1 | 1
|  | 3 | 16 | 09:01-09:15 | 1 | 1
|  | 3 | 16 | 09:16-09:30 | 1 | 1
|  | 3 | 16 | 09:31-09:45 | 1 | 1
|  | 3 | 16 | 09:46-10:00 | 1 | 1
|  | 3 | 16 | 10:01-10:15 | 1 | 1
|  | 3 | 16 | 10:16-10:30 | 1 | 1
|  | 3 | 16 | 10:31-10:45 | 1 | 1
|  | 3 | 16 | 10:46-11:00 | 1 | 1
|  | 3 | 16 | 11:01-11:15 | 1 | 1
|  | 3 | 16 | 11:16-11:30 | 1 | 1
|  | 3 | 16 | 11:31-11:45 | 1 | 1
|  | 3 | 16 | 11:46-12:00 | 1 | 1
|  | 3 | 16 | 12:01-12:15 | 1 | 1
|  | 3 | 16 | 12:16-12:30 | 1 | 1
|  | 3 | 16 | 12:31-12:45 | 1 | 1
|  | 3 | 16 | 12:46-13:00 | 1 | 1
|  | 3 | 16 | 13:01-13:15 | 1 | 1
|  | 3 | 16 | 13:16-13:30 | 1 | 1
|  | 3 | 16 | 13:31-13:45 | 1 | 1
|  | 3 | 16 | 13:46-14:00 | 1 | 1
|  | 3 | 16 | 14:01-14:15 | 1 | 1
|  | 3 | 16 | 14:16-14:30 | 1 | 1
|  | 3 | 16 | 14:31-14:45 | 1 | 1
|  | 3 | 16 | 14:46-15:00 | 1 | 1
|  | 3 | 16 | 15:01-15:15 | 1 | 1
|  | 3 | 16 | 15:16-15:30 | 1 | 1
|  | 3 | 16 | 15:31-15:45 | 1 | 1
|  | 3 | 16 | 15:46-16:00 | 1 | 1
|  | 3 | 16 | 16:01-16:15 | 1 | 1
|  | 3 | 16 | 16:16-16:30 | 1 | 1
|  | 3 | 16 | 16:31-16:45 | 1 | 1
|  | 3 | 16 | 16:46-17:00 | 1 | 1
|  | 3 | 16 | 17:01-17:15 | 1 | 1
|  | 3 | 16 | 17:16-17:30 | 1 | 1
|  | 3 | 16 | 17:31-17:45 | 1 | 1
|  | 3 | 16 | 17:46-18:00 | 1 | 1
|  | 3 | 16 | 18:01-18:15 | 1 | 1
|  | 3 | 16 | 18:16-18:30 | 1 | 1
|  | 3 | 16 | 18:31-18:45 | 1 | 1
|  | 3 | 16 | 18:46-19:00 | 1 | 1
|  | 3 | 16 | 19:01-19:15 | 1 | 1
|  | 3 | 16 | 19:16-19:30 | 1 | 1
|  | 3 | 16 | 19:31-19:45 | 1 | 1
|  | 3 | 16 | 19:46-20:00 | 1 | 1
|  | 3 | 16 | 20:01-20:15 | 1 | 1
|  | 3 | 16 | 20:16-20:30 | 1 | 1
|  | 3 | 16 | 20:31-20:45 | 1 | 1
|  | 3 | 16 | 20:46-21:00 | 1 | 1
|  | 3 | 16 | 21:01-21:15 | 1 | 1
|  | 3 | 16 | 21:16-21:30 | 1 | 1
|  | 3 | 16 | 21:31-21:45 | 1 | 1
|  | 3 | 16 | 21:46-22:00 | 1 | 1
|  | 3 | 16 | 22:01-22:15 | 1 | 1
|  | 3 | 16 | 22:16-22:30 | 1 | 1
|  | 3 | 16 | 22:31-22:45 | 1 | 1
|  | 3 | 16 | 22:46-23:00 | 1 | 1
|  | 3 | 16 | 23:01-23:15 | 1 | 1
|  | 3 | 16 | 23:16-23:30 | 1 | 1
|  | 3 | 16 | 23:31-23:45 | 1 | 1
|  | 3 | 16 | 23:46-24:00 | 1 | 1
|  | 3 | 17 | 00:01-00:15 | 1 | 1
|  | 3 | 17 | 00:16-00:30 | 1 | 1
|  | 3 | 17 | 00:31-00:45 | 1 | 1
|  | 3 | 17 | 00:46-01:00 | 1 | 1
|  | 3 | 17 | 01:01-01:15 | 1 | 1
|  | 3 | 17 | 01:16-01:30 | 1 | 1
|  | 3 | 17 | 01:31-01:45 | 1 | 1
|  | 3 | 17 | 01:46-02:00 | 1 | 1
|  | 3 | 17 | 02:01-02:15 | 1 | 1
|  | 3 | 17 | 02:16-02:30 | 1 | 1
|  | 3 | 17 | 02:31-02:45 | 1 | 1
|  | 3 | 17 | 02:46-03:00 | 1 | 1
|  | 3 | 17 | 03:01-03:15 | 1 | 1
|  | 3 | 17 | 03:16-03:30 | 1 | 1
|  | 3 | 17 | 03:31-03:45 | 1 | 1
|  | 3 | 17 | 03:46-04:00 | 1 | 1
|  | 3 | 17 | 04:01-04:15 | 1 | 1
|  | 3 | 17 | 04:16-04:30 | 1 | 1
|  | 3 | 17 | 04:31-04:45 | 1 | 1
|  | 3 | 17 | 04:46-05:00 | 1 | 1
|  | 3 | 17 | 05:01-05:15 | 1 | 1
|  | 3 | 17 | 05:16-05:30 | 1 | 1
|  | 3 | 17 | 05:31-05:45 | 1 | 1
|  | 3 | 17 | 05:46-06:00 | 1 | 1
|  | 3 | 17 | 06:01-06:15 | 1 | 1
|  | 3 | 17 | 06:16-06:30 | 1 | 1
|  | 3 | 17 | 06:31-06:45 | 1 | 1
|  | 3 | 17 | 06:46-07:00 | 1 | 1
|  | 3 | 17 | 07:01-07:15 | 1 | 1
|  | 3 | 17 | 07:16-07:30 | 1 | 1
|  | 3 | 17 | 07:31-07:45 | 1 | 1
|  | 3 | 17 | 07:46-08:00 | 1 | 1
|  | 3 | 17 | 08:01-08:15 | 1 | 1
|  | 3 | 17 | 08:16-08:30 | 1 | 1
|  | 3 | 17 | 08:31-08:45 | 1 | 1
|  | 3 | 17 | 08:46-09:00 | 1 | 1
|  | 3 | 17 | 09:01-09:15 | 1 | 1
|  | 3 | 17 | 09:16-09:30 | 1 | 1
|  | 3 | 17 | 09:31-09:45 | 1 | 1
|  | 3 | 17 | 09:46-10:00 | 1 | 1
|  | 3 | 17 | 10:01-10:15 | 1 | 1
|  | 3 | 17 | 10:16-10:30 | 1 | 1
|  | 3 | 17 | 10:31-10:45 | 1 | 1
|  | 3 | 17 | 10:46-11:00 | 1 | 1
|  | 3 | 17 | 11:01-11:15 | 1 | 1
|  | 3 | 17 | 11:16-11:30 | 1 | 1
|  | 3 | 17 | 11:31-11:45 | 1 | 1
|  | 3 | 17 | 11:46-12:00 | 1 | 1
|  | 3 | 17 | 12:01-12:15 | 1 | 1
|  | 3 | 17 | 12:16-12:30 | 1 | 1
|  | 3 | 17 | 12:31-12:45 | 1 | 1
|  | 3 | 17 | 12:46-13:00 | 1 | 1
|  | 3 | 17 | 13:01-13:15 | 1 | 1
|  | 3 | 17 | 13:16-13:30 | 1 | 1
|  | 3 | 17 | 13:31-13:45 | 1 | 1
|  | 3 | 17 | 13:46-14:00 | 1 | 1
|  | 3 | 17 | 14:01-14:15 | 1 | 1
|  | 3 | 17 | 14:16-14:30 | 1 | 1
|  | 3 | 17 | 14:31-14:45 | 1 | 1
|  | 3 | 17 | 14:46-15:00 | 1 | 1
|  | 3 | 17 | 15:01-15:15 | 1 | 1
|  | 3 | 17 | 15:16-15:30 | 1 | 1
|  | 3 | 17 | 15:31-15:45 | 1 | 1
|  | 3 | 17 | 15:46-16:00 | 1 | 1
|  | 3 | 17 | 16:01-16:15 | 1 | 1
|  | 3 | 17 | 16:16-16:30 | 1 | 1
|  | 3 | 17 | 16:31-16:45 | 1 | 1
|  | 3 | 17 | 16:46-17:00 | 1 | 1
|  | 3 | 17 | 17:01-17:15 | 1 | 1
|  | 3 | 17 | 17:16-17:30 | 1 | 1
|  | 3 | 17 | 17:31-17:45 | 1 | 1
|  | 3 | 17 | 17:46-18:00 | 1 | 1
|  | 3 | 17 | 18:01-18:15 | 1 | 1
|  | 3 | 17 | 18:16-18:30 | 1 | 1
|  | 3 | 17 | 18:31-18:45 | 1 | 1
|  | 3 | 17 | 18:46-19:00 | 1 | 1
|  | 3 | 17 | 19:01-19:15 | 1 | 1
|  | 3 | 17 | 19:16-19:30 | 1 | 1
|  | 3 | 17 | 19:31-19:45 | 1 | 1
|  | 3 | 17 | 19:46-20:00 | 1 | 1
|  | 3 | 17 | 20:01-20:15 | 1 | 1
|  | 3 | 17 | 20:16-20:30 | 1 | 1
|  | 3 | 17 | 20:31-20:45 | 1 | 1
|  | 3 | 17 | 20:46-21:00 | 1 | 1
|  | 3 | 17 | 21:01-21:15 | 1 | 1
|  | 3 | 17 | 21:16-21:30 | 1 | 1
|  | 3 | 17 | 21:31-21:45 | 1 | 1
|  | 3 | 17 | 21:46-22:00 | 1 | 1
|  | 3 | 17 | 22:01-22:15 | 1 | 1
|  | 3 | 17 | 22:16-22:30 | 1 | 1
|  | 3 | 17 | 22:31-22:45 | 1 | 1
|  | 3 | 17 | 22:46-23:00 | 1 | 1
|  | 3 | 17 | 23:01-23:15 | 1 | 1
|  | 3 | 17 | 23:16-23:30 | 1 | 1
|  | 3 | 17 | 23:31-23:45 | 1 | 1
|  | 3 | 17 | 23:46-24:00 | 1 | 1
|  | 3 | 18 | 00:01-00:15 | 0 | 1
|  | 3 | 18 | 00:16-00:30 | 0 | 1
|  | 3 | 18 | 00:31-00:45 | 0 | 1
|  | 3 | 18 | 00:46-01:00 | 0 | 1
|  | 3 | 18 | 01:01-01:15 | 0 | 1
|  | 3 | 18 | 01:16-01:30 | 0 | 1
|  | 3 | 18 | 01:31-01:45 | 0 | 1
|  | 3 | 18 | 01:46-02:00 | 0 | 1
|  | 3 | 18 | 02:01-02:15 | 0 | 1
|  | 3 | 18 | 02:16-02:30 | 0 | 1
|  | 3 | 18 | 02:31-02:45 | 0 | 1
|  | 3 | 18 | 02:46-03:00 | 0 | 1
|  | 3 | 18 | 03:01-03:15 | 0 | 1
|  | 3 | 18 | 03:16-03:30 | 0 | 1
|  | 3 | 18 | 03:31-03:45 | 0 | 1
|  | 3 | 18 | 03:46-04:00 | 0 | 1
|  | 3 | 18 | 04:01-04:15 | 0 | 1
|  | 3 | 18 | 04:16-04:30 | 0 | 1
|  | 3 | 18 | 04:31-04:45 | 0 | 1
|  | 3 | 18 | 04:46-05:00 | 0 | 1
|  | 3 | 18 | 05:01-05:15 | 0 | 1
|  | 3 | 18 | 05:16-05:30 | 0 | 1
|  | 3 | 18 | 05:31-05:45 | 0 | 1
|  | 3 | 18 | 05:46-06:00 | 0 | 1
|  | 3 | 18 | 06:01-06:15 | 0 | 1
|  | 3 | 18 | 06:16-06:30 | 0 | 1
|  | 3 | 18 | 06:31-06:45 | 0 | 1
|  | 3 | 18 | 06:46-07:00 | 0 | 1
|  | 3 | 18 | 07:01-07:15 | 0 | 1
|  | 3 | 18 | 07:16-07:30 | 0 | 1
|  | 3 | 18 | 07:31-07:45 | 0 | 1
|  | 3 | 18 | 07:46-08:00 | 0 | 1
|  | 3 | 18 | 08:01-08:15 | 0 | 1
|  | 3 | 18 | 08:16-08:30 | 0 | 1
|  | 3 | 18 | 08:31-08:45 | 0 | 1
|  | 3 | 18 | 08:46-09:00 | 0 | 1
|  | 3 | 18 | 09:01-09:15 | 0 | 1
|  | 3 | 18 | 09:16-09:30 | 0 | 1
|  | 3 | 18 | 09:31-09:45 | 0 | 1
|  | 3 | 18 | 09:46-10:00 | 0 | 1
|  | 3 | 18 | 10:01-10:15 | 0 | 1
|  | 3 | 18 | 10:16-10:30 | 0 | 1
|  | 3 | 18 | 10:31-10:45 | 0 | 1
|  | 3 | 18 | 10:46-11:00 | 0 | 1
|  | 3 | 18 | 11:01-11:15 | 0 | 1
|  | 3 | 18 | 11:16-11:30 | 0 | 1
|  | 3 | 18 | 11:31-11:45 | 0 | 1
|  | 3 | 18 | 11:46-12:00 | 0 | 1
|  | 3 | 18 | 12:01-12:15 | 0 | 1
|  | 3 | 18 | 12:16-12:30 | 0 | 1
|  | 3 | 18 | 12:31-12:45 | 0 | 1
|  | 3 | 18 | 12:46-13:00 | 0 | 1
|  | 3 | 18 | 13:01-13:15 | 0 | 1
|  | 3 | 18 | 13:16-13:30 | 0 | 1
|  | 3 | 18 | 13:31-13:45 | 0 | 1
|  | 3 | 18 | 13:46-14:00 | 0 | 1
|  | 3 | 18 | 14:01-14:15 | 0 | 1
|  | 3 | 18 | 14:16-14:30 | 0 | 1
|  | 3 | 18 | 14:31-14:45 | 0 | 1
|  | 3 | 18 | 14:46-15:00 | 0 | 1
|  | 3 | 18 | 15:01-15:15 | 0 | 1
|  | 3 | 18 | 15:16-15:30 | 0 | 1
|  | 3 | 18 | 15:31-15:45 | 0 | 1
|  | 3 | 18 | 15:46-16:00 | 0 | 1
|  | 3 | 18 | 16:01-16:15 | 0 | 1
|  | 3 | 18 | 16:16-16:30 | 0 | 1
|  | 3 | 18 | 16:31-16:45 | 0 | 1
|  | 3 | 18 | 16:46-17:00 | 0 | 1
|  | 3 | 18 | 17:01-17:15 | 0 | 1
|  | 3 | 18 | 17:16-17:30 | 0 | 1
|  | 3 | 18 | 17:31-17:45 | 0 | 1
|  | 3 | 18 | 17:46-18:00 | 0 | 1
|  | 3 | 18 | 18:01-18:15 | 0 | 1
|  | 3 | 18 | 18:16-18:30 | 0 | 1
|  | 3 | 18 | 18:31-18:45 | 0 | 1
|  | 3 | 18 | 18:46-19:00 | 0 | 1
|  | 3 | 18 | 19:01-19:15 | 0 | 1
|  | 3 | 18 | 19:16-19:30 | 0 | 1
|  | 3 | 18 | 19:31-19:45 | 0 | 1
|  | 3 | 18 | 19:46-20:00 | 0 | 1
|  | 3 | 18 | 20:01-20:15 | 0 | 1
|  | 3 | 18 | 20:16-20:30 | 0 | 1
|  | 3 | 18 | 20:31-20:45 | 0 | 1
|  | 3 | 18 | 20:46-21:00 | 0 | 1
|  | 3 | 18 | 21:01-21:15 | 0 | 1
|  | 3 | 18 | 21:16-21:30 | 0 | 1
|  | 3 | 18 | 21:31-21:45 | 0 | 1
|  | 3 | 18 | 21:46-22:00 | 0 | 1
|  | 3 | 18 | 22:01-22:15 | 0 | 1
|  | 3 | 18 | 22:16-22:30 | 0 | 1
|  | 3 | 18 | 22:31-22:45 | 0 | 1
|  | 3 | 18 | 22:46-23:00 | 0 | 1
|  | 3 | 18 | 23:01-23:15 | 0 | 1
|  | 3 | 18 | 23:16-23:30 | 0 | 1
|  | 3 | 18 | 23:31-23:45 | 0 | 1
|  | 3 | 18 | 23:46-24:00 | 0 | 1
|  | 3 | 19 | 00:01-00:15 | 0 | 1
|  | 3 | 19 | 00:16-00:30 | 0 | 1
|  | 3 | 19 | 00:31-00:45 | 0 | 1
|  | 3 | 19 | 00:46-01:00 | 0 | 1
|  | 3 | 19 | 01:01-01:15 | 0 | 1
|  | 3 | 19 | 01:16-01:30 | 0 | 1
|  | 3 | 19 | 01:31-01:45 | 0 | 1
|  | 3 | 19 | 01:46-02:00 | 0 | 1
|  | 3 | 19 | 02:01-02:15 | 0 | 1
|  | 3 | 19 | 02:16-02:30 | 0 | 1
|  | 3 | 19 | 02:31-02:45 | 0 | 1
|  | 3 | 19 | 02:46-03:00 | 0 | 1
|  | 3 | 19 | 03:01-03:15 | 0 | 1
|  | 3 | 19 | 03:16-03:30 | 0 | 1
|  | 3 | 19 | 03:31-03:45 | 0 | 1
|  | 3 | 19 | 03:46-04:00 | 0 | 1
|  | 3 | 19 | 04:01-04:15 | 0 | 1
|  | 3 | 19 | 04:16-04:30 | 0 | 1
|  | 3 | 19 | 04:31-04:45 | 0 | 1
|  | 3 | 19 | 04:46-05:00 | 0 | 1
|  | 3 | 19 | 05:01-05:15 | 0 | 1
|  | 3 | 19 | 05:16-05:30 | 0 | 1
|  | 3 | 19 | 05:31-05:45 | 0 | 1
|  | 3 | 19 | 05:46-06:00 | 0 | 1
|  | 3 | 19 | 06:01-06:15 | 0 | 1
|  | 3 | 19 | 06:16-06:30 | 0 | 1
|  | 3 | 19 | 06:31-06:45 | 0 | 1
|  | 3 | 19 | 06:46-07:00 | 0 | 1
|  | 3 | 19 | 07:01-07:15 | 0 | 1
|  | 3 | 19 | 07:16-07:30 | 0 | 1
|  | 3 | 19 | 07:31-07:45 | 0 | 1
|  | 3 | 19 | 07:46-08:00 | 0 | 1
|  | 3 | 19 | 08:01-08:15 | 0 | 1
|  | 3 | 19 | 08:16-08:30 | 0 | 1
|  | 3 | 19 | 08:31-08:45 | 0 | 1
|  | 3 | 19 | 08:46-09:00 | 0 | 1
|  | 3 | 19 | 09:01-09:15 | 0 | 1
|  | 3 | 19 | 09:16-09:30 | 0 | 1
|  | 3 | 19 | 09:31-09:45 | 0 | 1
|  | 3 | 19 | 09:46-10:00 | 0 | 1
|  | 3 | 19 | 10:01-10:15 | 0 | 1
|  | 3 | 19 | 10:16-10:30 | 0 | 1
|  | 3 | 19 | 10:31-10:45 | 0 | 1
|  | 3 | 19 | 10:46-11:00 | 0 | 1
|  | 3 | 19 | 11:01-11:15 | 0 | 1
|  | 3 | 19 | 11:16-11:30 | 0 | 1
|  | 3 | 19 | 11:31-11:45 | 0 | 1
|  | 3 | 19 | 11:46-12:00 | 0 | 1
|  | 3 | 19 | 12:01-12:15 | 0 | 1
|  | 3 | 19 | 12:16-12:30 | 0 | 1
|  | 3 | 19 | 12:31-12:45 | 0 | 1
|  | 3 | 19 | 12:46-13:00 | 0 | 1
|  | 3 | 19 | 13:01-13:15 | 0 | 1
|  | 3 | 19 | 13:16-13:30 | 0 | 1
|  | 3 | 19 | 13:31-13:45 | 0 | 1
|  | 3 | 19 | 13:46-14:00 | 0 | 1
|  | 3 | 19 | 14:01-14:15 | 0 | 1
|  | 3 | 19 | 14:16-14:30 | 0 | 1
|  | 3 | 19 | 14:31-14:45 | 0 | 1
|  | 3 | 19 | 14:46-15:00 | 0 | 1
|  | 3 | 19 | 15:01-15:15 | 0 | 1
|  | 3 | 19 | 15:16-15:30 | 0 | 1
|  | 3 | 19 | 15:31-15:45 | 0 | 1
|  | 3 | 19 | 15:46-16:00 | 0 | 1
|  | 3 | 19 | 16:01-16:15 | 0 | 1
|  | 3 | 19 | 16:16-16:30 | 0 | 1
|  | 3 | 19 | 16:31-16:45 | 0 | 1
|  | 3 | 19 | 16:46-17:00 | 0 | 1
|  | 3 | 19 | 17:01-17:15 | 0 | 1
|  | 3 | 19 | 17:16-17:30 | 0 | 1
|  | 3 | 19 | 17:31-17:45 | 0 | 1
|  | 3 | 19 | 17:46-18:00 | 0 | 1
|  | 3 | 19 | 18:01-18:15 | 0 | 1
|  | 3 | 19 | 18:16-18:30 | 0 | 1
|  | 3 | 19 | 18:31-18:45 | 0 | 1
|  | 3 | 19 | 18:46-19:00 | 0 | 1
|  | 3 | 19 | 19:01-19:15 | 0 | 1
|  | 3 | 19 | 19:16-19:30 | 0 | 1
|  | 3 | 19 | 19:31-19:45 | 0 | 1
|  | 3 | 19 | 19:46-20:00 | 0 | 1
|  | 3 | 19 | 20:01-20:15 | 0 | 1
|  | 3 | 19 | 20:16-20:30 | 0 | 1
|  | 3 | 19 | 20:31-20:45 | 0 | 1
|  | 3 | 19 | 20:46-21:00 | 0 | 1
|  | 3 | 19 | 21:01-21:15 | 0 | 1
|  | 3 | 19 | 21:16-21:30 | 0 | 1
|  | 3 | 19 | 21:31-21:45 | 0 | 1
|  | 3 | 19 | 21:46-22:00 | 0 | 1
|  | 3 | 19 | 22:01-22:15 | 0 | 1
|  | 3 | 19 | 22:16-22:30 | 0 | 1
|  | 3 | 19 | 22:31-22:45 | 0 | 1
|  | 3 | 19 | 22:46-23:00 | 0 | 1
|  | 3 | 19 | 23:01-23:15 | 0 | 1
|  | 3 | 19 | 23:16-23:30 | 0 | 1
|  | 3 | 19 | 23:31-23:45 | 0 | 1
|  | 3 | 19 | 23:46-24:00 | 0 | 1
|  | 3 | 20 | 00:01-00:15 | 1 | 1
|  | 3 | 20 | 00:16-00:30 | 1 | 1
|  | 3 | 20 | 00:31-00:45 | 1 | 1
|  | 3 | 20 | 00:46-01:00 | 1 | 1
|  | 3 | 20 | 01:01-01:15 | 1 | 1
|  | 3 | 20 | 01:16-01:30 | 1 | 1
|  | 3 | 20 | 01:31-01:45 | 1 | 1
|  | 3 | 20 | 01:46-02:00 | 1 | 1
|  | 3 | 20 | 02:01-02:15 | 1 | 1
|  | 3 | 20 | 02:16-02:30 | 1 | 1
|  | 3 | 20 | 02:31-02:45 | 1 | 1
|  | 3 | 20 | 02:46-03:00 | 1 | 1
|  | 3 | 20 | 03:01-03:15 | 1 | 1
|  | 3 | 20 | 03:16-03:30 | 1 | 1
|  | 3 | 20 | 03:31-03:45 | 1 | 1
|  | 3 | 20 | 03:46-04:00 | 1 | 1
|  | 3 | 20 | 04:01-04:15 | 1 | 1
|  | 3 | 20 | 04:16-04:30 | 1 | 1
|  | 3 | 20 | 04:31-04:45 | 1 | 1
|  | 3 | 20 | 04:46-05:00 | 1 | 1
|  | 3 | 20 | 05:01-05:15 | 1 | 1
|  | 3 | 20 | 05:16-05:30 | 1 | 1
|  | 3 | 20 | 05:31-05:45 | 1 | 1
|  | 3 | 20 | 05:46-06:00 | 1 | 1
|  | 3 | 20 | 06:01-06:15 | 1 | 1
|  | 3 | 20 | 06:16-06:30 | 1 | 1
|  | 3 | 20 | 06:31-06:45 | 1 | 1
|  | 3 | 20 | 06:46-07:00 | 1 | 1
|  | 3 | 20 | 07:01-07:15 | 1 | 1
|  | 3 | 20 | 07:16-07:30 | 1 | 1
|  | 3 | 20 | 07:31-07:45 | 1 | 1
|  | 3 | 20 | 07:46-08:00 | 1 | 1
|  | 3 | 20 | 08:01-08:15 | 1 | 1
|  | 3 | 20 | 08:16-08:30 | 1 | 1
|  | 3 | 20 | 08:31-08:45 | 1 | 1
|  | 3 | 20 | 08:46-09:00 | 1 | 1
|  | 3 | 20 | 09:01-09:15 | 1 | 1
|  | 3 | 20 | 09:16-09:30 | 1 | 1
|  | 3 | 20 | 09:31-09:45 | 1 | 1
|  | 3 | 20 | 09:46-10:00 | 1 | 1
|  | 3 | 20 | 10:01-10:15 | 1 | 1
|  | 3 | 20 | 10:16-10:30 | 1 | 1
|  | 3 | 20 | 10:31-10:45 | 1 | 1
|  | 3 | 20 | 10:46-11:00 | 1 | 1
|  | 3 | 20 | 11:01-11:15 | 1 | 1
|  | 3 | 20 | 11:16-11:30 | 1 | 1
|  | 3 | 20 | 11:31-11:45 | 1 | 1
|  | 3 | 20 | 11:46-12:00 | 1 | 1
|  | 3 | 20 | 12:01-12:15 | 1 | 1
|  | 3 | 20 | 12:16-12:30 | 1 | 1
|  | 3 | 20 | 12:31-12:45 | 1 | 1
|  | 3 | 20 | 12:46-13:00 | 1 | 1
|  | 3 | 20 | 13:01-13:15 | 1 | 1
|  | 3 | 20 | 13:16-13:30 | 1 | 1
|  | 3 | 20 | 13:31-13:45 | 1 | 1
|  | 3 | 20 | 13:46-14:00 | 1 | 1
|  | 3 | 20 | 14:01-14:15 | 1 | 1
|  | 3 | 20 | 14:16-14:30 | 1 | 1
|  | 3 | 20 | 14:31-14:45 | 1 | 1
|  | 3 | 20 | 14:46-15:00 | 1 | 1
|  | 3 | 20 | 15:01-15:15 | 1 | 1
|  | 3 | 20 | 15:16-15:30 | 1 | 1
|  | 3 | 20 | 15:31-15:45 | 1 | 1
|  | 3 | 20 | 15:46-16:00 | 1 | 1
|  | 3 | 20 | 16:01-16:15 | 1 | 1
|  | 3 | 20 | 16:16-16:30 | 1 | 1
|  | 3 | 20 | 16:31-16:45 | 1 | 1
|  | 3 | 20 | 16:46-17:00 | 1 | 1
|  | 3 | 20 | 17:01-17:15 | 1 | 1
|  | 3 | 20 | 17:16-17:30 | 1 | 1
|  | 3 | 20 | 17:31-17:45 | 1 | 1
|  | 3 | 20 | 17:46-18:00 | 1 | 1
|  | 3 | 20 | 18:01-18:15 | 1 | 1
|  | 3 | 20 | 18:16-18:30 | 1 | 1
|  | 3 | 20 | 18:31-18:45 | 1 | 1
|  | 3 | 20 | 18:46-19:00 | 1 | 1
|  | 3 | 20 | 19:01-19:15 | 1 | 1
|  | 3 | 20 | 19:16-19:30 | 1 | 1
|  | 3 | 20 | 19:31-19:45 | 1 | 1
|  | 3 | 20 | 19:46-20:00 | 1 | 1
|  | 3 | 20 | 20:01-20:15 | 1 | 1
|  | 3 | 20 | 20:16-20:30 | 1 | 1
|  | 3 | 20 | 20:31-20:45 | 1 | 1
|  | 3 | 20 | 20:46-21:00 | 1 | 1
|  | 3 | 20 | 21:01-21:15 | 1 | 1
|  | 3 | 20 | 21:16-21:30 | 1 | 1
|  | 3 | 20 | 21:31-21:45 | 1 | 1
|  | 3 | 20 | 21:46-22:00 | 1 | 1
|  | 3 | 20 | 22:01-22:15 | 1 | 1
|  | 3 | 20 | 22:16-22:30 | 1 | 1
|  | 3 | 20 | 22:31-22:45 | 1 | 1
|  | 3 | 20 | 22:46-23:00 | 1 | 1
|  | 3 | 20 | 23:01-23:15 | 1 | 1
|  | 3 | 20 | 23:16-23:30 | 1 | 1
|  | 3 | 20 | 23:31-23:45 | 1 | 1
|  | 3 | 20 | 23:46-24:00 | 1 | 1
|  | 3 | 21 | 00:01-00:15 | 1 | 1
|  | 3 | 21 | 00:16-00:30 | 1 | 1
|  | 3 | 21 | 00:31-00:45 | 1 | 1
|  | 3 | 21 | 00:46-01:00 | 1 | 1
|  | 3 | 21 | 01:01-01:15 | 1 | 1
|  | 3 | 21 | 01:16-01:30 | 1 | 1
|  | 3 | 21 | 01:31-01:45 | 1 | 1
|  | 3 | 21 | 01:46-02:00 | 1 | 1
|  | 3 | 21 | 02:01-02:15 | 1 | 1
|  | 3 | 21 | 02:16-02:30 | 1 | 1
|  | 3 | 21 | 02:31-02:45 | 1 | 1
|  | 3 | 21 | 02:46-03:00 | 1 | 1
|  | 3 | 21 | 03:01-03:15 | 1 | 1
|  | 3 | 21 | 03:16-03:30 | 1 | 1
|  | 3 | 21 | 03:31-03:45 | 1 | 1
|  | 3 | 21 | 03:46-04:00 | 1 | 1
|  | 3 | 21 | 04:01-04:15 | 1 | 1
|  | 3 | 21 | 04:16-04:30 | 1 | 1
|  | 3 | 21 | 04:31-04:45 | 1 | 1
|  | 3 | 21 | 04:46-05:00 | 1 | 1
|  | 3 | 21 | 05:01-05:15 | 1 | 1
|  | 3 | 21 | 05:16-05:30 | 1 | 1
|  | 3 | 21 | 05:31-05:45 | 1 | 1
|  | 3 | 21 | 05:46-06:00 | 1 | 1
|  | 3 | 21 | 06:01-06:15 | 1 | 1
|  | 3 | 21 | 06:16-06:30 | 1 | 1
|  | 3 | 21 | 06:31-06:45 | 1 | 1
|  | 3 | 21 | 06:46-07:00 | 1 | 1
|  | 3 | 21 | 07:01-07:15 | 1 | 1
|  | 3 | 21 | 07:16-07:30 | 1 | 1
|  | 3 | 21 | 07:31-07:45 | 1 | 1
|  | 3 | 21 | 07:46-08:00 | 1 | 1
|  | 3 | 21 | 08:01-08:15 | 1 | 1
|  | 3 | 21 | 08:16-08:30 | 1 | 1
|  | 3 | 21 | 08:31-08:45 | 1 | 1
|  | 3 | 21 | 08:46-09:00 | 1 | 1
|  | 3 | 21 | 09:01-09:15 | 1 | 1
|  | 3 | 21 | 09:16-09:30 | 1 | 1
|  | 3 | 21 | 09:31-09:45 | 1 | 1
|  | 3 | 21 | 09:46-10:00 | 1 | 1
|  | 3 | 21 | 10:01-10:15 | 1 | 1
|  | 3 | 21 | 10:16-10:30 | 1 | 1
|  | 3 | 21 | 10:31-10:45 | 1 | 1
|  | 3 | 21 | 10:46-11:00 | 1 | 1
|  | 3 | 21 | 11:01-11:15 | 1 | 1
|  | 3 | 21 | 11:16-11:30 | 1 | 1
|  | 3 | 21 | 11:31-11:45 | 1 | 1
|  | 3 | 21 | 11:46-12:00 | 1 | 1
|  | 3 | 21 | 12:01-12:15 | 1 | 1
|  | 3 | 21 | 12:16-12:30 | 1 | 1
|  | 3 | 21 | 12:31-12:45 | 1 | 1
|  | 3 | 21 | 12:46-13:00 | 1 | 1
|  | 3 | 21 | 13:01-13:15 | 1 | 1
|  | 3 | 21 | 13:16-13:30 | 1 | 1
|  | 3 | 21 | 13:31-13:45 | 1 | 1
|  | 3 | 21 | 13:46-14:00 | 1 | 1
|  | 3 | 21 | 14:01-14:15 | 1 | 1
|  | 3 | 21 | 14:16-14:30 | 1 | 1
|  | 3 | 21 | 14:31-14:45 | 1 | 1
|  | 3 | 21 | 14:46-15:00 | 1 | 1
|  | 3 | 21 | 15:01-15:15 | 1 | 1
|  | 3 | 21 | 15:16-15:30 | 1 | 1
|  | 3 | 21 | 15:31-15:45 | 1 | 1
|  | 3 | 21 | 15:46-16:00 | 1 | 1
|  | 3 | 21 | 16:01-16:15 | 1 | 1
|  | 3 | 21 | 16:16-16:30 | 1 | 1
|  | 3 | 21 | 16:31-16:45 | 1 | 1
|  | 3 | 21 | 16:46-17:00 | 1 | 1
|  | 3 | 21 | 17:01-17:15 | 1 | 1
|  | 3 | 21 | 17:16-17:30 | 1 | 1
|  | 3 | 21 | 17:31-17:45 | 1 | 1
|  | 3 | 21 | 17:46-18:00 | 1 | 1
|  | 3 | 21 | 18:01-18:15 | 1 | 1
|  | 3 | 21 | 18:16-18:30 | 1 | 1
|  | 3 | 21 | 18:31-18:45 | 1 | 1
|  | 3 | 21 | 18:46-19:00 | 1 | 1
|  | 3 | 21 | 19:01-19:15 | 1 | 1
|  | 3 | 21 | 19:16-19:30 | 1 | 1
|  | 3 | 21 | 19:31-19:45 | 1 | 1
|  | 3 | 21 | 19:46-20:00 | 1 | 1
|  | 3 | 21 | 20:01-20:15 | 1 | 1
|  | 3 | 21 | 20:16-20:30 | 1 | 1
|  | 3 | 21 | 20:31-20:45 | 1 | 1
|  | 3 | 21 | 20:46-21:00 | 1 | 1
|  | 3 | 21 | 21:01-21:15 | 1 | 1
|  | 3 | 21 | 21:16-21:30 | 1 | 1
|  | 3 | 21 | 21:31-21:45 | 1 | 1
|  | 3 | 21 | 21:46-22:00 | 1 | 1
|  | 3 | 21 | 22:01-22:15 | 1 | 1
|  | 3 | 21 | 22:16-22:30 | 1 | 1
|  | 3 | 21 | 22:31-22:45 | 1 | 1
|  | 3 | 21 | 22:46-23:00 | 1 | 1
|  | 3 | 21 | 23:01-23:15 | 1 | 1
|  | 3 | 21 | 23:16-23:30 | 1 | 1
|  | 3 | 21 | 23:31-23:45 | 1 | 1
|  | 3 | 21 | 23:46-24:00 | 1 | 1
|  | 3 | 22 | 00:01-00:15 | 1 | 1
|  | 3 | 22 | 00:16-00:30 | 1 | 1
|  | 3 | 22 | 00:31-00:45 | 1 | 1
|  | 3 | 22 | 00:46-01:00 | 1 | 1
|  | 3 | 22 | 01:01-01:15 | 1 | 1
|  | 3 | 22 | 01:16-01:30 | 1 | 1
|  | 3 | 22 | 01:31-01:45 | 1 | 1
|  | 3 | 22 | 01:46-02:00 | 1 | 1
|  | 3 | 22 | 02:01-02:15 | 1 | 1
|  | 3 | 22 | 02:16-02:30 | 1 | 1
|  | 3 | 22 | 02:31-02:45 | 1 | 1
|  | 3 | 22 | 02:46-03:00 | 1 | 1
|  | 3 | 22 | 03:01-03:15 | 1 | 1
|  | 3 | 22 | 03:16-03:30 | 1 | 1
|  | 3 | 22 | 03:31-03:45 | 1 | 1
|  | 3 | 22 | 03:46-04:00 | 1 | 1
|  | 3 | 22 | 04:01-04:15 | 1 | 1
|  | 3 | 22 | 04:16-04:30 | 1 | 1
|  | 3 | 22 | 04:31-04:45 | 1 | 1
|  | 3 | 22 | 04:46-05:00 | 1 | 1
|  | 3 | 22 | 05:01-05:15 | 1 | 1
|  | 3 | 22 | 05:16-05:30 | 1 | 1
|  | 3 | 22 | 05:31-05:45 | 1 | 1
|  | 3 | 22 | 05:46-06:00 | 1 | 1
|  | 3 | 22 | 06:01-06:15 | 1 | 1
|  | 3 | 22 | 06:16-06:30 | 1 | 1
|  | 3 | 22 | 06:31-06:45 | 1 | 1
|  | 3 | 22 | 06:46-07:00 | 1 | 1
|  | 3 | 22 | 07:01-07:15 | 1 | 1
|  | 3 | 22 | 07:16-07:30 | 1 | 1
|  | 3 | 22 | 07:31-07:45 | 1 | 1
|  | 3 | 22 | 07:46-08:00 | 1 | 1
|  | 3 | 22 | 08:01-08:15 | 1 | 1
|  | 3 | 22 | 08:16-08:30 | 1 | 1
|  | 3 | 22 | 08:31-08:45 | 1 | 1
|  | 3 | 22 | 08:46-09:00 | 1 | 1
|  | 3 | 22 | 09:01-09:15 | 1 | 1
|  | 3 | 22 | 09:16-09:30 | 1 | 1
|  | 3 | 22 | 09:31-09:45 | 1 | 1
|  | 3 | 22 | 09:46-10:00 | 1 | 1
|  | 3 | 22 | 10:01-10:15 | 1 | 1
|  | 3 | 22 | 10:16-10:30 | 1 | 1
|  | 3 | 22 | 10:31-10:45 | 1 | 1
|  | 3 | 22 | 10:46-11:00 | 1 | 1
|  | 3 | 22 | 11:01-11:15 | 1 | 1
|  | 3 | 22 | 11:16-11:30 | 1 | 1
|  | 3 | 22 | 11:31-11:45 | 1 | 1
|  | 3 | 22 | 11:46-12:00 | 1 | 1
|  | 3 | 22 | 12:01-12:15 | 1 | 1
|  | 3 | 22 | 12:16-12:30 | 1 | 1
|  | 3 | 22 | 12:31-12:45 | 1 | 1
|  | 3 | 22 | 12:46-13:00 | 1 | 1
|  | 3 | 22 | 13:01-13:15 | 1 | 1
|  | 3 | 22 | 13:16-13:30 | 1 | 1
|  | 3 | 22 | 13:31-13:45 | 1 | 1
|  | 3 | 22 | 13:46-14:00 | 1 | 1
|  | 3 | 22 | 14:01-14:15 | 1 | 1
|  | 3 | 22 | 14:16-14:30 | 1 | 1
|  | 3 | 22 | 14:31-14:45 | 1 | 1
|  | 3 | 22 | 14:46-15:00 | 1 | 1
|  | 3 | 22 | 15:01-15:15 | 1 | 1
|  | 3 | 22 | 15:16-15:30 | 1 | 1
|  | 3 | 22 | 15:31-15:45 | 1 | 1
|  | 3 | 22 | 15:46-16:00 | 1 | 1
|  | 3 | 22 | 16:01-16:15 | 1 | 1
|  | 3 | 22 | 16:16-16:30 | 1 | 1
|  | 3 | 22 | 16:31-16:45 | 1 | 1
|  | 3 | 22 | 16:46-17:00 | 1 | 1
|  | 3 | 22 | 17:01-17:15 | 1 | 1
|  | 3 | 22 | 17:16-17:30 | 1 | 1
|  | 3 | 22 | 17:31-17:45 | 1 | 1
|  | 3 | 22 | 17:46-18:00 | 1 | 1
|  | 3 | 22 | 18:01-18:15 | 1 | 1
|  | 3 | 22 | 18:16-18:30 | 1 | 1
|  | 3 | 22 | 18:31-18:45 | 1 | 1
|  | 3 | 22 | 18:46-19:00 | 1 | 1
|  | 3 | 22 | 19:01-19:15 | 1 | 1
|  | 3 | 22 | 19:16-19:30 | 1 | 1
|  | 3 | 22 | 19:31-19:45 | 1 | 1
|  | 3 | 22 | 19:46-20:00 | 1 | 1
|  | 3 | 22 | 20:01-20:15 | 1 | 1
|  | 3 | 22 | 20:16-20:30 | 1 | 1
|  | 3 | 22 | 20:31-20:45 | 1 | 1
|  | 3 | 22 | 20:46-21:00 | 1 | 1
|  | 3 | 22 | 21:01-21:15 | 1 | 1
|  | 3 | 22 | 21:16-21:30 | 1 | 1
|  | 3 | 22 | 21:31-21:45 | 1 | 1
|  | 3 | 22 | 21:46-22:00 | 1 | 1
|  | 3 | 22 | 22:01-22:15 | 1 | 1
|  | 3 | 22 | 22:16-22:30 | 1 | 1
|  | 3 | 22 | 22:31-22:45 | 1 | 1
|  | 3 | 22 | 22:46-23:00 | 1 | 1
|  | 3 | 22 | 23:01-23:15 | 1 | 1
|  | 3 | 22 | 23:16-23:30 | 1 | 1
|  | 3 | 22 | 23:31-23:45 | 1 | 1
|  | 3 | 22 | 23:46-24:00 | 1 | 1
|  | 3 | 23 | 00:01-00:15 | 1 | 1
|  | 3 | 23 | 00:16-00:30 | 1 | 1
|  | 3 | 23 | 00:31-00:45 | 1 | 1
|  | 3 | 23 | 00:46-01:00 | 1 | 1
|  | 3 | 23 | 01:01-01:15 | 1 | 1
|  | 3 | 23 | 01:16-01:30 | 1 | 1
|  | 3 | 23 | 01:31-01:45 | 1 | 1
|  | 3 | 23 | 01:46-02:00 | 1 | 1
|  | 3 | 23 | 02:01-02:15 | 1 | 1
|  | 3 | 23 | 02:16-02:30 | 1 | 1
|  | 3 | 23 | 02:31-02:45 | 1 | 1
|  | 3 | 23 | 02:46-03:00 | 1 | 1
|  | 3 | 23 | 03:01-03:15 | 1 | 1
|  | 3 | 23 | 03:16-03:30 | 1 | 1
|  | 3 | 23 | 03:31-03:45 | 1 | 1
|  | 3 | 23 | 03:46-04:00 | 1 | 1
|  | 3 | 23 | 04:01-04:15 | 1 | 1
|  | 3 | 23 | 04:16-04:30 | 1 | 1
|  | 3 | 23 | 04:31-04:45 | 1 | 1
|  | 3 | 23 | 04:46-05:00 | 1 | 1
|  | 3 | 23 | 05:01-05:15 | 1 | 1
|  | 3 | 23 | 05:16-05:30 | 1 | 1
|  | 3 | 23 | 05:31-05:45 | 1 | 1
|  | 3 | 23 | 05:46-06:00 | 1 | 1
|  | 3 | 23 | 06:01-06:15 | 1 | 1
|  | 3 | 23 | 06:16-06:30 | 1 | 1
|  | 3 | 23 | 06:31-06:45 | 1 | 1
|  | 3 | 23 | 06:46-07:00 | 1 | 1
|  | 3 | 23 | 07:01-07:15 | 1 | 1
|  | 3 | 23 | 07:16-07:30 | 1 | 1
|  | 3 | 23 | 07:31-07:45 | 1 | 1
|  | 3 | 23 | 07:46-08:00 | 1 | 1
|  | 3 | 23 | 08:01-08:15 | 1 | 1
|  | 3 | 23 | 08:16-08:30 | 1 | 1
|  | 3 | 23 | 08:31-08:45 | 1 | 1
|  | 3 | 23 | 08:46-09:00 | 1 | 1
|  | 3 | 23 | 09:01-09:15 | 1 | 1
|  | 3 | 23 | 09:16-09:30 | 1 | 1
|  | 3 | 23 | 09:31-09:45 | 1 | 1
|  | 3 | 23 | 09:46-10:00 | 1 | 1
|  | 3 | 23 | 10:01-10:15 | 1 | 1
|  | 3 | 23 | 10:16-10:30 | 1 | 1
|  | 3 | 23 | 10:31-10:45 | 1 | 1
|  | 3 | 23 | 10:46-11:00 | 1 | 1
|  | 3 | 23 | 11:01-11:15 | 1 | 1
|  | 3 | 23 | 11:16-11:30 | 1 | 1
|  | 3 | 23 | 11:31-11:45 | 1 | 1
|  | 3 | 23 | 11:46-12:00 | 1 | 1
|  | 3 | 23 | 12:01-12:15 | 1 | 1
|  | 3 | 23 | 12:16-12:30 | 1 | 1
|  | 3 | 23 | 12:31-12:45 | 1 | 1
|  | 3 | 23 | 12:46-13:00 | 1 | 1
|  | 3 | 23 | 13:01-13:15 | 1 | 1
|  | 3 | 23 | 13:16-13:30 | 1 | 1
|  | 3 | 23 | 13:31-13:45 | 1 | 1
|  | 3 | 23 | 13:46-14:00 | 1 | 1
|  | 3 | 23 | 14:01-14:15 | 1 | 1
|  | 3 | 23 | 14:16-14:30 | 1 | 1
|  | 3 | 23 | 14:31-14:45 | 1 | 1
|  | 3 | 23 | 14:46-15:00 | 1 | 1
|  | 3 | 23 | 15:01-15:15 | 1 | 1
|  | 3 | 23 | 15:16-15:30 | 1 | 1
|  | 3 | 23 | 15:31-15:45 | 1 | 1
|  | 3 | 23 | 15:46-16:00 | 1 | 1
|  | 3 | 23 | 16:01-16:15 | 1 | 1
|  | 3 | 23 | 16:16-16:30 | 1 | 1
|  | 3 | 23 | 16:31-16:45 | 1 | 1
|  | 3 | 23 | 16:46-17:00 | 1 | 1
|  | 3 | 23 | 17:01-17:15 | 1 | 1
|  | 3 | 23 | 17:16-17:30 | 1 | 1
|  | 3 | 23 | 17:31-17:45 | 1 | 1
|  | 3 | 23 | 17:46-18:00 | 1 | 1
|  | 3 | 23 | 18:01-18:15 | 1 | 1
|  | 3 | 23 | 18:16-18:30 | 1 | 1
|  | 3 | 23 | 18:31-18:45 | 1 | 1
|  | 3 | 23 | 18:46-19:00 | 1 | 1
|  | 3 | 23 | 19:01-19:15 | 1 | 1
|  | 3 | 23 | 19:16-19:30 | 1 | 1
|  | 3 | 23 | 19:31-19:45 | 1 | 1
|  | 3 | 23 | 19:46-20:00 | 1 | 1
|  | 3 | 23 | 20:01-20:15 | 1 | 1
|  | 3 | 23 | 20:16-20:30 | 1 | 1
|  | 3 | 23 | 20:31-20:45 | 1 | 1
|  | 3 | 23 | 20:46-21:00 | 1 | 1
|  | 3 | 23 | 21:01-21:15 | 1 | 1
|  | 3 | 23 | 21:16-21:30 | 1 | 1
|  | 3 | 23 | 21:31-21:45 | 1 | 1
|  | 3 | 23 | 21:46-22:00 | 1 | 1
|  | 3 | 23 | 22:01-22:15 | 1 | 1
|  | 3 | 23 | 22:16-22:30 | 1 | 1
|  | 3 | 23 | 22:31-22:45 | 1 | 1
|  | 3 | 23 | 22:46-23:00 | 1 | 1
|  | 3 | 23 | 23:01-23:15 | 1 | 1
|  | 3 | 23 | 23:16-23:30 | 1 | 1
|  | 3 | 23 | 23:31-23:45 | 1 | 1
|  | 3 | 23 | 23:46-24:00 | 1 | 1
|  | 3 | 24 | 00:01-00:15 | 1 | 1
|  | 3 | 24 | 00:16-00:30 | 1 | 1
|  | 3 | 24 | 00:31-00:45 | 1 | 1
|  | 3 | 24 | 00:46-01:00 | 1 | 1
|  | 3 | 24 | 01:01-01:15 | 1 | 1
|  | 3 | 24 | 01:16-01:30 | 1 | 1
|  | 3 | 24 | 01:31-01:45 | 1 | 1
|  | 3 | 24 | 01:46-02:00 | 1 | 1
|  | 3 | 24 | 02:01-02:15 | 1 | 1
|  | 3 | 24 | 02:16-02:30 | 1 | 1
|  | 3 | 24 | 02:31-02:45 | 1 | 1
|  | 3 | 24 | 02:46-03:00 | 1 | 1
|  | 3 | 24 | 03:01-03:15 | 1 | 1
|  | 3 | 24 | 03:16-03:30 | 1 | 1
|  | 3 | 24 | 03:31-03:45 | 1 | 1
|  | 3 | 24 | 03:46-04:00 | 1 | 1
|  | 3 | 24 | 04:01-04:15 | 1 | 1
|  | 3 | 24 | 04:16-04:30 | 1 | 1
|  | 3 | 24 | 04:31-04:45 | 1 | 1
|  | 3 | 24 | 04:46-05:00 | 1 | 1
|  | 3 | 24 | 05:01-05:15 | 1 | 1
|  | 3 | 24 | 05:16-05:30 | 1 | 1
|  | 3 | 24 | 05:31-05:45 | 1 | 1
|  | 3 | 24 | 05:46-06:00 | 1 | 1
|  | 3 | 24 | 06:01-06:15 | 1 | 1
|  | 3 | 24 | 06:16-06:30 | 1 | 1
|  | 3 | 24 | 06:31-06:45 | 1 | 1
|  | 3 | 24 | 06:46-07:00 | 1 | 1
|  | 3 | 24 | 07:01-07:15 | 1 | 1
|  | 3 | 24 | 07:16-07:30 | 1 | 1
|  | 3 | 24 | 07:31-07:45 | 1 | 1
|  | 3 | 24 | 07:46-08:00 | 1 | 1
|  | 3 | 24 | 08:01-08:15 | 1 | 1
|  | 3 | 24 | 08:16-08:30 | 1 | 1
|  | 3 | 24 | 08:31-08:45 | 1 | 1
|  | 3 | 24 | 08:46-09:00 | 1 | 1
|  | 3 | 24 | 09:01-09:15 | 1 | 1
|  | 3 | 24 | 09:16-09:30 | 1 | 1
|  | 3 | 24 | 09:31-09:45 | 1 | 1
|  | 3 | 24 | 09:46-10:00 | 1 | 1
|  | 3 | 24 | 10:01-10:15 | 1 | 1
|  | 3 | 24 | 10:16-10:30 | 1 | 1
|  | 3 | 24 | 10:31-10:45 | 1 | 1
|  | 3 | 24 | 10:46-11:00 | 1 | 1
|  | 3 | 24 | 11:01-11:15 | 1 | 1
|  | 3 | 24 | 11:16-11:30 | 1 | 1
|  | 3 | 24 | 11:31-11:45 | 1 | 1
|  | 3 | 24 | 11:46-12:00 | 1 | 1
|  | 3 | 24 | 12:01-12:15 | 1 | 1
|  | 3 | 24 | 12:16-12:30 | 1 | 1
|  | 3 | 24 | 12:31-12:45 | 1 | 1
|  | 3 | 24 | 12:46-13:00 | 1 | 1
|  | 3 | 24 | 13:01-13:15 | 1 | 1
|  | 3 | 24 | 13:16-13:30 | 1 | 1
|  | 3 | 24 | 13:31-13:45 | 1 | 1
|  | 3 | 24 | 13:46-14:00 | 1 | 1
|  | 3 | 24 | 14:01-14:15 | 1 | 1
|  | 3 | 24 | 14:16-14:30 | 1 | 1
|  | 3 | 24 | 14:31-14:45 | 1 | 1
|  | 3 | 24 | 14:46-15:00 | 1 | 1
|  | 3 | 24 | 15:01-15:15 | 1 | 1
|  | 3 | 24 | 15:16-15:30 | 1 | 1
|  | 3 | 24 | 15:31-15:45 | 1 | 1
|  | 3 | 24 | 15:46-16:00 | 1 | 1
|  | 3 | 24 | 16:01-16:15 | 1 | 1
|  | 3 | 24 | 16:16-16:30 | 1 | 1
|  | 3 | 24 | 16:31-16:45 | 1 | 1
|  | 3 | 24 | 16:46-17:00 | 1 | 1
|  | 3 | 24 | 17:01-17:15 | 1 | 1
|  | 3 | 24 | 17:16-17:30 | 1 | 1
|  | 3 | 24 | 17:31-17:45 | 1 | 1
|  | 3 | 24 | 17:46-18:00 | 1 | 1
|  | 3 | 24 | 18:01-18:15 | 1 | 1
|  | 3 | 24 | 18:16-18:30 | 1 | 1
|  | 3 | 24 | 18:31-18:45 | 1 | 1
|  | 3 | 24 | 18:46-19:00 | 1 | 1
|  | 3 | 24 | 19:01-19:15 | 1 | 1
|  | 3 | 24 | 19:16-19:30 | 1 | 1
|  | 3 | 24 | 19:31-19:45 | 1 | 1
|  | 3 | 24 | 19:46-20:00 | 1 | 1
|  | 3 | 24 | 20:01-20:15 | 1 | 1
|  | 3 | 24 | 20:16-20:30 | 1 | 1
|  | 3 | 24 | 20:31-20:45 | 1 | 1
|  | 3 | 24 | 20:46-21:00 | 1 | 1
|  | 3 | 24 | 21:01-21:15 | 1 | 1
|  | 3 | 24 | 21:16-21:30 | 1 | 1
|  | 3 | 24 | 21:31-21:45 | 1 | 1
|  | 3 | 24 | 21:46-22:00 | 1 | 1
|  | 3 | 24 | 22:01-22:15 | 1 | 1
|  | 3 | 24 | 22:16-22:30 | 1 | 1
|  | 3 | 24 | 22:31-22:45 | 1 | 1
|  | 3 | 24 | 22:46-23:00 | 1 | 1
|  | 3 | 24 | 23:01-23:15 | 1 | 1
|  | 3 | 24 | 23:16-23:30 | 1 | 1
|  | 3 | 24 | 23:31-23:45 | 1 | 1
|  | 3 | 24 | 23:46-24:00 | 1 | 1
|  | 3 | 25 | 00:01-00:15 | 0 | 1
|  | 3 | 25 | 00:16-00:30 | 0 | 1
|  | 3 | 25 | 00:31-00:45 | 0 | 1
|  | 3 | 25 | 00:46-01:00 | 0 | 1
|  | 3 | 25 | 01:01-01:15 | 0 | 1
|  | 3 | 25 | 01:16-01:30 | 0 | 1
|  | 3 | 25 | 01:31-01:45 | 0 | 1
|  | 3 | 25 | 01:46-02:00 | 0 | 1
|  | 3 | 25 | 02:01-02:15 | 0 | 1
|  | 3 | 25 | 02:16-02:30 | 0 | 1
|  | 3 | 25 | 02:31-02:45 | 0 | 1
|  | 3 | 25 | 02:46-03:00 | 0 | 1
|  | 3 | 25 | 03:01-03:15 | 0 | 1
|  | 3 | 25 | 03:16-03:30 | 0 | 1
|  | 3 | 25 | 03:31-03:45 | 0 | 1
|  | 3 | 25 | 03:46-04:00 | 0 | 1
|  | 3 | 25 | 04:01-04:15 | 0 | 1
|  | 3 | 25 | 04:16-04:30 | 0 | 1
|  | 3 | 25 | 04:31-04:45 | 0 | 1
|  | 3 | 25 | 04:46-05:00 | 0 | 1
|  | 3 | 25 | 05:01-05:15 | 0 | 1
|  | 3 | 25 | 05:16-05:30 | 0 | 1
|  | 3 | 25 | 05:31-05:45 | 0 | 1
|  | 3 | 25 | 05:46-06:00 | 0 | 1
|  | 3 | 25 | 06:01-06:15 | 0 | 1
|  | 3 | 25 | 06:16-06:30 | 0 | 1
|  | 3 | 25 | 06:31-06:45 | 0 | 1
|  | 3 | 25 | 06:46-07:00 | 0 | 1
|  | 3 | 25 | 07:01-07:15 | 0 | 1
|  | 3 | 25 | 07:16-07:30 | 0 | 1
|  | 3 | 25 | 07:31-07:45 | 0 | 1
|  | 3 | 25 | 07:46-08:00 | 0 | 1
|  | 3 | 25 | 08:01-08:15 | 0 | 1
|  | 3 | 25 | 08:16-08:30 | 0 | 1
|  | 3 | 25 | 08:31-08:45 | 0 | 1
|  | 3 | 25 | 08:46-09:00 | 0 | 1
|  | 3 | 25 | 09:01-09:15 | 0 | 1
|  | 3 | 25 | 09:16-09:30 | 0 | 1
|  | 3 | 25 | 09:31-09:45 | 0 | 1
|  | 3 | 25 | 09:46-10:00 | 0 | 1
|  | 3 | 25 | 10:01-10:15 | 0 | 1
|  | 3 | 25 | 10:16-10:30 | 0 | 1
|  | 3 | 25 | 10:31-10:45 | 0 | 1
|  | 3 | 25 | 10:46-11:00 | 0 | 1
|  | 3 | 25 | 11:01-11:15 | 0 | 1
|  | 3 | 25 | 11:16-11:30 | 0 | 1
|  | 3 | 25 | 11:31-11:45 | 0 | 1
|  | 3 | 25 | 11:46-12:00 | 0 | 1
|  | 3 | 25 | 12:01-12:15 | 0 | 1
|  | 3 | 25 | 12:16-12:30 | 0 | 1
|  | 3 | 25 | 12:31-12:45 | 0 | 1
|  | 3 | 25 | 12:46-13:00 | 0 | 1
|  | 3 | 25 | 13:01-13:15 | 0 | 1
|  | 3 | 25 | 13:16-13:30 | 0 | 1
|  | 3 | 25 | 13:31-13:45 | 0 | 1
|  | 3 | 25 | 13:46-14:00 | 0 | 1
|  | 3 | 25 | 14:01-14:15 | 0 | 1
|  | 3 | 25 | 14:16-14:30 | 0 | 1
|  | 3 | 25 | 14:31-14:45 | 0 | 1
|  | 3 | 25 | 14:46-15:00 | 0 | 1
|  | 3 | 25 | 15:01-15:15 | 0 | 1
|  | 3 | 25 | 15:16-15:30 | 0 | 1
|  | 3 | 25 | 15:31-15:45 | 0 | 1
|  | 3 | 25 | 15:46-16:00 | 0 | 1
|  | 3 | 25 | 16:01-16:15 | 0 | 1
|  | 3 | 25 | 16:16-16:30 | 0 | 1
|  | 3 | 25 | 16:31-16:45 | 0 | 1
|  | 3 | 25 | 16:46-17:00 | 0 | 1
|  | 3 | 25 | 17:01-17:15 | 0 | 1
|  | 3 | 25 | 17:16-17:30 | 0 | 1
|  | 3 | 25 | 17:31-17:45 | 0 | 1
|  | 3 | 25 | 17:46-18:00 | 0 | 1
|  | 3 | 25 | 18:01-18:15 | 0 | 1
|  | 3 | 25 | 18:16-18:30 | 0 | 1
|  | 3 | 25 | 18:31-18:45 | 0 | 1
|  | 3 | 25 | 18:46-19:00 | 0 | 1
|  | 3 | 25 | 19:01-19:15 | 0 | 1
|  | 3 | 25 | 19:16-19:30 | 0 | 1
|  | 3 | 25 | 19:31-19:45 | 0 | 1
|  | 3 | 25 | 19:46-20:00 | 0 | 1
|  | 3 | 25 | 20:01-20:15 | 0 | 1
|  | 3 | 25 | 20:16-20:30 | 0 | 1
|  | 3 | 25 | 20:31-20:45 | 0 | 1
|  | 3 | 25 | 20:46-21:00 | 0 | 1
|  | 3 | 25 | 21:01-21:15 | 0 | 1
|  | 3 | 25 | 21:16-21:30 | 0 | 1
|  | 3 | 25 | 21:31-21:45 | 0 | 1
|  | 3 | 25 | 21:46-22:00 | 0 | 1
|  | 3 | 25 | 22:01-22:15 | 0 | 1
|  | 3 | 25 | 22:16-22:30 | 0 | 1
|  | 3 | 25 | 22:31-22:45 | 0 | 1
|  | 3 | 25 | 22:46-23:00 | 0 | 1
|  | 3 | 25 | 23:01-23:15 | 0 | 1
|  | 3 | 25 | 23:16-23:30 | 0 | 1
|  | 3 | 25 | 23:31-23:45 | 0 | 1
|  | 3 | 25 | 23:46-24:00 | 0 | 1
|  | 3 | 26 | 00:01-00:15 | 0 | 1
|  | 3 | 26 | 00:16-00:30 | 0 | 1
|  | 3 | 26 | 00:31-00:45 | 0 | 1
|  | 3 | 26 | 00:46-01:00 | 0 | 1
|  | 3 | 26 | 01:01-01:15 | 0 | 1
|  | 3 | 26 | 01:16-01:30 | 0 | 1
|  | 3 | 26 | 01:31-01:45 | 0 | 1
|  | 3 | 26 | 01:46-02:00 | 0 | 1
|  | 3 | 26 | 02:01-02:15 | 0 | 1
|  | 3 | 26 | 02:16-02:30 | 0 | 1
|  | 3 | 26 | 02:31-02:45 | 0 | 1
|  | 3 | 26 | 02:46-03:00 | 0 | 1
|  | 3 | 26 | 03:01-03:15 | 0 | 1
|  | 3 | 26 | 03:16-03:30 | 0 | 1
|  | 3 | 26 | 03:31-03:45 | 0 | 1
|  | 3 | 26 | 03:46-04:00 | 0 | 1
|  | 3 | 26 | 04:01-04:15 | 0 | 1
|  | 3 | 26 | 04:16-04:30 | 0 | 1
|  | 3 | 26 | 04:31-04:45 | 0 | 1
|  | 3 | 26 | 04:46-05:00 | 0 | 1
|  | 3 | 26 | 05:01-05:15 | 0 | 1
|  | 3 | 26 | 05:16-05:30 | 0 | 1
|  | 3 | 26 | 05:31-05:45 | 0 | 1
|  | 3 | 26 | 05:46-06:00 | 0 | 1
|  | 3 | 26 | 06:01-06:15 | 0 | 1
|  | 3 | 26 | 06:16-06:30 | 0 | 1
|  | 3 | 26 | 06:31-06:45 | 0 | 1
|  | 3 | 26 | 06:46-07:00 | 0 | 1
|  | 3 | 26 | 07:01-07:15 | 0 | 1
|  | 3 | 26 | 07:16-07:30 | 0 | 1
|  | 3 | 26 | 07:31-07:45 | 0 | 1
|  | 3 | 26 | 07:46-08:00 | 0 | 1
|  | 3 | 26 | 08:01-08:15 | 0 | 1
|  | 3 | 26 | 08:16-08:30 | 0 | 1
|  | 3 | 26 | 08:31-08:45 | 0 | 1
|  | 3 | 26 | 08:46-09:00 | 0 | 1
|  | 3 | 26 | 09:01-09:15 | 0 | 1
|  | 3 | 26 | 09:16-09:30 | 0 | 1
|  | 3 | 26 | 09:31-09:45 | 0 | 1
|  | 3 | 26 | 09:46-10:00 | 0 | 1
|  | 3 | 26 | 10:01-10:15 | 0 | 1
|  | 3 | 26 | 10:16-10:30 | 0 | 1
|  | 3 | 26 | 10:31-10:45 | 0 | 1
|  | 3 | 26 | 10:46-11:00 | 0 | 1
|  | 3 | 26 | 11:01-11:15 | 0 | 1
|  | 3 | 26 | 11:16-11:30 | 0 | 1
|  | 3 | 26 | 11:31-11:45 | 0 | 1
|  | 3 | 26 | 11:46-12:00 | 0 | 1
|  | 3 | 26 | 12:01-12:15 | 0 | 1
|  | 3 | 26 | 12:16-12:30 | 0 | 1
|  | 3 | 26 | 12:31-12:45 | 0 | 1
|  | 3 | 26 | 12:46-13:00 | 0 | 1
|  | 3 | 26 | 13:01-13:15 | 0 | 1
|  | 3 | 26 | 13:16-13:30 | 0 | 1
|  | 3 | 26 | 13:31-13:45 | 0 | 1
|  | 3 | 26 | 13:46-14:00 | 0 | 1
|  | 3 | 26 | 14:01-14:15 | 0 | 1
|  | 3 | 26 | 14:16-14:30 | 0 | 1
|  | 3 | 26 | 14:31-14:45 | 0 | 1
|  | 3 | 26 | 14:46-15:00 | 0 | 1
|  | 3 | 26 | 15:01-15:15 | 0 | 1
|  | 3 | 26 | 15:16-15:30 | 0 | 1
|  | 3 | 26 | 15:31-15:45 | 0 | 1
|  | 3 | 26 | 15:46-16:00 | 0 | 1
|  | 3 | 26 | 16:01-16:15 | 0 | 1
|  | 3 | 26 | 16:16-16:30 | 0 | 1
|  | 3 | 26 | 16:31-16:45 | 0 | 1
|  | 3 | 26 | 16:46-17:00 | 0 | 1
|  | 3 | 26 | 17:01-17:15 | 0 | 1
|  | 3 | 26 | 17:16-17:30 | 0 | 1
|  | 3 | 26 | 17:31-17:45 | 0 | 1
|  | 3 | 26 | 17:46-18:00 | 0 | 1
|  | 3 | 26 | 18:01-18:15 | 0 | 1
|  | 3 | 26 | 18:16-18:30 | 0 | 1
|  | 3 | 26 | 18:31-18:45 | 0 | 1
|  | 3 | 26 | 18:46-19:00 | 0 | 1
|  | 3 | 26 | 19:01-19:15 | 0 | 1
|  | 3 | 26 | 19:16-19:30 | 0 | 1
|  | 3 | 26 | 19:31-19:45 | 0 | 1
|  | 3 | 26 | 19:46-20:00 | 0 | 1
|  | 3 | 26 | 20:01-20:15 | 0 | 1
|  | 3 | 26 | 20:16-20:30 | 0 | 1
|  | 3 | 26 | 20:31-20:45 | 0 | 1
|  | 3 | 26 | 20:46-21:00 | 0 | 1
|  | 3 | 26 | 21:01-21:15 | 0 | 1
|  | 3 | 26 | 21:16-21:30 | 0 | 1
|  | 3 | 26 | 21:31-21:45 | 0 | 1
|  | 3 | 26 | 21:46-22:00 | 0 | 1
|  | 3 | 26 | 22:01-22:15 | 0 | 1
|  | 3 | 26 | 22:16-22:30 | 0 | 1
|  | 3 | 26 | 22:31-22:45 | 0 | 1
|  | 3 | 26 | 22:46-23:00 | 0 | 1
|  | 3 | 26 | 23:01-23:15 | 0 | 1
|  | 3 | 26 | 23:16-23:30 | 0 | 1
|  | 3 | 26 | 23:31-23:45 | 0 | 1
|  | 3 | 26 | 23:46-24:00 | 0 | 1
|  | 3 | 27 | 00:01-00:15 | 1 | 1
|  | 3 | 27 | 00:16-00:30 | 1 | 1
|  | 3 | 27 | 00:31-00:45 | 1 | 1
|  | 3 | 27 | 00:46-01:00 | 1 | 1
|  | 3 | 27 | 01:01-01:15 | 1 | 1
|  | 3 | 27 | 01:16-01:30 | 1 | 1
|  | 3 | 27 | 01:31-01:45 | 1 | 1
|  | 3 | 27 | 01:46-02:00 | 1 | 1
|  | 3 | 27 | 02:01-02:15 | 1 | 1
|  | 3 | 27 | 02:16-02:30 | 1 | 1
|  | 3 | 27 | 02:31-02:45 | 1 | 1
|  | 3 | 27 | 02:46-03:00 | 1 | 1
|  | 3 | 27 | 03:01-03:15 | 1 | 1
|  | 3 | 27 | 03:16-03:30 | 1 | 1
|  | 3 | 27 | 03:31-03:45 | 1 | 1
|  | 3 | 27 | 03:46-04:00 | 1 | 1
|  | 3 | 27 | 04:01-04:15 | 1 | 1
|  | 3 | 27 | 04:16-04:30 | 1 | 1
|  | 3 | 27 | 04:31-04:45 | 1 | 1
|  | 3 | 27 | 04:46-05:00 | 1 | 1
|  | 3 | 27 | 05:01-05:15 | 1 | 1
|  | 3 | 27 | 05:16-05:30 | 1 | 1
|  | 3 | 27 | 05:31-05:45 | 1 | 1
|  | 3 | 27 | 05:46-06:00 | 1 | 1
|  | 3 | 27 | 06:01-06:15 | 1 | 1
|  | 3 | 27 | 06:16-06:30 | 1 | 1
|  | 3 | 27 | 06:31-06:45 | 1 | 1
|  | 3 | 27 | 06:46-07:00 | 1 | 1
|  | 3 | 27 | 07:01-07:15 | 1 | 1
|  | 3 | 27 | 07:16-07:30 | 1 | 1
|  | 3 | 27 | 07:31-07:45 | 1 | 1
|  | 3 | 27 | 07:46-08:00 | 1 | 1
|  | 3 | 27 | 08:01-08:15 | 1 | 1
|  | 3 | 27 | 08:16-08:30 | 1 | 1
|  | 3 | 27 | 08:31-08:45 | 1 | 1
|  | 3 | 27 | 08:46-09:00 | 1 | 1
|  | 3 | 27 | 09:01-09:15 | 1 | 1
|  | 3 | 27 | 09:16-09:30 | 1 | 1
|  | 3 | 27 | 09:31-09:45 | 1 | 1
|  | 3 | 27 | 09:46-10:00 | 1 | 1
|  | 3 | 27 | 10:01-10:15 | 1 | 1
|  | 3 | 27 | 10:16-10:30 | 1 | 1
|  | 3 | 27 | 10:31-10:45 | 1 | 1
|  | 3 | 27 | 10:46-11:00 | 1 | 1
|  | 3 | 27 | 11:01-11:15 | 1 | 1
|  | 3 | 27 | 11:16-11:30 | 1 | 1
|  | 3 | 27 | 11:31-11:45 | 1 | 1
|  | 3 | 27 | 11:46-12:00 | 1 | 1
|  | 3 | 27 | 12:01-12:15 | 1 | 1
|  | 3 | 27 | 12:16-12:30 | 1 | 1
|  | 3 | 27 | 12:31-12:45 | 1 | 1
|  | 3 | 27 | 12:46-13:00 | 1 | 1
|  | 3 | 27 | 13:01-13:15 | 1 | 1
|  | 3 | 27 | 13:16-13:30 | 1 | 1
|  | 3 | 27 | 13:31-13:45 | 1 | 1
|  | 3 | 27 | 13:46-14:00 | 1 | 1
|  | 3 | 27 | 14:01-14:15 | 1 | 1
|  | 3 | 27 | 14:16-14:30 | 1 | 1
|  | 3 | 27 | 14:31-14:45 | 1 | 1
|  | 3 | 27 | 14:46-15:00 | 1 | 1
|  | 3 | 27 | 15:01-15:15 | 1 | 1
|  | 3 | 27 | 15:16-15:30 | 1 | 1
|  | 3 | 27 | 15:31-15:45 | 1 | 1
|  | 3 | 27 | 15:46-16:00 | 1 | 1
|  | 3 | 27 | 16:01-16:15 | 1 | 1
|  | 3 | 27 | 16:16-16:30 | 1 | 1
|  | 3 | 27 | 16:31-16:45 | 1 | 1
|  | 3 | 27 | 16:46-17:00 | 1 | 1
|  | 3 | 27 | 17:01-17:15 | 1 | 1
|  | 3 | 27 | 17:16-17:30 | 1 | 1
|  | 3 | 27 | 17:31-17:45 | 1 | 1
|  | 3 | 27 | 17:46-18:00 | 1 | 1
|  | 3 | 27 | 18:01-18:15 | 1 | 1
|  | 3 | 27 | 18:16-18:30 | 1 | 1
|  | 3 | 27 | 18:31-18:45 | 1 | 1
|  | 3 | 27 | 18:46-19:00 | 1 | 1
|  | 3 | 27 | 19:01-19:15 | 1 | 1
|  | 3 | 27 | 19:16-19:30 | 1 | 1
|  | 3 | 27 | 19:31-19:45 | 1 | 1
|  | 3 | 27 | 19:46-20:00 | 1 | 1
|  | 3 | 27 | 20:01-20:15 | 1 | 1
|  | 3 | 27 | 20:16-20:30 | 1 | 1
|  | 3 | 27 | 20:31-20:45 | 1 | 1
|  | 3 | 27 | 20:46-21:00 | 1 | 1
|  | 3 | 27 | 21:01-21:15 | 1 | 1
|  | 3 | 27 | 21:16-21:30 | 1 | 1
|  | 3 | 27 | 21:31-21:45 | 1 | 1
|  | 3 | 27 | 21:46-22:00 | 1 | 1
|  | 3 | 27 | 22:01-22:15 | 1 | 1
|  | 3 | 27 | 22:16-22:30 | 1 | 1
|  | 3 | 27 | 22:31-22:45 | 1 | 1
|  | 3 | 27 | 22:46-23:00 | 1 | 1
|  | 3 | 27 | 23:01-23:15 | 1 | 1
|  | 3 | 27 | 23:16-23:30 | 1 | 1
|  | 3 | 27 | 23:31-23:45 | 1 | 1
|  | 3 | 27 | 23:46-24:00 | 1 | 1
|  | 3 | 28 | 00:01-00:15 | 1 | 1
|  | 3 | 28 | 00:16-00:30 | 1 | 1
|  | 3 | 28 | 00:31-00:45 | 1 | 1
|  | 3 | 28 | 00:46-01:00 | 1 | 1
|  | 3 | 28 | 01:01-01:15 | 1 | 1
|  | 3 | 28 | 01:16-01:30 | 1 | 1
|  | 3 | 28 | 01:31-01:45 | 1 | 1
|  | 3 | 28 | 01:46-02:00 | 1 | 1
|  | 3 | 28 | 02:01-02:15 | 1 | 1
|  | 3 | 28 | 02:16-02:30 | 1 | 1
|  | 3 | 28 | 02:31-02:45 | 1 | 1
|  | 3 | 28 | 02:46-03:00 | 1 | 1
|  | 3 | 28 | 03:01-03:15 | 1 | 1
|  | 3 | 28 | 03:16-03:30 | 1 | 1
|  | 3 | 28 | 03:31-03:45 | 1 | 1
|  | 3 | 28 | 03:46-04:00 | 1 | 1
|  | 3 | 28 | 04:01-04:15 | 1 | 1
|  | 3 | 28 | 04:16-04:30 | 1 | 1
|  | 3 | 28 | 04:31-04:45 | 1 | 1
|  | 3 | 28 | 04:46-05:00 | 1 | 1
|  | 3 | 28 | 05:01-05:15 | 1 | 1
|  | 3 | 28 | 05:16-05:30 | 1 | 1
|  | 3 | 28 | 05:31-05:45 | 1 | 1
|  | 3 | 28 | 05:46-06:00 | 1 | 1
|  | 3 | 28 | 06:01-06:15 | 1 | 1
|  | 3 | 28 | 06:16-06:30 | 1 | 1
|  | 3 | 28 | 06:31-06:45 | 1 | 1
|  | 3 | 28 | 06:46-07:00 | 1 | 1
|  | 3 | 28 | 07:01-07:15 | 1 | 1
|  | 3 | 28 | 07:16-07:30 | 1 | 1
|  | 3 | 28 | 07:31-07:45 | 1 | 1
|  | 3 | 28 | 07:46-08:00 | 1 | 1
|  | 3 | 28 | 08:01-08:15 | 1 | 1
|  | 3 | 28 | 08:16-08:30 | 1 | 1
|  | 3 | 28 | 08:31-08:45 | 1 | 1
|  | 3 | 28 | 08:46-09:00 | 1 | 1
|  | 3 | 28 | 09:01-09:15 | 1 | 1
|  | 3 | 28 | 09:16-09:30 | 1 | 1
|  | 3 | 28 | 09:31-09:45 | 1 | 1
|  | 3 | 28 | 09:46-10:00 | 1 | 1
|  | 3 | 28 | 10:01-10:15 | 1 | 1
|  | 3 | 28 | 10:16-10:30 | 1 | 1
|  | 3 | 28 | 10:31-10:45 | 1 | 1
|  | 3 | 28 | 10:46-11:00 | 1 | 1
|  | 3 | 28 | 11:01-11:15 | 1 | 1
|  | 3 | 28 | 11:16-11:30 | 1 | 1
|  | 3 | 28 | 11:31-11:45 | 1 | 1
|  | 3 | 28 | 11:46-12:00 | 1 | 1
|  | 3 | 28 | 12:01-12:15 | 1 | 1
|  | 3 | 28 | 12:16-12:30 | 1 | 1
|  | 3 | 28 | 12:31-12:45 | 1 | 1
|  | 3 | 28 | 12:46-13:00 | 1 | 1
|  | 3 | 28 | 13:01-13:15 | 1 | 1
|  | 3 | 28 | 13:16-13:30 | 1 | 1
|  | 3 | 28 | 13:31-13:45 | 1 | 1
|  | 3 | 28 | 13:46-14:00 | 1 | 1
|  | 3 | 28 | 14:01-14:15 | 1 | 1
|  | 3 | 28 | 14:16-14:30 | 1 | 1
|  | 3 | 28 | 14:31-14:45 | 1 | 1
|  | 3 | 28 | 14:46-15:00 | 1 | 1
|  | 3 | 28 | 15:01-15:15 | 1 | 1
|  | 3 | 28 | 15:16-15:30 | 1 | 1
|  | 3 | 28 | 15:31-15:45 | 1 | 1
|  | 3 | 28 | 15:46-16:00 | 1 | 1
|  | 3 | 28 | 16:01-16:15 | 1 | 1
|  | 3 | 28 | 16:16-16:30 | 1 | 1
|  | 3 | 28 | 16:31-16:45 | 1 | 1
|  | 3 | 28 | 16:46-17:00 | 1 | 1
|  | 3 | 28 | 17:01-17:15 | 1 | 1
|  | 3 | 28 | 17:16-17:30 | 1 | 1
|  | 3 | 28 | 17:31-17:45 | 1 | 1
|  | 3 | 28 | 17:46-18:00 | 1 | 1
|  | 3 | 28 | 18:01-18:15 | 1 | 1
|  | 3 | 28 | 18:16-18:30 | 1 | 1
|  | 3 | 28 | 18:31-18:45 | 1 | 1
|  | 3 | 28 | 18:46-19:00 | 1 | 1
|  | 3 | 28 | 19:01-19:15 | 1 | 1
|  | 3 | 28 | 19:16-19:30 | 1 | 1
|  | 3 | 28 | 19:31-19:45 | 1 | 1
|  | 3 | 28 | 19:46-20:00 | 1 | 1
|  | 3 | 28 | 20:01-20:15 | 1 | 1
|  | 3 | 28 | 20:16-20:30 | 1 | 1
|  | 3 | 28 | 20:31-20:45 | 1 | 1
|  | 3 | 28 | 20:46-21:00 | 1 | 1
|  | 3 | 28 | 21:01-21:15 | 1 | 1
|  | 3 | 28 | 21:16-21:30 | 1 | 1
|  | 3 | 28 | 21:31-21:45 | 1 | 1
|  | 3 | 28 | 21:46-22:00 | 1 | 1
|  | 3 | 28 | 22:01-22:15 | 1 | 1
|  | 3 | 28 | 22:16-22:30 | 1 | 1
|  | 3 | 28 | 22:31-22:45 | 1 | 1
|  | 3 | 28 | 22:46-23:00 | 1 | 1
|  | 3 | 28 | 23:01-23:15 | 1 | 1
|  | 3 | 28 | 23:16-23:30 | 1 | 1
|  | 3 | 28 | 23:31-23:45 | 1 | 1
|  | 3 | 28 | 23:46-24:00 | 1 | 1
|  | 3 | 29 | 00:01-00:15 | 1 | 1
|  | 3 | 29 | 00:16-00:30 | 1 | 1
|  | 3 | 29 | 00:31-00:45 | 1 | 1
|  | 3 | 29 | 00:46-01:00 | 1 | 1
|  | 3 | 29 | 01:01-01:15 | 1 | 1
|  | 3 | 29 | 01:16-01:30 | 1 | 1
|  | 3 | 29 | 01:31-01:45 | 1 | 1
|  | 3 | 29 | 01:46-02:00 | 1 | 1
|  | 3 | 29 | 02:01-02:15 | 1 | 1
|  | 3 | 29 | 02:16-02:30 | 1 | 1
|  | 3 | 29 | 02:31-02:45 | 1 | 1
|  | 3 | 29 | 02:46-03:00 | 1 | 1
|  | 3 | 29 | 03:01-03:15 | 1 | 1
|  | 3 | 29 | 03:16-03:30 | 1 | 1
|  | 3 | 29 | 03:31-03:45 | 1 | 1
|  | 3 | 29 | 03:46-04:00 | 1 | 1
|  | 3 | 29 | 04:01-04:15 | 1 | 1
|  | 3 | 29 | 04:16-04:30 | 1 | 1
|  | 3 | 29 | 04:31-04:45 | 1 | 1
|  | 3 | 29 | 04:46-05:00 | 1 | 1
|  | 3 | 29 | 05:01-05:15 | 1 | 1
|  | 3 | 29 | 05:16-05:30 | 1 | 1
|  | 3 | 29 | 05:31-05:45 | 1 | 1
|  | 3 | 29 | 05:46-06:00 | 1 | 1
|  | 3 | 29 | 06:01-06:15 | 1 | 1
|  | 3 | 29 | 06:16-06:30 | 1 | 1
|  | 3 | 29 | 06:31-06:45 | 1 | 1
|  | 3 | 29 | 06:46-07:00 | 1 | 1
|  | 3 | 29 | 07:01-07:15 | 1 | 1
|  | 3 | 29 | 07:16-07:30 | 1 | 1
|  | 3 | 29 | 07:31-07:45 | 1 | 1
|  | 3 | 29 | 07:46-08:00 | 1 | 1
|  | 3 | 29 | 08:01-08:15 | 1 | 1
|  | 3 | 29 | 08:16-08:30 | 1 | 1
|  | 3 | 29 | 08:31-08:45 | 1 | 1
|  | 3 | 29 | 08:46-09:00 | 1 | 1
|  | 3 | 29 | 09:01-09:15 | 1 | 1
|  | 3 | 29 | 09:16-09:30 | 1 | 1
|  | 3 | 29 | 09:31-09:45 | 1 | 1
|  | 3 | 29 | 09:46-10:00 | 1 | 1
|  | 3 | 29 | 10:01-10:15 | 1 | 1
|  | 3 | 29 | 10:16-10:30 | 1 | 1
|  | 3 | 29 | 10:31-10:45 | 1 | 1
|  | 3 | 29 | 10:46-11:00 | 1 | 1
|  | 3 | 29 | 11:01-11:15 | 1 | 1
|  | 3 | 29 | 11:16-11:30 | 1 | 1
|  | 3 | 29 | 11:31-11:45 | 1 | 1
|  | 3 | 29 | 11:46-12:00 | 1 | 1
|  | 3 | 29 | 12:01-12:15 | 1 | 1
|  | 3 | 29 | 12:16-12:30 | 1 | 1
|  | 3 | 29 | 12:31-12:45 | 1 | 1
|  | 3 | 29 | 12:46-13:00 | 1 | 1
|  | 3 | 29 | 13:01-13:15 | 1 | 1
|  | 3 | 29 | 13:16-13:30 | 1 | 1
|  | 3 | 29 | 13:31-13:45 | 1 | 1
|  | 3 | 29 | 13:46-14:00 | 1 | 1
|  | 3 | 29 | 14:01-14:15 | 1 | 1
|  | 3 | 29 | 14:16-14:30 | 1 | 1
|  | 3 | 29 | 14:31-14:45 | 1 | 1
|  | 3 | 29 | 14:46-15:00 | 1 | 1
|  | 3 | 29 | 15:01-15:15 | 1 | 1
|  | 3 | 29 | 15:16-15:30 | 1 | 1
|  | 3 | 29 | 15:31-15:45 | 1 | 1
|  | 3 | 29 | 15:46-16:00 | 1 | 1
|  | 3 | 29 | 16:01-16:15 | 1 | 1
|  | 3 | 29 | 16:16-16:30 | 1 | 1
|  | 3 | 29 | 16:31-16:45 | 1 | 1
|  | 3 | 29 | 16:46-17:00 | 1 | 1
|  | 3 | 29 | 17:01-17:15 | 1 | 1
|  | 3 | 29 | 17:16-17:30 | 1 | 1
|  | 3 | 29 | 17:31-17:45 | 1 | 1
|  | 3 | 29 | 17:46-18:00 | 1 | 1
|  | 3 | 29 | 18:01-18:15 | 1 | 1
|  | 3 | 29 | 18:16-18:30 | 1 | 1
|  | 3 | 29 | 18:31-18:45 | 1 | 1
|  | 3 | 29 | 18:46-19:00 | 1 | 1
|  | 3 | 29 | 19:01-19:15 | 1 | 1
|  | 3 | 29 | 19:16-19:30 | 1 | 1
|  | 3 | 29 | 19:31-19:45 | 1 | 1
|  | 3 | 29 | 19:46-20:00 | 1 | 1
|  | 3 | 29 | 20:01-20:15 | 1 | 1
|  | 3 | 29 | 20:16-20:30 | 1 | 1
|  | 3 | 29 | 20:31-20:45 | 1 | 1
|  | 3 | 29 | 20:46-21:00 | 1 | 1
|  | 3 | 29 | 21:01-21:15 | 1 | 1
|  | 3 | 29 | 21:16-21:30 | 1 | 1
|  | 3 | 29 | 21:31-21:45 | 1 | 1
|  | 3 | 29 | 21:46-22:00 | 1 | 1
|  | 3 | 29 | 22:01-22:15 | 1 | 1
|  | 3 | 29 | 22:16-22:30 | 1 | 1
|  | 3 | 29 | 22:31-22:45 | 1 | 1
|  | 3 | 29 | 22:46-23:00 | 1 | 1
|  | 3 | 29 | 23:01-23:15 | 1 | 1
|  | 3 | 29 | 23:16-23:30 | 1 | 1
|  | 3 | 29 | 23:31-23:45 | 1 | 1
|  | 3 | 29 | 23:46-24:00 | 1 | 1
|  | 3 | 30 | 00:01-00:15 | 1 | 1
|  | 3 | 30 | 00:16-00:30 | 1 | 1
|  | 3 | 30 | 00:31-00:45 | 1 | 1
|  | 3 | 30 | 00:46-01:00 | 1 | 1
|  | 3 | 30 | 01:01-01:15 | 1 | 1
|  | 3 | 30 | 01:16-01:30 | 1 | 1
|  | 3 | 30 | 01:31-01:45 | 1 | 1
|  | 3 | 30 | 01:46-02:00 | 1 | 1
|  | 3 | 30 | 02:01-02:15 | 1 | 1
|  | 3 | 30 | 02:16-02:30 | 1 | 1
|  | 3 | 30 | 02:31-02:45 | 1 | 1
|  | 3 | 30 | 02:46-03:00 | 1 | 1
|  | 3 | 30 | 03:01-03:15 | 1 | 1
|  | 3 | 30 | 03:16-03:30 | 1 | 1
|  | 3 | 30 | 03:31-03:45 | 1 | 1
|  | 3 | 30 | 03:46-04:00 | 1 | 1
|  | 3 | 30 | 04:01-04:15 | 1 | 1
|  | 3 | 30 | 04:16-04:30 | 1 | 1
|  | 3 | 30 | 04:31-04:45 | 1 | 1
|  | 3 | 30 | 04:46-05:00 | 1 | 1
|  | 3 | 30 | 05:01-05:15 | 1 | 1
|  | 3 | 30 | 05:16-05:30 | 1 | 1
|  | 3 | 30 | 05:31-05:45 | 1 | 1
|  | 3 | 30 | 05:46-06:00 | 1 | 1
|  | 3 | 30 | 06:01-06:15 | 1 | 1
|  | 3 | 30 | 06:16-06:30 | 1 | 1
|  | 3 | 30 | 06:31-06:45 | 1 | 1
|  | 3 | 30 | 06:46-07:00 | 1 | 1
|  | 3 | 30 | 07:01-07:15 | 1 | 1
|  | 3 | 30 | 07:16-07:30 | 1 | 1
|  | 3 | 30 | 07:31-07:45 | 1 | 1
|  | 3 | 30 | 07:46-08:00 | 1 | 1
|  | 3 | 30 | 08:01-08:15 | 1 | 1
|  | 3 | 30 | 08:16-08:30 | 1 | 1
|  | 3 | 30 | 08:31-08:45 | 1 | 1
|  | 3 | 30 | 08:46-09:00 | 1 | 1
|  | 3 | 30 | 09:01-09:15 | 1 | 1
|  | 3 | 30 | 09:16-09:30 | 1 | 1
|  | 3 | 30 | 09:31-09:45 | 1 | 1
|  | 3 | 30 | 09:46-10:00 | 1 | 1
|  | 3 | 30 | 10:01-10:15 | 1 | 1
|  | 3 | 30 | 10:16-10:30 | 1 | 1
|  | 3 | 30 | 10:31-10:45 | 1 | 1
|  | 3 | 30 | 10:46-11:00 | 1 | 1
|  | 3 | 30 | 11:01-11:15 | 1 | 1
|  | 3 | 30 | 11:16-11:30 | 1 | 1
|  | 3 | 30 | 11:31-11:45 | 1 | 1
|  | 3 | 30 | 11:46-12:00 | 1 | 1
|  | 3 | 30 | 12:01-12:15 | 1 | 1
|  | 3 | 30 | 12:16-12:30 | 1 | 1
|  | 3 | 30 | 12:31-12:45 | 1 | 1
|  | 3 | 30 | 12:46-13:00 | 1 | 1
|  | 3 | 30 | 13:01-13:15 | 1 | 1
|  | 3 | 30 | 13:16-13:30 | 1 | 1
|  | 3 | 30 | 13:31-13:45 | 1 | 1
|  | 3 | 30 | 13:46-14:00 | 1 | 1
|  | 3 | 30 | 14:01-14:15 | 1 | 1
|  | 3 | 30 | 14:16-14:30 | 1 | 1
|  | 3 | 30 | 14:31-14:45 | 1 | 1
|  | 3 | 30 | 14:46-15:00 | 1 | 1
|  | 3 | 30 | 15:01-15:15 | 1 | 1
|  | 3 | 30 | 15:16-15:30 | 1 | 1
|  | 3 | 30 | 15:31-15:45 | 1 | 1
|  | 3 | 30 | 15:46-16:00 | 1 | 1
|  | 3 | 30 | 16:01-16:15 | 1 | 1
|  | 3 | 30 | 16:16-16:30 | 1 | 1
|  | 3 | 30 | 16:31-16:45 | 1 | 1
|  | 3 | 30 | 16:46-17:00 | 1 | 1
|  | 3 | 30 | 17:01-17:15 | 1 | 1
|  | 3 | 30 | 17:16-17:30 | 1 | 1
|  | 3 | 30 | 17:31-17:45 | 1 | 1
|  | 3 | 30 | 17:46-18:00 | 1 | 1
|  | 3 | 30 | 18:01-18:15 | 1 | 1
|  | 3 | 30 | 18:16-18:30 | 1 | 1
|  | 3 | 30 | 18:31-18:45 | 1 | 1
|  | 3 | 30 | 18:46-19:00 | 1 | 1
|  | 3 | 30 | 19:01-19:15 | 1 | 1
|  | 3 | 30 | 19:16-19:30 | 1 | 1
|  | 3 | 30 | 19:31-19:45 | 1 | 1
|  | 3 | 30 | 19:46-20:00 | 1 | 1
|  | 3 | 30 | 20:01-20:15 | 1 | 1
|  | 3 | 30 | 20:16-20:30 | 1 | 1
|  | 3 | 30 | 20:31-20:45 | 1 | 1
|  | 3 | 30 | 20:46-21:00 | 1 | 1
|  | 3 | 30 | 21:01-21:15 | 1 | 1
|  | 3 | 30 | 21:16-21:30 | 1 | 1
|  | 3 | 30 | 21:31-21:45 | 1 | 1
|  | 3 | 30 | 21:46-22:00 | 1 | 1
|  | 3 | 30 | 22:01-22:15 | 1 | 1
|  | 3 | 30 | 22:16-22:30 | 1 | 1
|  | 3 | 30 | 22:31-22:45 | 1 | 1
|  | 3 | 30 | 22:46-23:00 | 1 | 1
|  | 3 | 30 | 23:01-23:15 | 1 | 1
|  | 3 | 30 | 23:16-23:30 | 1 | 1
|  | 3 | 30 | 23:31-23:45 | 1 | 1
|  | 3 | 30 | 23:46-24:00 | 1 | 1
|  | 3 | 31 | 00:01-00:15 | 1 | 1
|  | 3 | 31 | 00:16-00:30 | 1 | 1
|  | 3 | 31 | 00:31-00:45 | 1 | 1
|  | 3 | 31 | 00:46-01:00 | 1 | 1
|  | 3 | 31 | 01:01-01:15 | 1 | 1
|  | 3 | 31 | 01:16-01:30 | 1 | 1
|  | 3 | 31 | 01:31-01:45 | 1 | 1
|  | 3 | 31 | 01:46-02:00 | 1 | 1
|  | 3 | 31 | 02:01-02:15 | 1 | 1
|  | 3 | 31 | 02:16-02:30 | 1 | 1
|  | 3 | 31 | 02:31-02:45 | 1 | 1
|  | 3 | 31 | 02:46-03:00 | 1 | 1
|  | 3 | 31 | 03:01-03:15 | 1 | 1
|  | 3 | 31 | 03:16-03:30 | 1 | 1
|  | 3 | 31 | 03:31-03:45 | 1 | 1
|  | 3 | 31 | 03:46-04:00 | 1 | 1
|  | 3 | 31 | 04:01-04:15 | 1 | 1
|  | 3 | 31 | 04:16-04:30 | 1 | 1
|  | 3 | 31 | 04:31-04:45 | 1 | 1
|  | 3 | 31 | 04:46-05:00 | 1 | 1
|  | 3 | 31 | 05:01-05:15 | 1 | 1
|  | 3 | 31 | 05:16-05:30 | 1 | 1
|  | 3 | 31 | 05:31-05:45 | 1 | 1
|  | 3 | 31 | 05:46-06:00 | 1 | 1
|  | 3 | 31 | 06:01-06:15 | 1 | 1
|  | 3 | 31 | 06:16-06:30 | 1 | 1
|  | 3 | 31 | 06:31-06:45 | 1 | 1
|  | 3 | 31 | 06:46-07:00 | 1 | 1
|  | 3 | 31 | 07:01-07:15 | 1 | 1
|  | 3 | 31 | 07:16-07:30 | 1 | 1
|  | 3 | 31 | 07:31-07:45 | 1 | 1
|  | 3 | 31 | 07:46-08:00 | 1 | 1
|  | 3 | 31 | 08:01-08:15 | 1 | 1
|  | 3 | 31 | 08:16-08:30 | 1 | 1
|  | 3 | 31 | 08:31-08:45 | 1 | 1
|  | 3 | 31 | 08:46-09:00 | 1 | 1
|  | 3 | 31 | 09:01-09:15 | 1 | 1
|  | 3 | 31 | 09:16-09:30 | 1 | 1
|  | 3 | 31 | 09:31-09:45 | 1 | 1
|  | 3 | 31 | 09:46-10:00 | 1 | 1
|  | 3 | 31 | 10:01-10:15 | 1 | 1
|  | 3 | 31 | 10:16-10:30 | 1 | 1
|  | 3 | 31 | 10:31-10:45 | 1 | 1
|  | 3 | 31 | 10:46-11:00 | 1 | 1
|  | 3 | 31 | 11:01-11:15 | 1 | 1
|  | 3 | 31 | 11:16-11:30 | 1 | 1
|  | 3 | 31 | 11:31-11:45 | 1 | 1
|  | 3 | 31 | 11:46-12:00 | 1 | 1
|  | 3 | 31 | 12:01-12:15 | 1 | 1
|  | 3 | 31 | 12:16-12:30 | 1 | 1
|  | 3 | 31 | 12:31-12:45 | 1 | 1
|  | 3 | 31 | 12:46-13:00 | 1 | 1
|  | 3 | 31 | 13:01-13:15 | 1 | 1
|  | 3 | 31 | 13:16-13:30 | 1 | 1
|  | 3 | 31 | 13:31-13:45 | 1 | 1
|  | 3 | 31 | 13:46-14:00 | 1 | 1
|  | 3 | 31 | 14:01-14:15 | 1 | 1
|  | 3 | 31 | 14:16-14:30 | 1 | 1
|  | 3 | 31 | 14:31-14:45 | 1 | 1
|  | 3 | 31 | 14:46-15:00 | 1 | 1
|  | 3 | 31 | 15:01-15:15 | 1 | 1
|  | 3 | 31 | 15:16-15:30 | 1 | 1
|  | 3 | 31 | 15:31-15:45 | 1 | 1
|  | 3 | 31 | 15:46-16:00 | 1 | 1
|  | 3 | 31 | 16:01-16:15 | 1 | 1
|  | 3 | 31 | 16:16-16:30 | 1 | 1
|  | 3 | 31 | 16:31-16:45 | 1 | 1
|  | 3 | 31 | 16:46-17:00 | 1 | 1
|  | 3 | 31 | 17:01-17:15 | 1 | 1
|  | 3 | 31 | 17:16-17:30 | 1 | 1
|  | 3 | 31 | 17:31-17:45 | 1 | 1
|  | 3 | 31 | 17:46-18:00 | 1 | 1
|  | 3 | 31 | 18:01-18:15 | 1 | 1
|  | 3 | 31 | 18:16-18:30 | 1 | 1
|  | 3 | 31 | 18:31-18:45 | 1 | 1
|  | 3 | 31 | 18:46-19:00 | 1 | 1
|  | 3 | 31 | 19:01-19:15 | 1 | 1
|  | 3 | 31 | 19:16-19:30 | 1 | 1
|  | 3 | 31 | 19:31-19:45 | 1 | 1
|  | 3 | 31 | 19:46-20:00 | 1 | 1
|  | 3 | 31 | 20:01-20:15 | 1 | 1
|  | 3 | 31 | 20:16-20:30 | 1 | 1
|  | 3 | 31 | 20:31-20:45 | 1 | 1
|  | 3 | 31 | 20:46-21:00 | 1 | 1
|  | 3 | 31 | 21:01-21:15 | 1 | 1
|  | 3 | 31 | 21:16-21:30 | 1 | 1
|  | 3 | 31 | 21:31-21:45 | 1 | 1
|  | 3 | 31 | 21:46-22:00 | 1 | 1
|  | 3 | 31 | 22:01-22:15 | 1 | 1
|  | 3 | 31 | 22:16-22:30 | 1 | 1
|  | 3 | 31 | 22:31-22:45 | 1 | 1
|  | 3 | 31 | 22:46-23:00 | 1 | 1
|  | 3 | 31 | 23:01-23:15 | 1 | 1
|  | 3 | 31 | 23:16-23:30 | 1 | 1
|  | 3 | 31 | 23:31-23:45 | 1 | 1
|  | 3 | 31 | 23:46-24:00 | 1 | 1
|  | 4 | 1 | 00:01-00:15 | 0 | 1
|  | 4 | 1 | 00:16-00:30 | 0 | 1
|  | 4 | 1 | 00:31-00:45 | 0 | 1
|  | 4 | 1 | 00:46-01:00 | 0 | 1
|  | 4 | 1 | 01:01-01:15 | 0 | 1
|  | 4 | 1 | 01:16-01:30 | 0 | 1
|  | 4 | 1 | 01:31-01:45 | 0 | 1
|  | 4 | 1 | 01:46-02:00 | 0 | 1
|  | 4 | 1 | 02:01-02:15 | 0 | 1
|  | 4 | 1 | 02:16-02:30 | 0 | 1
|  | 4 | 1 | 02:31-02:45 | 0 | 1
|  | 4 | 1 | 02:46-03:00 | 0 | 1
|  | 4 | 1 | 03:01-03:15 | 0 | 1
|  | 4 | 1 | 03:16-03:30 | 0 | 1
|  | 4 | 1 | 03:31-03:45 | 0 | 1
|  | 4 | 1 | 03:46-04:00 | 0 | 1
|  | 4 | 1 | 04:01-04:15 | 0 | 1
|  | 4 | 1 | 04:16-04:30 | 0 | 1
|  | 4 | 1 | 04:31-04:45 | 0 | 1
|  | 4 | 1 | 04:46-05:00 | 0 | 1
|  | 4 | 1 | 05:01-05:15 | 0 | 1
|  | 4 | 1 | 05:16-05:30 | 0 | 1
|  | 4 | 1 | 05:31-05:45 | 0 | 1
|  | 4 | 1 | 05:46-06:00 | 0 | 1
|  | 4 | 1 | 06:01-06:15 | 0 | 1
|  | 4 | 1 | 06:16-06:30 | 0 | 1
|  | 4 | 1 | 06:31-06:45 | 0 | 1
|  | 4 | 1 | 06:46-07:00 | 0 | 1
|  | 4 | 1 | 07:01-07:15 | 0 | 1
|  | 4 | 1 | 07:16-07:30 | 0 | 1
|  | 4 | 1 | 07:31-07:45 | 0 | 1
|  | 4 | 1 | 07:46-08:00 | 0 | 1
|  | 4 | 1 | 08:01-08:15 | 0 | 1
|  | 4 | 1 | 08:16-08:30 | 0 | 1
|  | 4 | 1 | 08:31-08:45 | 0 | 1
|  | 4 | 1 | 08:46-09:00 | 0 | 1
|  | 4 | 1 | 09:01-09:15 | 0 | 1
|  | 4 | 1 | 09:16-09:30 | 0 | 1
|  | 4 | 1 | 09:31-09:45 | 0 | 1
|  | 4 | 1 | 09:46-10:00 | 0 | 1
|  | 4 | 1 | 10:01-10:15 | 0 | 1
|  | 4 | 1 | 10:16-10:30 | 0 | 1
|  | 4 | 1 | 10:31-10:45 | 0 | 1
|  | 4 | 1 | 10:46-11:00 | 0 | 1
|  | 4 | 1 | 11:01-11:15 | 0 | 1
|  | 4 | 1 | 11:16-11:30 | 0 | 1
|  | 4 | 1 | 11:31-11:45 | 0 | 1
|  | 4 | 1 | 11:46-12:00 | 0 | 1
|  | 4 | 1 | 12:01-12:15 | 0 | 1
|  | 4 | 1 | 12:16-12:30 | 0 | 1
|  | 4 | 1 | 12:31-12:45 | 0 | 1
|  | 4 | 1 | 12:46-13:00 | 0 | 1
|  | 4 | 1 | 13:01-13:15 | 0 | 1
|  | 4 | 1 | 13:16-13:30 | 0 | 1
|  | 4 | 1 | 13:31-13:45 | 0 | 1
|  | 4 | 1 | 13:46-14:00 | 0 | 1
|  | 4 | 1 | 14:01-14:15 | 0 | 1
|  | 4 | 1 | 14:16-14:30 | 0 | 1
|  | 4 | 1 | 14:31-14:45 | 0 | 1
|  | 4 | 1 | 14:46-15:00 | 0 | 1
|  | 4 | 1 | 15:01-15:15 | 0 | 1
|  | 4 | 1 | 15:16-15:30 | 0 | 1
|  | 4 | 1 | 15:31-15:45 | 0 | 1
|  | 4 | 1 | 15:46-16:00 | 0 | 1
|  | 4 | 1 | 16:01-16:15 | 0 | 1
|  | 4 | 1 | 16:16-16:30 | 0 | 1
|  | 4 | 1 | 16:31-16:45 | 0 | 1
|  | 4 | 1 | 16:46-17:00 | 0 | 1
|  | 4 | 1 | 17:01-17:15 | 0 | 1
|  | 4 | 1 | 17:16-17:30 | 0 | 1
|  | 4 | 1 | 17:31-17:45 | 0 | 1
|  | 4 | 1 | 17:46-18:00 | 0 | 1
|  | 4 | 1 | 18:01-18:15 | 0 | 1
|  | 4 | 1 | 18:16-18:30 | 0 | 1
|  | 4 | 1 | 18:31-18:45 | 0 | 1
|  | 4 | 1 | 18:46-19:00 | 0 | 1
|  | 4 | 1 | 19:01-19:15 | 0 | 1
|  | 4 | 1 | 19:16-19:30 | 0 | 1
|  | 4 | 1 | 19:31-19:45 | 0 | 1
|  | 4 | 1 | 19:46-20:00 | 0 | 1
|  | 4 | 1 | 20:01-20:15 | 0 | 1
|  | 4 | 1 | 20:16-20:30 | 0 | 1
|  | 4 | 1 | 20:31-20:45 | 0 | 1
|  | 4 | 1 | 20:46-21:00 | 0 | 1
|  | 4 | 1 | 21:01-21:15 | 0 | 1
|  | 4 | 1 | 21:16-21:30 | 0 | 1
|  | 4 | 1 | 21:31-21:45 | 0 | 1
|  | 4 | 1 | 21:46-22:00 | 0 | 1
|  | 4 | 1 | 22:01-22:15 | 0 | 1
|  | 4 | 1 | 22:16-22:30 | 0 | 1
|  | 4 | 1 | 22:31-22:45 | 0 | 1
|  | 4 | 1 | 22:46-23:00 | 0 | 1
|  | 4 | 1 | 23:01-23:15 | 0 | 1
|  | 4 | 1 | 23:16-23:30 | 0 | 1
|  | 4 | 1 | 23:31-23:45 | 0 | 1
|  | 4 | 1 | 23:46-24:00 | 0 | 1
|  | 4 | 2 | 00:01-00:15 | 0 | 1
|  | 4 | 2 | 00:16-00:30 | 0 | 1
|  | 4 | 2 | 00:31-00:45 | 0 | 1
|  | 4 | 2 | 00:46-01:00 | 0 | 1
|  | 4 | 2 | 01:01-01:15 | 0 | 1
|  | 4 | 2 | 01:16-01:30 | 0 | 1
|  | 4 | 2 | 01:31-01:45 | 0 | 1
|  | 4 | 2 | 01:46-02:00 | 0 | 1
|  | 4 | 2 | 02:01-02:15 | 0 | 1
|  | 4 | 2 | 02:16-02:30 | 0 | 1
|  | 4 | 2 | 02:31-02:45 | 0 | 1
|  | 4 | 2 | 02:46-03:00 | 0 | 1
|  | 4 | 2 | 03:01-03:15 | 0 | 1
|  | 4 | 2 | 03:16-03:30 | 0 | 1
|  | 4 | 2 | 03:31-03:45 | 0 | 1
|  | 4 | 2 | 03:46-04:00 | 0 | 1
|  | 4 | 2 | 04:01-04:15 | 0 | 1
|  | 4 | 2 | 04:16-04:30 | 0 | 1
|  | 4 | 2 | 04:31-04:45 | 0 | 1
|  | 4 | 2 | 04:46-05:00 | 0 | 1
|  | 4 | 2 | 05:01-05:15 | 0 | 1
|  | 4 | 2 | 05:16-05:30 | 0 | 1
|  | 4 | 2 | 05:31-05:45 | 0 | 1
|  | 4 | 2 | 05:46-06:00 | 0 | 1
|  | 4 | 2 | 06:01-06:15 | 0 | 1
|  | 4 | 2 | 06:16-06:30 | 0 | 1
|  | 4 | 2 | 06:31-06:45 | 0 | 1
|  | 4 | 2 | 06:46-07:00 | 0 | 1
|  | 4 | 2 | 07:01-07:15 | 0 | 1
|  | 4 | 2 | 07:16-07:30 | 0 | 1
|  | 4 | 2 | 07:31-07:45 | 0 | 1
|  | 4 | 2 | 07:46-08:00 | 0 | 1
|  | 4 | 2 | 08:01-08:15 | 0 | 1
|  | 4 | 2 | 08:16-08:30 | 0 | 1
|  | 4 | 2 | 08:31-08:45 | 0 | 1
|  | 4 | 2 | 08:46-09:00 | 0 | 1
|  | 4 | 2 | 09:01-09:15 | 0 | 1
|  | 4 | 2 | 09:16-09:30 | 0 | 1
|  | 4 | 2 | 09:31-09:45 | 0 | 1
|  | 4 | 2 | 09:46-10:00 | 0 | 1
|  | 4 | 2 | 10:01-10:15 | 0 | 1
|  | 4 | 2 | 10:16-10:30 | 0 | 1
|  | 4 | 2 | 10:31-10:45 | 0 | 1
|  | 4 | 2 | 10:46-11:00 | 0 | 1
|  | 4 | 2 | 11:01-11:15 | 0 | 1
|  | 4 | 2 | 11:16-11:30 | 0 | 1
|  | 4 | 2 | 11:31-11:45 | 0 | 1
|  | 4 | 2 | 11:46-12:00 | 0 | 1
|  | 4 | 2 | 12:01-12:15 | 0 | 1
|  | 4 | 2 | 12:16-12:30 | 0 | 1
|  | 4 | 2 | 12:31-12:45 | 0 | 1
|  | 4 | 2 | 12:46-13:00 | 0 | 1
|  | 4 | 2 | 13:01-13:15 | 0 | 1
|  | 4 | 2 | 13:16-13:30 | 0 | 1
|  | 4 | 2 | 13:31-13:45 | 0 | 1
|  | 4 | 2 | 13:46-14:00 | 0 | 1
|  | 4 | 2 | 14:01-14:15 | 0 | 1
|  | 4 | 2 | 14:16-14:30 | 0 | 1
|  | 4 | 2 | 14:31-14:45 | 0 | 1
|  | 4 | 2 | 14:46-15:00 | 0 | 1
|  | 4 | 2 | 15:01-15:15 | 0 | 1
|  | 4 | 2 | 15:16-15:30 | 0 | 1
|  | 4 | 2 | 15:31-15:45 | 0 | 1
|  | 4 | 2 | 15:46-16:00 | 0 | 1
|  | 4 | 2 | 16:01-16:15 | 0 | 1
|  | 4 | 2 | 16:16-16:30 | 0 | 1
|  | 4 | 2 | 16:31-16:45 | 0 | 1
|  | 4 | 2 | 16:46-17:00 | 0 | 1
|  | 4 | 2 | 17:01-17:15 | 0 | 1
|  | 4 | 2 | 17:16-17:30 | 0 | 1
|  | 4 | 2 | 17:31-17:45 | 0 | 1
|  | 4 | 2 | 17:46-18:00 | 0 | 1
|  | 4 | 2 | 18:01-18:15 | 0 | 1
|  | 4 | 2 | 18:16-18:30 | 0 | 1
|  | 4 | 2 | 18:31-18:45 | 0 | 1
|  | 4 | 2 | 18:46-19:00 | 0 | 1
|  | 4 | 2 | 19:01-19:15 | 0 | 1
|  | 4 | 2 | 19:16-19:30 | 0 | 1
|  | 4 | 2 | 19:31-19:45 | 0 | 1
|  | 4 | 2 | 19:46-20:00 | 0 | 1
|  | 4 | 2 | 20:01-20:15 | 0 | 1
|  | 4 | 2 | 20:16-20:30 | 0 | 1
|  | 4 | 2 | 20:31-20:45 | 0 | 1
|  | 4 | 2 | 20:46-21:00 | 0 | 1
|  | 4 | 2 | 21:01-21:15 | 0 | 1
|  | 4 | 2 | 21:16-21:30 | 0 | 1
|  | 4 | 2 | 21:31-21:45 | 0 | 1
|  | 4 | 2 | 21:46-22:00 | 0 | 1
|  | 4 | 2 | 22:01-22:15 | 0 | 1
|  | 4 | 2 | 22:16-22:30 | 0 | 1
|  | 4 | 2 | 22:31-22:45 | 0 | 1
|  | 4 | 2 | 22:46-23:00 | 0 | 1
|  | 4 | 2 | 23:01-23:15 | 0 | 1
|  | 4 | 2 | 23:16-23:30 | 0 | 1
|  | 4 | 2 | 23:31-23:45 | 0 | 1
|  | 4 | 2 | 23:46-24:00 | 0 | 1
|  | 4 | 3 | 00:01-00:15 | 1 | 1
|  | 4 | 3 | 00:16-00:30 | 1 | 1
|  | 4 | 3 | 00:31-00:45 | 1 | 1
|  | 4 | 3 | 00:46-01:00 | 1 | 1
|  | 4 | 3 | 01:01-01:15 | 1 | 1
|  | 4 | 3 | 01:16-01:30 | 1 | 1
|  | 4 | 3 | 01:31-01:45 | 1 | 1
|  | 4 | 3 | 01:46-02:00 | 1 | 1
|  | 4 | 3 | 02:01-02:15 | 1 | 1
|  | 4 | 3 | 02:16-02:30 | 1 | 1
|  | 4 | 3 | 02:31-02:45 | 1 | 1
|  | 4 | 3 | 02:46-03:00 | 1 | 1
|  | 4 | 3 | 03:01-03:15 | 1 | 1
|  | 4 | 3 | 03:16-03:30 | 1 | 1
|  | 4 | 3 | 03:31-03:45 | 1 | 1
|  | 4 | 3 | 03:46-04:00 | 1 | 1
|  | 4 | 3 | 04:01-04:15 | 1 | 1
|  | 4 | 3 | 04:16-04:30 | 1 | 1
|  | 4 | 3 | 04:31-04:45 | 1 | 1
|  | 4 | 3 | 04:46-05:00 | 1 | 1
|  | 4 | 3 | 05:01-05:15 | 1 | 1
|  | 4 | 3 | 05:16-05:30 | 1 | 1
|  | 4 | 3 | 05:31-05:45 | 1 | 1
|  | 4 | 3 | 05:46-06:00 | 1 | 1
|  | 4 | 3 | 06:01-06:15 | 1 | 1
|  | 4 | 3 | 06:16-06:30 | 1 | 1
|  | 4 | 3 | 06:31-06:45 | 1 | 1
|  | 4 | 3 | 06:46-07:00 | 1 | 1
|  | 4 | 3 | 07:01-07:15 | 1 | 1
|  | 4 | 3 | 07:16-07:30 | 1 | 1
|  | 4 | 3 | 07:31-07:45 | 1 | 1
|  | 4 | 3 | 07:46-08:00 | 1 | 1
|  | 4 | 3 | 08:01-08:15 | 1 | 1
|  | 4 | 3 | 08:16-08:30 | 1 | 1
|  | 4 | 3 | 08:31-08:45 | 1 | 1
|  | 4 | 3 | 08:46-09:00 | 1 | 1
|  | 4 | 3 | 09:01-09:15 | 1 | 1
|  | 4 | 3 | 09:16-09:30 | 1 | 1
|  | 4 | 3 | 09:31-09:45 | 1 | 1
|  | 4 | 3 | 09:46-10:00 | 1 | 1
|  | 4 | 3 | 10:01-10:15 | 1 | 1
|  | 4 | 3 | 10:16-10:30 | 1 | 1
|  | 4 | 3 | 10:31-10:45 | 1 | 1
|  | 4 | 3 | 10:46-11:00 | 1 | 1
|  | 4 | 3 | 11:01-11:15 | 1 | 1
|  | 4 | 3 | 11:16-11:30 | 1 | 1
|  | 4 | 3 | 11:31-11:45 | 1 | 1
|  | 4 | 3 | 11:46-12:00 | 1 | 1
|  | 4 | 3 | 12:01-12:15 | 1 | 1
|  | 4 | 3 | 12:16-12:30 | 1 | 1
|  | 4 | 3 | 12:31-12:45 | 1 | 1
|  | 4 | 3 | 12:46-13:00 | 1 | 1
|  | 4 | 3 | 13:01-13:15 | 1 | 1
|  | 4 | 3 | 13:16-13:30 | 1 | 1
|  | 4 | 3 | 13:31-13:45 | 1 | 1
|  | 4 | 3 | 13:46-14:00 | 1 | 1
|  | 4 | 3 | 14:01-14:15 | 1 | 1
|  | 4 | 3 | 14:16-14:30 | 1 | 1
|  | 4 | 3 | 14:31-14:45 | 1 | 1
|  | 4 | 3 | 14:46-15:00 | 1 | 1
|  | 4 | 3 | 15:01-15:15 | 1 | 1
|  | 4 | 3 | 15:16-15:30 | 1 | 1
|  | 4 | 3 | 15:31-15:45 | 1 | 1
|  | 4 | 3 | 15:46-16:00 | 1 | 1
|  | 4 | 3 | 16:01-16:15 | 1 | 1
|  | 4 | 3 | 16:16-16:30 | 1 | 1
|  | 4 | 3 | 16:31-16:45 | 1 | 1
|  | 4 | 3 | 16:46-17:00 | 1 | 1
|  | 4 | 3 | 17:01-17:15 | 1 | 1
|  | 4 | 3 | 17:16-17:30 | 1 | 1
|  | 4 | 3 | 17:31-17:45 | 1 | 1
|  | 4 | 3 | 17:46-18:00 | 1 | 1
|  | 4 | 3 | 18:01-18:15 | 1 | 1
|  | 4 | 3 | 18:16-18:30 | 1 | 1
|  | 4 | 3 | 18:31-18:45 | 1 | 1
|  | 4 | 3 | 18:46-19:00 | 1 | 1
|  | 4 | 3 | 19:01-19:15 | 1 | 1
|  | 4 | 3 | 19:16-19:30 | 1 | 1
|  | 4 | 3 | 19:31-19:45 | 1 | 1
|  | 4 | 3 | 19:46-20:00 | 1 | 1
|  | 4 | 3 | 20:01-20:15 | 1 | 1
|  | 4 | 3 | 20:16-20:30 | 1 | 1
|  | 4 | 3 | 20:31-20:45 | 1 | 1
|  | 4 | 3 | 20:46-21:00 | 1 | 1
|  | 4 | 3 | 21:01-21:15 | 1 | 1
|  | 4 | 3 | 21:16-21:30 | 1 | 1
|  | 4 | 3 | 21:31-21:45 | 1 | 1
|  | 4 | 3 | 21:46-22:00 | 1 | 1
|  | 4 | 3 | 22:01-22:15 | 1 | 1
|  | 4 | 3 | 22:16-22:30 | 1 | 1
|  | 4 | 3 | 22:31-22:45 | 1 | 1
|  | 4 | 3 | 22:46-23:00 | 1 | 1
|  | 4 | 3 | 23:01-23:15 | 1 | 1
|  | 4 | 3 | 23:16-23:30 | 1 | 1
|  | 4 | 3 | 23:31-23:45 | 1 | 1
|  | 4 | 3 | 23:46-24:00 | 1 | 1
|  | 4 | 4 | 00:01-00:15 | 1 | 1
|  | 4 | 4 | 00:16-00:30 | 1 | 1
|  | 4 | 4 | 00:31-00:45 | 1 | 1
|  | 4 | 4 | 00:46-01:00 | 1 | 1
|  | 4 | 4 | 01:01-01:15 | 1 | 1
|  | 4 | 4 | 01:16-01:30 | 1 | 1
|  | 4 | 4 | 01:31-01:45 | 1 | 1
|  | 4 | 4 | 01:46-02:00 | 1 | 1
|  | 4 | 4 | 02:01-02:15 | 1 | 1
|  | 4 | 4 | 02:16-02:30 | 1 | 1
|  | 4 | 4 | 02:31-02:45 | 1 | 1
|  | 4 | 4 | 02:46-03:00 | 1 | 1
|  | 4 | 4 | 03:01-03:15 | 1 | 1
|  | 4 | 4 | 03:16-03:30 | 1 | 1
|  | 4 | 4 | 03:31-03:45 | 1 | 1
|  | 4 | 4 | 03:46-04:00 | 1 | 1
|  | 4 | 4 | 04:01-04:15 | 1 | 1
|  | 4 | 4 | 04:16-04:30 | 1 | 1
|  | 4 | 4 | 04:31-04:45 | 1 | 1
|  | 4 | 4 | 04:46-05:00 | 1 | 1
|  | 4 | 4 | 05:01-05:15 | 1 | 1
|  | 4 | 4 | 05:16-05:30 | 1 | 1
|  | 4 | 4 | 05:31-05:45 | 1 | 1
|  | 4 | 4 | 05:46-06:00 | 1 | 1
|  | 4 | 4 | 06:01-06:15 | 1 | 1
|  | 4 | 4 | 06:16-06:30 | 1 | 1
|  | 4 | 4 | 06:31-06:45 | 1 | 1
|  | 4 | 4 | 06:46-07:00 | 1 | 1
|  | 4 | 4 | 07:01-07:15 | 1 | 1
|  | 4 | 4 | 07:16-07:30 | 1 | 1
|  | 4 | 4 | 07:31-07:45 | 1 | 1
|  | 4 | 4 | 07:46-08:00 | 1 | 1
|  | 4 | 4 | 08:01-08:15 | 1 | 1
|  | 4 | 4 | 08:16-08:30 | 1 | 1
|  | 4 | 4 | 08:31-08:45 | 1 | 1
|  | 4 | 4 | 08:46-09:00 | 1 | 1
|  | 4 | 4 | 09:01-09:15 | 1 | 1
|  | 4 | 4 | 09:16-09:30 | 1 | 1
|  | 4 | 4 | 09:31-09:45 | 1 | 1
|  | 4 | 4 | 09:46-10:00 | 1 | 1
|  | 4 | 4 | 10:01-10:15 | 1 | 1
|  | 4 | 4 | 10:16-10:30 | 1 | 1
|  | 4 | 4 | 10:31-10:45 | 1 | 1
|  | 4 | 4 | 10:46-11:00 | 1 | 1
|  | 4 | 4 | 11:01-11:15 | 1 | 1
|  | 4 | 4 | 11:16-11:30 | 1 | 1
|  | 4 | 4 | 11:31-11:45 | 1 | 1
|  | 4 | 4 | 11:46-12:00 | 1 | 1
|  | 4 | 4 | 12:01-12:15 | 1 | 1
|  | 4 | 4 | 12:16-12:30 | 1 | 1
|  | 4 | 4 | 12:31-12:45 | 1 | 1
|  | 4 | 4 | 12:46-13:00 | 1 | 1
|  | 4 | 4 | 13:01-13:15 | 1 | 1
|  | 4 | 4 | 13:16-13:30 | 1 | 1
|  | 4 | 4 | 13:31-13:45 | 1 | 1
|  | 4 | 4 | 13:46-14:00 | 1 | 1
|  | 4 | 4 | 14:01-14:15 | 1 | 1
|  | 4 | 4 | 14:16-14:30 | 1 | 1
|  | 4 | 4 | 14:31-14:45 | 1 | 1
|  | 4 | 4 | 14:46-15:00 | 1 | 1
|  | 4 | 4 | 15:01-15:15 | 1 | 1
|  | 4 | 4 | 15:16-15:30 | 1 | 1
|  | 4 | 4 | 15:31-15:45 | 1 | 1
|  | 4 | 4 | 15:46-16:00 | 1 | 1
|  | 4 | 4 | 16:01-16:15 | 1 | 1
|  | 4 | 4 | 16:16-16:30 | 1 | 1
|  | 4 | 4 | 16:31-16:45 | 1 | 1
|  | 4 | 4 | 16:46-17:00 | 1 | 1
|  | 4 | 4 | 17:01-17:15 | 1 | 1
|  | 4 | 4 | 17:16-17:30 | 1 | 1
|  | 4 | 4 | 17:31-17:45 | 1 | 1
|  | 4 | 4 | 17:46-18:00 | 1 | 1
|  | 4 | 4 | 18:01-18:15 | 1 | 1
|  | 4 | 4 | 18:16-18:30 | 1 | 1
|  | 4 | 4 | 18:31-18:45 | 1 | 1
|  | 4 | 4 | 18:46-19:00 | 1 | 1
|  | 4 | 4 | 19:01-19:15 | 1 | 1
|  | 4 | 4 | 19:16-19:30 | 1 | 1
|  | 4 | 4 | 19:31-19:45 | 1 | 1
|  | 4 | 4 | 19:46-20:00 | 1 | 1
|  | 4 | 4 | 20:01-20:15 | 1 | 1
|  | 4 | 4 | 20:16-20:30 | 1 | 1
|  | 4 | 4 | 20:31-20:45 | 1 | 1
|  | 4 | 4 | 20:46-21:00 | 1 | 1
|  | 4 | 4 | 21:01-21:15 | 1 | 1
|  | 4 | 4 | 21:16-21:30 | 1 | 1
|  | 4 | 4 | 21:31-21:45 | 1 | 1
|  | 4 | 4 | 21:46-22:00 | 1 | 1
|  | 4 | 4 | 22:01-22:15 | 1 | 1
|  | 4 | 4 | 22:16-22:30 | 1 | 1
|  | 4 | 4 | 22:31-22:45 | 1 | 1
|  | 4 | 4 | 22:46-23:00 | 1 | 1
|  | 4 | 4 | 23:01-23:15 | 1 | 1
|  | 4 | 4 | 23:16-23:30 | 1 | 1
|  | 4 | 4 | 23:31-23:45 | 1 | 1
|  | 4 | 4 | 23:46-24:00 | 1 | 1
|  | 4 | 5 | 00:01-00:15 | 1 | 1
|  | 4 | 5 | 00:16-00:30 | 1 | 1
|  | 4 | 5 | 00:31-00:45 | 1 | 1
|  | 4 | 5 | 00:46-01:00 | 1 | 1
|  | 4 | 5 | 01:01-01:15 | 1 | 1
|  | 4 | 5 | 01:16-01:30 | 1 | 1
|  | 4 | 5 | 01:31-01:45 | 1 | 1
|  | 4 | 5 | 01:46-02:00 | 1 | 1
|  | 4 | 5 | 02:01-02:15 | 1 | 1
|  | 4 | 5 | 02:16-02:30 | 1 | 1
|  | 4 | 5 | 02:31-02:45 | 1 | 1
|  | 4 | 5 | 02:46-03:00 | 1 | 1
|  | 4 | 5 | 03:01-03:15 | 1 | 1
|  | 4 | 5 | 03:16-03:30 | 1 | 1
|  | 4 | 5 | 03:31-03:45 | 1 | 1
|  | 4 | 5 | 03:46-04:00 | 1 | 1
|  | 4 | 5 | 04:01-04:15 | 1 | 1
|  | 4 | 5 | 04:16-04:30 | 1 | 1
|  | 4 | 5 | 04:31-04:45 | 1 | 1
|  | 4 | 5 | 04:46-05:00 | 1 | 1
|  | 4 | 5 | 05:01-05:15 | 1 | 1
|  | 4 | 5 | 05:16-05:30 | 1 | 1
|  | 4 | 5 | 05:31-05:45 | 1 | 1
|  | 4 | 5 | 05:46-06:00 | 1 | 1
|  | 4 | 5 | 06:01-06:15 | 1 | 1
|  | 4 | 5 | 06:16-06:30 | 1 | 1
|  | 4 | 5 | 06:31-06:45 | 1 | 1
|  | 4 | 5 | 06:46-07:00 | 1 | 1
|  | 4 | 5 | 07:01-07:15 | 1 | 1
|  | 4 | 5 | 07:16-07:30 | 1 | 1
|  | 4 | 5 | 07:31-07:45 | 1 | 1
|  | 4 | 5 | 07:46-08:00 | 1 | 1
|  | 4 | 5 | 08:01-08:15 | 1 | 1
|  | 4 | 5 | 08:16-08:30 | 1 | 1
|  | 4 | 5 | 08:31-08:45 | 1 | 1
|  | 4 | 5 | 08:46-09:00 | 1 | 1
|  | 4 | 5 | 09:01-09:15 | 1 | 1
|  | 4 | 5 | 09:16-09:30 | 1 | 1
|  | 4 | 5 | 09:31-09:45 | 1 | 1
|  | 4 | 5 | 09:46-10:00 | 1 | 1
|  | 4 | 5 | 10:01-10:15 | 1 | 1
|  | 4 | 5 | 10:16-10:30 | 1 | 1
|  | 4 | 5 | 10:31-10:45 | 1 | 1
|  | 4 | 5 | 10:46-11:00 | 1 | 1
|  | 4 | 5 | 11:01-11:15 | 1 | 1
|  | 4 | 5 | 11:16-11:30 | 1 | 1
|  | 4 | 5 | 11:31-11:45 | 1 | 1
|  | 4 | 5 | 11:46-12:00 | 1 | 1
|  | 4 | 5 | 12:01-12:15 | 1 | 1
|  | 4 | 5 | 12:16-12:30 | 1 | 1
|  | 4 | 5 | 12:31-12:45 | 1 | 1
|  | 4 | 5 | 12:46-13:00 | 1 | 1
|  | 4 | 5 | 13:01-13:15 | 1 | 1
|  | 4 | 5 | 13:16-13:30 | 1 | 1
|  | 4 | 5 | 13:31-13:45 | 1 | 1
|  | 4 | 5 | 13:46-14:00 | 1 | 1
|  | 4 | 5 | 14:01-14:15 | 1 | 1
|  | 4 | 5 | 14:16-14:30 | 1 | 1
|  | 4 | 5 | 14:31-14:45 | 1 | 1
|  | 4 | 5 | 14:46-15:00 | 1 | 1
|  | 4 | 5 | 15:01-15:15 | 1 | 1
|  | 4 | 5 | 15:16-15:30 | 1 | 1
|  | 4 | 5 | 15:31-15:45 | 1 | 1
|  | 4 | 5 | 15:46-16:00 | 1 | 1
|  | 4 | 5 | 16:01-16:15 | 1 | 1
|  | 4 | 5 | 16:16-16:30 | 1 | 1
|  | 4 | 5 | 16:31-16:45 | 1 | 1
|  | 4 | 5 | 16:46-17:00 | 1 | 1
|  | 4 | 5 | 17:01-17:15 | 1 | 1
|  | 4 | 5 | 17:16-17:30 | 1 | 1
|  | 4 | 5 | 17:31-17:45 | 1 | 1
|  | 4 | 5 | 17:46-18:00 | 1 | 1
|  | 4 | 5 | 18:01-18:15 | 1 | 1
|  | 4 | 5 | 18:16-18:30 | 1 | 1
|  | 4 | 5 | 18:31-18:45 | 1 | 1
|  | 4 | 5 | 18:46-19:00 | 1 | 1
|  | 4 | 5 | 19:01-19:15 | 1 | 1
|  | 4 | 5 | 19:16-19:30 | 1 | 1
|  | 4 | 5 | 19:31-19:45 | 1 | 1
|  | 4 | 5 | 19:46-20:00 | 1 | 1
|  | 4 | 5 | 20:01-20:15 | 1 | 1
|  | 4 | 5 | 20:16-20:30 | 1 | 1
|  | 4 | 5 | 20:31-20:45 | 1 | 1
|  | 4 | 5 | 20:46-21:00 | 1 | 1
|  | 4 | 5 | 21:01-21:15 | 1 | 1
|  | 4 | 5 | 21:16-21:30 | 1 | 1
|  | 4 | 5 | 21:31-21:45 | 1 | 1
|  | 4 | 5 | 21:46-22:00 | 1 | 1
|  | 4 | 5 | 22:01-22:15 | 1 | 1
|  | 4 | 5 | 22:16-22:30 | 1 | 1
|  | 4 | 5 | 22:31-22:45 | 1 | 1
|  | 4 | 5 | 22:46-23:00 | 1 | 1
|  | 4 | 5 | 23:01-23:15 | 1 | 1
|  | 4 | 5 | 23:16-23:30 | 1 | 1
|  | 4 | 5 | 23:31-23:45 | 1 | 1
|  | 4 | 5 | 23:46-24:00 | 1 | 1
|  | 4 | 6 | 00:01-00:15 | 1 | 1
|  | 4 | 6 | 00:16-00:30 | 1 | 1
|  | 4 | 6 | 00:31-00:45 | 1 | 1
|  | 4 | 6 | 00:46-01:00 | 1 | 1
|  | 4 | 6 | 01:01-01:15 | 1 | 1
|  | 4 | 6 | 01:16-01:30 | 1 | 1
|  | 4 | 6 | 01:31-01:45 | 1 | 1
|  | 4 | 6 | 01:46-02:00 | 1 | 1
|  | 4 | 6 | 02:01-02:15 | 1 | 1
|  | 4 | 6 | 02:16-02:30 | 1 | 1
|  | 4 | 6 | 02:31-02:45 | 1 | 1
|  | 4 | 6 | 02:46-03:00 | 1 | 1
|  | 4 | 6 | 03:01-03:15 | 1 | 1
|  | 4 | 6 | 03:16-03:30 | 1 | 1
|  | 4 | 6 | 03:31-03:45 | 1 | 1
|  | 4 | 6 | 03:46-04:00 | 1 | 1
|  | 4 | 6 | 04:01-04:15 | 1 | 1
|  | 4 | 6 | 04:16-04:30 | 1 | 1
|  | 4 | 6 | 04:31-04:45 | 1 | 1
|  | 4 | 6 | 04:46-05:00 | 1 | 1
|  | 4 | 6 | 05:01-05:15 | 1 | 1
|  | 4 | 6 | 05:16-05:30 | 1 | 1
|  | 4 | 6 | 05:31-05:45 | 1 | 1
|  | 4 | 6 | 05:46-06:00 | 1 | 1
|  | 4 | 6 | 06:01-06:15 | 1 | 1
|  | 4 | 6 | 06:16-06:30 | 1 | 1
|  | 4 | 6 | 06:31-06:45 | 1 | 1
|  | 4 | 6 | 06:46-07:00 | 1 | 1
|  | 4 | 6 | 07:01-07:15 | 1 | 1
|  | 4 | 6 | 07:16-07:30 | 1 | 1
|  | 4 | 6 | 07:31-07:45 | 1 | 1
|  | 4 | 6 | 07:46-08:00 | 1 | 1
|  | 4 | 6 | 08:01-08:15 | 1 | 1
|  | 4 | 6 | 08:16-08:30 | 1 | 1
|  | 4 | 6 | 08:31-08:45 | 1 | 1
|  | 4 | 6 | 08:46-09:00 | 1 | 1
|  | 4 | 6 | 09:01-09:15 | 1 | 1
|  | 4 | 6 | 09:16-09:30 | 1 | 1
|  | 4 | 6 | 09:31-09:45 | 1 | 1
|  | 4 | 6 | 09:46-10:00 | 1 | 1
|  | 4 | 6 | 10:01-10:15 | 1 | 1
|  | 4 | 6 | 10:16-10:30 | 1 | 1
|  | 4 | 6 | 10:31-10:45 | 1 | 1
|  | 4 | 6 | 10:46-11:00 | 1 | 1
|  | 4 | 6 | 11:01-11:15 | 1 | 1
|  | 4 | 6 | 11:16-11:30 | 1 | 1
|  | 4 | 6 | 11:31-11:45 | 1 | 1
|  | 4 | 6 | 11:46-12:00 | 1 | 1
|  | 4 | 6 | 12:01-12:15 | 1 | 1
|  | 4 | 6 | 12:16-12:30 | 1 | 1
|  | 4 | 6 | 12:31-12:45 | 1 | 1
|  | 4 | 6 | 12:46-13:00 | 1 | 1
|  | 4 | 6 | 13:01-13:15 | 1 | 1
|  | 4 | 6 | 13:16-13:30 | 1 | 1
|  | 4 | 6 | 13:31-13:45 | 1 | 1
|  | 4 | 6 | 13:46-14:00 | 1 | 1
|  | 4 | 6 | 14:01-14:15 | 1 | 1
|  | 4 | 6 | 14:16-14:30 | 1 | 1
|  | 4 | 6 | 14:31-14:45 | 1 | 1
|  | 4 | 6 | 14:46-15:00 | 1 | 1
|  | 4 | 6 | 15:01-15:15 | 1 | 1
|  | 4 | 6 | 15:16-15:30 | 1 | 1
|  | 4 | 6 | 15:31-15:45 | 1 | 1
|  | 4 | 6 | 15:46-16:00 | 1 | 1
|  | 4 | 6 | 16:01-16:15 | 1 | 1
|  | 4 | 6 | 16:16-16:30 | 1 | 1
|  | 4 | 6 | 16:31-16:45 | 1 | 1
|  | 4 | 6 | 16:46-17:00 | 1 | 1
|  | 4 | 6 | 17:01-17:15 | 1 | 1
|  | 4 | 6 | 17:16-17:30 | 1 | 1
|  | 4 | 6 | 17:31-17:45 | 1 | 1
|  | 4 | 6 | 17:46-18:00 | 1 | 1
|  | 4 | 6 | 18:01-18:15 | 1 | 1
|  | 4 | 6 | 18:16-18:30 | 1 | 1
|  | 4 | 6 | 18:31-18:45 | 1 | 1
|  | 4 | 6 | 18:46-19:00 | 1 | 1
|  | 4 | 6 | 19:01-19:15 | 1 | 1
|  | 4 | 6 | 19:16-19:30 | 1 | 1
|  | 4 | 6 | 19:31-19:45 | 1 | 1
|  | 4 | 6 | 19:46-20:00 | 1 | 1
|  | 4 | 6 | 20:01-20:15 | 1 | 1
|  | 4 | 6 | 20:16-20:30 | 1 | 1
|  | 4 | 6 | 20:31-20:45 | 1 | 1
|  | 4 | 6 | 20:46-21:00 | 1 | 1
|  | 4 | 6 | 21:01-21:15 | 1 | 1
|  | 4 | 6 | 21:16-21:30 | 1 | 1
|  | 4 | 6 | 21:31-21:45 | 1 | 1
|  | 4 | 6 | 21:46-22:00 | 1 | 1
|  | 4 | 6 | 22:01-22:15 | 1 | 1
|  | 4 | 6 | 22:16-22:30 | 1 | 1
|  | 4 | 6 | 22:31-22:45 | 1 | 1
|  | 4 | 6 | 22:46-23:00 | 1 | 1
|  | 4 | 6 | 23:01-23:15 | 1 | 1
|  | 4 | 6 | 23:16-23:30 | 1 | 1
|  | 4 | 6 | 23:31-23:45 | 1 | 1
|  | 4 | 6 | 23:46-24:00 | 1 | 1
|  | 4 | 7 | 00:01-00:15 | 1 | 1
|  | 4 | 7 | 00:16-00:30 | 1 | 1
|  | 4 | 7 | 00:31-00:45 | 1 | 1
|  | 4 | 7 | 00:46-01:00 | 1 | 1
|  | 4 | 7 | 01:01-01:15 | 1 | 1
|  | 4 | 7 | 01:16-01:30 | 1 | 1
|  | 4 | 7 | 01:31-01:45 | 1 | 1
|  | 4 | 7 | 01:46-02:00 | 1 | 1
|  | 4 | 7 | 02:01-02:15 | 1 | 1
|  | 4 | 7 | 02:16-02:30 | 1 | 1
|  | 4 | 7 | 02:31-02:45 | 1 | 1
|  | 4 | 7 | 02:46-03:00 | 1 | 1
|  | 4 | 7 | 03:01-03:15 | 1 | 1
|  | 4 | 7 | 03:16-03:30 | 1 | 1
|  | 4 | 7 | 03:31-03:45 | 1 | 1
|  | 4 | 7 | 03:46-04:00 | 1 | 1
|  | 4 | 7 | 04:01-04:15 | 1 | 1
|  | 4 | 7 | 04:16-04:30 | 1 | 1
|  | 4 | 7 | 04:31-04:45 | 1 | 1
|  | 4 | 7 | 04:46-05:00 | 1 | 1
|  | 4 | 7 | 05:01-05:15 | 1 | 1
|  | 4 | 7 | 05:16-05:30 | 1 | 1
|  | 4 | 7 | 05:31-05:45 | 1 | 1
|  | 4 | 7 | 05:46-06:00 | 1 | 1
|  | 4 | 7 | 06:01-06:15 | 1 | 1
|  | 4 | 7 | 06:16-06:30 | 1 | 1
|  | 4 | 7 | 06:31-06:45 | 1 | 1
|  | 4 | 7 | 06:46-07:00 | 1 | 1
|  | 4 | 7 | 07:01-07:15 | 1 | 1
|  | 4 | 7 | 07:16-07:30 | 1 | 1
|  | 4 | 7 | 07:31-07:45 | 1 | 1
|  | 4 | 7 | 07:46-08:00 | 1 | 1
|  | 4 | 7 | 08:01-08:15 | 1 | 1
|  | 4 | 7 | 08:16-08:30 | 1 | 1
|  | 4 | 7 | 08:31-08:45 | 1 | 1
|  | 4 | 7 | 08:46-09:00 | 1 | 1
|  | 4 | 7 | 09:01-09:15 | 1 | 1
|  | 4 | 7 | 09:16-09:30 | 1 | 1
|  | 4 | 7 | 09:31-09:45 | 1 | 1
|  | 4 | 7 | 09:46-10:00 | 1 | 1
|  | 4 | 7 | 10:01-10:15 | 1 | 1
|  | 4 | 7 | 10:16-10:30 | 1 | 1
|  | 4 | 7 | 10:31-10:45 | 1 | 1
|  | 4 | 7 | 10:46-11:00 | 1 | 1
|  | 4 | 7 | 11:01-11:15 | 1 | 1
|  | 4 | 7 | 11:16-11:30 | 1 | 1
|  | 4 | 7 | 11:31-11:45 | 1 | 1
|  | 4 | 7 | 11:46-12:00 | 1 | 1
|  | 4 | 7 | 12:01-12:15 | 1 | 1
|  | 4 | 7 | 12:16-12:30 | 1 | 1
|  | 4 | 7 | 12:31-12:45 | 1 | 1
|  | 4 | 7 | 12:46-13:00 | 1 | 1
|  | 4 | 7 | 13:01-13:15 | 1 | 1
|  | 4 | 7 | 13:16-13:30 | 1 | 1
|  | 4 | 7 | 13:31-13:45 | 1 | 1
|  | 4 | 7 | 13:46-14:00 | 1 | 1
|  | 4 | 7 | 14:01-14:15 | 1 | 1
|  | 4 | 7 | 14:16-14:30 | 1 | 1
|  | 4 | 7 | 14:31-14:45 | 1 | 1
|  | 4 | 7 | 14:46-15:00 | 1 | 1
|  | 4 | 7 | 15:01-15:15 | 1 | 1
|  | 4 | 7 | 15:16-15:30 | 1 | 1
|  | 4 | 7 | 15:31-15:45 | 1 | 1
|  | 4 | 7 | 15:46-16:00 | 1 | 1
|  | 4 | 7 | 16:01-16:15 | 1 | 1
|  | 4 | 7 | 16:16-16:30 | 1 | 1
|  | 4 | 7 | 16:31-16:45 | 1 | 1
|  | 4 | 7 | 16:46-17:00 | 1 | 1
|  | 4 | 7 | 17:01-17:15 | 1 | 1
|  | 4 | 7 | 17:16-17:30 | 1 | 1
|  | 4 | 7 | 17:31-17:45 | 1 | 1
|  | 4 | 7 | 17:46-18:00 | 1 | 1
|  | 4 | 7 | 18:01-18:15 | 1 | 1
|  | 4 | 7 | 18:16-18:30 | 1 | 1
|  | 4 | 7 | 18:31-18:45 | 1 | 1
|  | 4 | 7 | 18:46-19:00 | 1 | 1
|  | 4 | 7 | 19:01-19:15 | 1 | 1
|  | 4 | 7 | 19:16-19:30 | 1 | 1
|  | 4 | 7 | 19:31-19:45 | 1 | 1
|  | 4 | 7 | 19:46-20:00 | 1 | 1
|  | 4 | 7 | 20:01-20:15 | 1 | 1
|  | 4 | 7 | 20:16-20:30 | 1 | 1
|  | 4 | 7 | 20:31-20:45 | 1 | 1
|  | 4 | 7 | 20:46-21:00 | 1 | 1
|  | 4 | 7 | 21:01-21:15 | 1 | 1
|  | 4 | 7 | 21:16-21:30 | 1 | 1
|  | 4 | 7 | 21:31-21:45 | 1 | 1
|  | 4 | 7 | 21:46-22:00 | 1 | 1
|  | 4 | 7 | 22:01-22:15 | 1 | 1
|  | 4 | 7 | 22:16-22:30 | 1 | 1
|  | 4 | 7 | 22:31-22:45 | 1 | 1
|  | 4 | 7 | 22:46-23:00 | 1 | 1
|  | 4 | 7 | 23:01-23:15 | 1 | 1
|  | 4 | 7 | 23:16-23:30 | 1 | 1
|  | 4 | 7 | 23:31-23:45 | 1 | 1
|  | 4 | 7 | 23:46-24:00 | 1 | 1
|  | 4 | 8 | 00:01-00:15 | 0 | 1
|  | 4 | 8 | 00:16-00:30 | 0 | 1
|  | 4 | 8 | 00:31-00:45 | 0 | 1
|  | 4 | 8 | 00:46-01:00 | 0 | 1
|  | 4 | 8 | 01:01-01:15 | 0 | 1
|  | 4 | 8 | 01:16-01:30 | 0 | 1
|  | 4 | 8 | 01:31-01:45 | 0 | 1
|  | 4 | 8 | 01:46-02:00 | 0 | 1
|  | 4 | 8 | 02:01-02:15 | 0 | 1
|  | 4 | 8 | 02:16-02:30 | 0 | 1
|  | 4 | 8 | 02:31-02:45 | 0 | 1
|  | 4 | 8 | 02:46-03:00 | 0 | 1
|  | 4 | 8 | 03:01-03:15 | 0 | 1
|  | 4 | 8 | 03:16-03:30 | 0 | 1
|  | 4 | 8 | 03:31-03:45 | 0 | 1
|  | 4 | 8 | 03:46-04:00 | 0 | 1
|  | 4 | 8 | 04:01-04:15 | 0 | 1
|  | 4 | 8 | 04:16-04:30 | 0 | 1
|  | 4 | 8 | 04:31-04:45 | 0 | 1
|  | 4 | 8 | 04:46-05:00 | 0 | 1
|  | 4 | 8 | 05:01-05:15 | 0 | 1
|  | 4 | 8 | 05:16-05:30 | 0 | 1
|  | 4 | 8 | 05:31-05:45 | 0 | 1
|  | 4 | 8 | 05:46-06:00 | 0 | 1
|  | 4 | 8 | 06:01-06:15 | 0 | 1
|  | 4 | 8 | 06:16-06:30 | 0 | 1
|  | 4 | 8 | 06:31-06:45 | 0 | 1
|  | 4 | 8 | 06:46-07:00 | 0 | 1
|  | 4 | 8 | 07:01-07:15 | 0 | 1
|  | 4 | 8 | 07:16-07:30 | 0 | 1
|  | 4 | 8 | 07:31-07:45 | 0 | 1
|  | 4 | 8 | 07:46-08:00 | 0 | 1
|  | 4 | 8 | 08:01-08:15 | 0 | 1
|  | 4 | 8 | 08:16-08:30 | 0 | 1
|  | 4 | 8 | 08:31-08:45 | 0 | 1
|  | 4 | 8 | 08:46-09:00 | 0 | 1
|  | 4 | 8 | 09:01-09:15 | 0 | 1
|  | 4 | 8 | 09:16-09:30 | 0 | 1
|  | 4 | 8 | 09:31-09:45 | 0 | 1
|  | 4 | 8 | 09:46-10:00 | 0 | 1
|  | 4 | 8 | 10:01-10:15 | 0 | 1
|  | 4 | 8 | 10:16-10:30 | 0 | 1
|  | 4 | 8 | 10:31-10:45 | 0 | 1
|  | 4 | 8 | 10:46-11:00 | 0 | 1
|  | 4 | 8 | 11:01-11:15 | 0 | 1
|  | 4 | 8 | 11:16-11:30 | 0 | 1
|  | 4 | 8 | 11:31-11:45 | 0 | 1
|  | 4 | 8 | 11:46-12:00 | 0 | 1
|  | 4 | 8 | 12:01-12:15 | 0 | 1
|  | 4 | 8 | 12:16-12:30 | 0 | 1
|  | 4 | 8 | 12:31-12:45 | 0 | 1
|  | 4 | 8 | 12:46-13:00 | 0 | 1
|  | 4 | 8 | 13:01-13:15 | 0 | 1
|  | 4 | 8 | 13:16-13:30 | 0 | 1
|  | 4 | 8 | 13:31-13:45 | 0 | 1
|  | 4 | 8 | 13:46-14:00 | 0 | 1
|  | 4 | 8 | 14:01-14:15 | 0 | 1
|  | 4 | 8 | 14:16-14:30 | 0 | 1
|  | 4 | 8 | 14:31-14:45 | 0 | 1
|  | 4 | 8 | 14:46-15:00 | 0 | 1
|  | 4 | 8 | 15:01-15:15 | 0 | 1
|  | 4 | 8 | 15:16-15:30 | 0 | 1
|  | 4 | 8 | 15:31-15:45 | 0 | 1
|  | 4 | 8 | 15:46-16:00 | 0 | 1
|  | 4 | 8 | 16:01-16:15 | 0 | 1
|  | 4 | 8 | 16:16-16:30 | 0 | 1
|  | 4 | 8 | 16:31-16:45 | 0 | 1
|  | 4 | 8 | 16:46-17:00 | 0 | 1
|  | 4 | 8 | 17:01-17:15 | 0 | 1
|  | 4 | 8 | 17:16-17:30 | 0 | 1
|  | 4 | 8 | 17:31-17:45 | 0 | 1
|  | 4 | 8 | 17:46-18:00 | 0 | 1
|  | 4 | 8 | 18:01-18:15 | 0 | 1
|  | 4 | 8 | 18:16-18:30 | 0 | 1
|  | 4 | 8 | 18:31-18:45 | 0 | 1
|  | 4 | 8 | 18:46-19:00 | 0 | 1
|  | 4 | 8 | 19:01-19:15 | 0 | 1
|  | 4 | 8 | 19:16-19:30 | 0 | 1
|  | 4 | 8 | 19:31-19:45 | 0 | 1
|  | 4 | 8 | 19:46-20:00 | 0 | 1
|  | 4 | 8 | 20:01-20:15 | 0 | 1
|  | 4 | 8 | 20:16-20:30 | 0 | 1
|  | 4 | 8 | 20:31-20:45 | 0 | 1
|  | 4 | 8 | 20:46-21:00 | 0 | 1
|  | 4 | 8 | 21:01-21:15 | 0 | 1
|  | 4 | 8 | 21:16-21:30 | 0 | 1
|  | 4 | 8 | 21:31-21:45 | 0 | 1
|  | 4 | 8 | 21:46-22:00 | 0 | 1
|  | 4 | 8 | 22:01-22:15 | 0 | 1
|  | 4 | 8 | 22:16-22:30 | 0 | 1
|  | 4 | 8 | 22:31-22:45 | 0 | 1
|  | 4 | 8 | 22:46-23:00 | 0 | 1
|  | 4 | 8 | 23:01-23:15 | 0 | 1
|  | 4 | 8 | 23:16-23:30 | 0 | 1
|  | 4 | 8 | 23:31-23:45 | 0 | 1
|  | 4 | 8 | 23:46-24:00 | 0 | 1
|  | 4 | 9 | 00:01-00:15 | 0 | 1
|  | 4 | 9 | 00:16-00:30 | 0 | 1
|  | 4 | 9 | 00:31-00:45 | 0 | 1
|  | 4 | 9 | 00:46-01:00 | 0 | 1
|  | 4 | 9 | 01:01-01:15 | 0 | 1
|  | 4 | 9 | 01:16-01:30 | 0 | 1
|  | 4 | 9 | 01:31-01:45 | 0 | 1
|  | 4 | 9 | 01:46-02:00 | 0 | 1
|  | 4 | 9 | 02:01-02:15 | 0 | 1
|  | 4 | 9 | 02:16-02:30 | 0 | 1
|  | 4 | 9 | 02:31-02:45 | 0 | 1
|  | 4 | 9 | 02:46-03:00 | 0 | 1
|  | 4 | 9 | 03:01-03:15 | 0 | 1
|  | 4 | 9 | 03:16-03:30 | 0 | 1
|  | 4 | 9 | 03:31-03:45 | 0 | 1
|  | 4 | 9 | 03:46-04:00 | 0 | 1
|  | 4 | 9 | 04:01-04:15 | 0 | 1
|  | 4 | 9 | 04:16-04:30 | 0 | 1
|  | 4 | 9 | 04:31-04:45 | 0 | 1
|  | 4 | 9 | 04:46-05:00 | 0 | 1
|  | 4 | 9 | 05:01-05:15 | 0 | 1
|  | 4 | 9 | 05:16-05:30 | 0 | 1
|  | 4 | 9 | 05:31-05:45 | 0 | 1
|  | 4 | 9 | 05:46-06:00 | 0 | 1
|  | 4 | 9 | 06:01-06:15 | 0 | 1
|  | 4 | 9 | 06:16-06:30 | 0 | 1
|  | 4 | 9 | 06:31-06:45 | 0 | 1
|  | 4 | 9 | 06:46-07:00 | 0 | 1
|  | 4 | 9 | 07:01-07:15 | 0 | 1
|  | 4 | 9 | 07:16-07:30 | 0 | 1
|  | 4 | 9 | 07:31-07:45 | 0 | 1
|  | 4 | 9 | 07:46-08:00 | 0 | 1
|  | 4 | 9 | 08:01-08:15 | 0 | 1
|  | 4 | 9 | 08:16-08:30 | 0 | 1
|  | 4 | 9 | 08:31-08:45 | 0 | 1
|  | 4 | 9 | 08:46-09:00 | 0 | 1
|  | 4 | 9 | 09:01-09:15 | 0 | 1
|  | 4 | 9 | 09:16-09:30 | 0 | 1
|  | 4 | 9 | 09:31-09:45 | 0 | 1
|  | 4 | 9 | 09:46-10:00 | 0 | 1
|  | 4 | 9 | 10:01-10:15 | 0 | 1
|  | 4 | 9 | 10:16-10:30 | 0 | 1
|  | 4 | 9 | 10:31-10:45 | 0 | 1
|  | 4 | 9 | 10:46-11:00 | 0 | 1
|  | 4 | 9 | 11:01-11:15 | 0 | 1
|  | 4 | 9 | 11:16-11:30 | 0 | 1
|  | 4 | 9 | 11:31-11:45 | 0 | 1
|  | 4 | 9 | 11:46-12:00 | 0 | 1
|  | 4 | 9 | 12:01-12:15 | 0 | 1
|  | 4 | 9 | 12:16-12:30 | 0 | 1
|  | 4 | 9 | 12:31-12:45 | 0 | 1
|  | 4 | 9 | 12:46-13:00 | 0 | 1
|  | 4 | 9 | 13:01-13:15 | 0 | 1
|  | 4 | 9 | 13:16-13:30 | 0 | 1
|  | 4 | 9 | 13:31-13:45 | 0 | 1
|  | 4 | 9 | 13:46-14:00 | 0 | 1
|  | 4 | 9 | 14:01-14:15 | 0 | 1
|  | 4 | 9 | 14:16-14:30 | 0 | 1
|  | 4 | 9 | 14:31-14:45 | 0 | 1
|  | 4 | 9 | 14:46-15:00 | 0 | 1
|  | 4 | 9 | 15:01-15:15 | 0 | 1
|  | 4 | 9 | 15:16-15:30 | 0 | 1
|  | 4 | 9 | 15:31-15:45 | 0 | 1
|  | 4 | 9 | 15:46-16:00 | 0 | 1
|  | 4 | 9 | 16:01-16:15 | 0 | 1
|  | 4 | 9 | 16:16-16:30 | 0 | 1
|  | 4 | 9 | 16:31-16:45 | 0 | 1
|  | 4 | 9 | 16:46-17:00 | 0 | 1
|  | 4 | 9 | 17:01-17:15 | 0 | 1
|  | 4 | 9 | 17:16-17:30 | 0 | 1
|  | 4 | 9 | 17:31-17:45 | 0 | 1
|  | 4 | 9 | 17:46-18:00 | 0 | 1
|  | 4 | 9 | 18:01-18:15 | 0 | 1
|  | 4 | 9 | 18:16-18:30 | 0 | 1
|  | 4 | 9 | 18:31-18:45 | 0 | 1
|  | 4 | 9 | 18:46-19:00 | 0 | 1
|  | 4 | 9 | 19:01-19:15 | 0 | 1
|  | 4 | 9 | 19:16-19:30 | 0 | 1
|  | 4 | 9 | 19:31-19:45 | 0 | 1
|  | 4 | 9 | 19:46-20:00 | 0 | 1
|  | 4 | 9 | 20:01-20:15 | 0 | 1
|  | 4 | 9 | 20:16-20:30 | 0 | 1
|  | 4 | 9 | 20:31-20:45 | 0 | 1
|  | 4 | 9 | 20:46-21:00 | 0 | 1
|  | 4 | 9 | 21:01-21:15 | 0 | 1
|  | 4 | 9 | 21:16-21:30 | 0 | 1
|  | 4 | 9 | 21:31-21:45 | 0 | 1
|  | 4 | 9 | 21:46-22:00 | 0 | 1
|  | 4 | 9 | 22:01-22:15 | 0 | 1
|  | 4 | 9 | 22:16-22:30 | 0 | 1
|  | 4 | 9 | 22:31-22:45 | 0 | 1
|  | 4 | 9 | 22:46-23:00 | 0 | 1
|  | 4 | 9 | 23:01-23:15 | 0 | 1
|  | 4 | 9 | 23:16-23:30 | 0 | 1
|  | 4 | 9 | 23:31-23:45 | 0 | 1
|  | 4 | 9 | 23:46-24:00 | 0 | 1
|  | 4 | 10 | 00:01-00:15 | 1 | 1
|  | 4 | 10 | 00:16-00:30 | 1 | 1
|  | 4 | 10 | 00:31-00:45 | 1 | 1
|  | 4 | 10 | 00:46-01:00 | 1 | 1
|  | 4 | 10 | 01:01-01:15 | 1 | 1
|  | 4 | 10 | 01:16-01:30 | 1 | 1
|  | 4 | 10 | 01:31-01:45 | 1 | 1
|  | 4 | 10 | 01:46-02:00 | 1 | 1
|  | 4 | 10 | 02:01-02:15 | 1 | 1
|  | 4 | 10 | 02:16-02:30 | 1 | 1
|  | 4 | 10 | 02:31-02:45 | 1 | 1
|  | 4 | 10 | 02:46-03:00 | 1 | 1
|  | 4 | 10 | 03:01-03:15 | 1 | 1
|  | 4 | 10 | 03:16-03:30 | 1 | 1
|  | 4 | 10 | 03:31-03:45 | 1 | 1
|  | 4 | 10 | 03:46-04:00 | 1 | 1
|  | 4 | 10 | 04:01-04:15 | 1 | 1
|  | 4 | 10 | 04:16-04:30 | 1 | 1
|  | 4 | 10 | 04:31-04:45 | 1 | 1
|  | 4 | 10 | 04:46-05:00 | 1 | 1
|  | 4 | 10 | 05:01-05:15 | 1 | 1
|  | 4 | 10 | 05:16-05:30 | 1 | 1
|  | 4 | 10 | 05:31-05:45 | 1 | 1
|  | 4 | 10 | 05:46-06:00 | 1 | 1
|  | 4 | 10 | 06:01-06:15 | 1 | 1
|  | 4 | 10 | 06:16-06:30 | 1 | 1
|  | 4 | 10 | 06:31-06:45 | 1 | 1
|  | 4 | 10 | 06:46-07:00 | 1 | 1
|  | 4 | 10 | 07:01-07:15 | 1 | 1
|  | 4 | 10 | 07:16-07:30 | 1 | 1
|  | 4 | 10 | 07:31-07:45 | 1 | 1
|  | 4 | 10 | 07:46-08:00 | 1 | 1
|  | 4 | 10 | 08:01-08:15 | 1 | 1
|  | 4 | 10 | 08:16-08:30 | 1 | 1
|  | 4 | 10 | 08:31-08:45 | 1 | 1
|  | 4 | 10 | 08:46-09:00 | 1 | 1
|  | 4 | 10 | 09:01-09:15 | 1 | 1
|  | 4 | 10 | 09:16-09:30 | 1 | 1
|  | 4 | 10 | 09:31-09:45 | 1 | 1
|  | 4 | 10 | 09:46-10:00 | 1 | 1
|  | 4 | 10 | 10:01-10:15 | 1 | 1
|  | 4 | 10 | 10:16-10:30 | 1 | 1
|  | 4 | 10 | 10:31-10:45 | 1 | 1
|  | 4 | 10 | 10:46-11:00 | 1 | 1
|  | 4 | 10 | 11:01-11:15 | 1 | 1
|  | 4 | 10 | 11:16-11:30 | 1 | 1
|  | 4 | 10 | 11:31-11:45 | 1 | 1
|  | 4 | 10 | 11:46-12:00 | 1 | 1
|  | 4 | 10 | 12:01-12:15 | 1 | 1
|  | 4 | 10 | 12:16-12:30 | 1 | 1
|  | 4 | 10 | 12:31-12:45 | 1 | 1
|  | 4 | 10 | 12:46-13:00 | 1 | 1
|  | 4 | 10 | 13:01-13:15 | 1 | 1
|  | 4 | 10 | 13:16-13:30 | 1 | 1
|  | 4 | 10 | 13:31-13:45 | 1 | 1
|  | 4 | 10 | 13:46-14:00 | 1 | 1
|  | 4 | 10 | 14:01-14:15 | 1 | 1
|  | 4 | 10 | 14:16-14:30 | 1 | 1
|  | 4 | 10 | 14:31-14:45 | 1 | 1
|  | 4 | 10 | 14:46-15:00 | 1 | 1
|  | 4 | 10 | 15:01-15:15 | 1 | 1
|  | 4 | 10 | 15:16-15:30 | 1 | 1
|  | 4 | 10 | 15:31-15:45 | 1 | 1
|  | 4 | 10 | 15:46-16:00 | 1 | 1
|  | 4 | 10 | 16:01-16:15 | 1 | 1
|  | 4 | 10 | 16:16-16:30 | 1 | 1
|  | 4 | 10 | 16:31-16:45 | 1 | 1
|  | 4 | 10 | 16:46-17:00 | 1 | 1
|  | 4 | 10 | 17:01-17:15 | 1 | 1
|  | 4 | 10 | 17:16-17:30 | 1 | 1
|  | 4 | 10 | 17:31-17:45 | 1 | 1
|  | 4 | 10 | 17:46-18:00 | 1 | 1
|  | 4 | 10 | 18:01-18:15 | 1 | 1
|  | 4 | 10 | 18:16-18:30 | 1 | 1
|  | 4 | 10 | 18:31-18:45 | 1 | 1
|  | 4 | 10 | 18:46-19:00 | 1 | 1
|  | 4 | 10 | 19:01-19:15 | 1 | 1
|  | 4 | 10 | 19:16-19:30 | 1 | 1
|  | 4 | 10 | 19:31-19:45 | 1 | 1
|  | 4 | 10 | 19:46-20:00 | 1 | 1
|  | 4 | 10 | 20:01-20:15 | 1 | 1
|  | 4 | 10 | 20:16-20:30 | 1 | 1
|  | 4 | 10 | 20:31-20:45 | 1 | 1
|  | 4 | 10 | 20:46-21:00 | 1 | 1
|  | 4 | 10 | 21:01-21:15 | 1 | 1
|  | 4 | 10 | 21:16-21:30 | 1 | 1
|  | 4 | 10 | 21:31-21:45 | 1 | 1
|  | 4 | 10 | 21:46-22:00 | 1 | 1
|  | 4 | 10 | 22:01-22:15 | 1 | 1
|  | 4 | 10 | 22:16-22:30 | 1 | 1
|  | 4 | 10 | 22:31-22:45 | 1 | 1
|  | 4 | 10 | 22:46-23:00 | 1 | 1
|  | 4 | 10 | 23:01-23:15 | 1 | 1
|  | 4 | 10 | 23:16-23:30 | 1 | 1
|  | 4 | 10 | 23:31-23:45 | 1 | 1
|  | 4 | 10 | 23:46-24:00 | 1 | 1
|  | 4 | 11 | 00:01-00:15 | 1 | 1
|  | 4 | 11 | 00:16-00:30 | 1 | 1
|  | 4 | 11 | 00:31-00:45 | 1 | 1
|  | 4 | 11 | 00:46-01:00 | 1 | 1
|  | 4 | 11 | 01:01-01:15 | 1 | 1
|  | 4 | 11 | 01:16-01:30 | 1 | 1
|  | 4 | 11 | 01:31-01:45 | 1 | 1
|  | 4 | 11 | 01:46-02:00 | 1 | 1
|  | 4 | 11 | 02:01-02:15 | 1 | 1
|  | 4 | 11 | 02:16-02:30 | 1 | 1
|  | 4 | 11 | 02:31-02:45 | 1 | 1
|  | 4 | 11 | 02:46-03:00 | 1 | 1
|  | 4 | 11 | 03:01-03:15 | 1 | 1
|  | 4 | 11 | 03:16-03:30 | 1 | 1
|  | 4 | 11 | 03:31-03:45 | 1 | 1
|  | 4 | 11 | 03:46-04:00 | 1 | 1
|  | 4 | 11 | 04:01-04:15 | 1 | 1
|  | 4 | 11 | 04:16-04:30 | 1 | 1
|  | 4 | 11 | 04:31-04:45 | 1 | 1
|  | 4 | 11 | 04:46-05:00 | 1 | 1
|  | 4 | 11 | 05:01-05:15 | 1 | 1
|  | 4 | 11 | 05:16-05:30 | 1 | 1
|  | 4 | 11 | 05:31-05:45 | 1 | 1
|  | 4 | 11 | 05:46-06:00 | 1 | 1
|  | 4 | 11 | 06:01-06:15 | 1 | 1
|  | 4 | 11 | 06:16-06:30 | 1 | 1
|  | 4 | 11 | 06:31-06:45 | 1 | 1
|  | 4 | 11 | 06:46-07:00 | 1 | 1
|  | 4 | 11 | 07:01-07:15 | 1 | 1
|  | 4 | 11 | 07:16-07:30 | 1 | 1
|  | 4 | 11 | 07:31-07:45 | 1 | 1
|  | 4 | 11 | 07:46-08:00 | 1 | 1
|  | 4 | 11 | 08:01-08:15 | 1 | 1
|  | 4 | 11 | 08:16-08:30 | 1 | 1
|  | 4 | 11 | 08:31-08:45 | 1 | 1
|  | 4 | 11 | 08:46-09:00 | 1 | 1
|  | 4 | 11 | 09:01-09:15 | 1 | 1
|  | 4 | 11 | 09:16-09:30 | 1 | 1
|  | 4 | 11 | 09:31-09:45 | 1 | 1
|  | 4 | 11 | 09:46-10:00 | 1 | 1
|  | 4 | 11 | 10:01-10:15 | 1 | 1
|  | 4 | 11 | 10:16-10:30 | 1 | 1
|  | 4 | 11 | 10:31-10:45 | 1 | 1
|  | 4 | 11 | 10:46-11:00 | 1 | 1
|  | 4 | 11 | 11:01-11:15 | 1 | 1
|  | 4 | 11 | 11:16-11:30 | 1 | 1
|  | 4 | 11 | 11:31-11:45 | 1 | 1
|  | 4 | 11 | 11:46-12:00 | 1 | 1
|  | 4 | 11 | 12:01-12:15 | 1 | 1
|  | 4 | 11 | 12:16-12:30 | 1 | 1
|  | 4 | 11 | 12:31-12:45 | 1 | 1
|  | 4 | 11 | 12:46-13:00 | 1 | 1
|  | 4 | 11 | 13:01-13:15 | 1 | 1
|  | 4 | 11 | 13:16-13:30 | 1 | 1
|  | 4 | 11 | 13:31-13:45 | 1 | 1
|  | 4 | 11 | 13:46-14:00 | 1 | 1
|  | 4 | 11 | 14:01-14:15 | 1 | 1
|  | 4 | 11 | 14:16-14:30 | 1 | 1
|  | 4 | 11 | 14:31-14:45 | 1 | 1
|  | 4 | 11 | 14:46-15:00 | 1 | 1
|  | 4 | 11 | 15:01-15:15 | 1 | 1
|  | 4 | 11 | 15:16-15:30 | 1 | 1
|  | 4 | 11 | 15:31-15:45 | 1 | 1
|  | 4 | 11 | 15:46-16:00 | 1 | 1
|  | 4 | 11 | 16:01-16:15 | 1 | 1
|  | 4 | 11 | 16:16-16:30 | 1 | 1
|  | 4 | 11 | 16:31-16:45 | 1 | 1
|  | 4 | 11 | 16:46-17:00 | 1 | 1
|  | 4 | 11 | 17:01-17:15 | 1 | 1
|  | 4 | 11 | 17:16-17:30 | 1 | 1
|  | 4 | 11 | 17:31-17:45 | 1 | 1
|  | 4 | 11 | 17:46-18:00 | 1 | 1
|  | 4 | 11 | 18:01-18:15 | 1 | 1
|  | 4 | 11 | 18:16-18:30 | 1 | 1
|  | 4 | 11 | 18:31-18:45 | 1 | 1
|  | 4 | 11 | 18:46-19:00 | 1 | 1
|  | 4 | 11 | 19:01-19:15 | 1 | 1
|  | 4 | 11 | 19:16-19:30 | 1 | 1
|  | 4 | 11 | 19:31-19:45 | 1 | 1
|  | 4 | 11 | 19:46-20:00 | 1 | 1
|  | 4 | 11 | 20:01-20:15 | 1 | 1
|  | 4 | 11 | 20:16-20:30 | 1 | 1
|  | 4 | 11 | 20:31-20:45 | 1 | 1
|  | 4 | 11 | 20:46-21:00 | 1 | 1
|  | 4 | 11 | 21:01-21:15 | 1 | 1
|  | 4 | 11 | 21:16-21:30 | 1 | 1
|  | 4 | 11 | 21:31-21:45 | 1 | 1
|  | 4 | 11 | 21:46-22:00 | 1 | 1
|  | 4 | 11 | 22:01-22:15 | 1 | 1
|  | 4 | 11 | 22:16-22:30 | 1 | 1
|  | 4 | 11 | 22:31-22:45 | 1 | 1
|  | 4 | 11 | 22:46-23:00 | 1 | 1
|  | 4 | 11 | 23:01-23:15 | 1 | 1
|  | 4 | 11 | 23:16-23:30 | 1 | 1
|  | 4 | 11 | 23:31-23:45 | 1 | 1
|  | 4 | 11 | 23:46-24:00 | 1 | 1
|  | 4 | 12 | 00:01-00:15 | 1 | 1
|  | 4 | 12 | 00:16-00:30 | 1 | 1
|  | 4 | 12 | 00:31-00:45 | 1 | 1
|  | 4 | 12 | 00:46-01:00 | 1 | 1
|  | 4 | 12 | 01:01-01:15 | 1 | 1
|  | 4 | 12 | 01:16-01:30 | 1 | 1
|  | 4 | 12 | 01:31-01:45 | 1 | 1
|  | 4 | 12 | 01:46-02:00 | 1 | 1
|  | 4 | 12 | 02:01-02:15 | 1 | 1
|  | 4 | 12 | 02:16-02:30 | 1 | 1
|  | 4 | 12 | 02:31-02:45 | 1 | 1
|  | 4 | 12 | 02:46-03:00 | 1 | 1
|  | 4 | 12 | 03:01-03:15 | 1 | 1
|  | 4 | 12 | 03:16-03:30 | 1 | 1
|  | 4 | 12 | 03:31-03:45 | 1 | 1
|  | 4 | 12 | 03:46-04:00 | 1 | 1
|  | 4 | 12 | 04:01-04:15 | 1 | 1
|  | 4 | 12 | 04:16-04:30 | 1 | 1
|  | 4 | 12 | 04:31-04:45 | 1 | 1
|  | 4 | 12 | 04:46-05:00 | 1 | 1
|  | 4 | 12 | 05:01-05:15 | 1 | 1
|  | 4 | 12 | 05:16-05:30 | 1 | 1
|  | 4 | 12 | 05:31-05:45 | 1 | 1
|  | 4 | 12 | 05:46-06:00 | 1 | 1
|  | 4 | 12 | 06:01-06:15 | 1 | 1
|  | 4 | 12 | 06:16-06:30 | 1 | 1
|  | 4 | 12 | 06:31-06:45 | 1 | 1
|  | 4 | 12 | 06:46-07:00 | 1 | 1
|  | 4 | 12 | 07:01-07:15 | 1 | 1
|  | 4 | 12 | 07:16-07:30 | 1 | 1
|  | 4 | 12 | 07:31-07:45 | 1 | 1
|  | 4 | 12 | 07:46-08:00 | 1 | 1
|  | 4 | 12 | 08:01-08:15 | 1 | 1
|  | 4 | 12 | 08:16-08:30 | 1 | 1
|  | 4 | 12 | 08:31-08:45 | 1 | 1
|  | 4 | 12 | 08:46-09:00 | 1 | 1
|  | 4 | 12 | 09:01-09:15 | 1 | 1
|  | 4 | 12 | 09:16-09:30 | 1 | 1
|  | 4 | 12 | 09:31-09:45 | 1 | 1
|  | 4 | 12 | 09:46-10:00 | 1 | 1
|  | 4 | 12 | 10:01-10:15 | 1 | 1
|  | 4 | 12 | 10:16-10:30 | 1 | 1
|  | 4 | 12 | 10:31-10:45 | 1 | 1
|  | 4 | 12 | 10:46-11:00 | 1 | 1
|  | 4 | 12 | 11:01-11:15 | 1 | 1
|  | 4 | 12 | 11:16-11:30 | 1 | 1
|  | 4 | 12 | 11:31-11:45 | 1 | 1
|  | 4 | 12 | 11:46-12:00 | 1 | 1
|  | 4 | 12 | 12:01-12:15 | 1 | 1
|  | 4 | 12 | 12:16-12:30 | 1 | 1
|  | 4 | 12 | 12:31-12:45 | 1 | 1
|  | 4 | 12 | 12:46-13:00 | 1 | 1
|  | 4 | 12 | 13:01-13:15 | 1 | 1
|  | 4 | 12 | 13:16-13:30 | 1 | 1
|  | 4 | 12 | 13:31-13:45 | 1 | 1
|  | 4 | 12 | 13:46-14:00 | 1 | 1
|  | 4 | 12 | 14:01-14:15 | 1 | 1
|  | 4 | 12 | 14:16-14:30 | 1 | 1
|  | 4 | 12 | 14:31-14:45 | 1 | 1
|  | 4 | 12 | 14:46-15:00 | 1 | 1
|  | 4 | 12 | 15:01-15:15 | 1 | 1
|  | 4 | 12 | 15:16-15:30 | 1 | 1
|  | 4 | 12 | 15:31-15:45 | 1 | 1
|  | 4 | 12 | 15:46-16:00 | 1 | 1
|  | 4 | 12 | 16:01-16:15 | 1 | 1
|  | 4 | 12 | 16:16-16:30 | 1 | 1
|  | 4 | 12 | 16:31-16:45 | 1 | 1
|  | 4 | 12 | 16:46-17:00 | 1 | 1
|  | 4 | 12 | 17:01-17:15 | 1 | 1
|  | 4 | 12 | 17:16-17:30 | 1 | 1
|  | 4 | 12 | 17:31-17:45 | 1 | 1
|  | 4 | 12 | 17:46-18:00 | 1 | 1
|  | 4 | 12 | 18:01-18:15 | 1 | 1
|  | 4 | 12 | 18:16-18:30 | 1 | 1
|  | 4 | 12 | 18:31-18:45 | 1 | 1
|  | 4 | 12 | 18:46-19:00 | 1 | 1
|  | 4 | 12 | 19:01-19:15 | 1 | 1
|  | 4 | 12 | 19:16-19:30 | 1 | 1
|  | 4 | 12 | 19:31-19:45 | 1 | 1
|  | 4 | 12 | 19:46-20:00 | 1 | 1
|  | 4 | 12 | 20:01-20:15 | 1 | 1
|  | 4 | 12 | 20:16-20:30 | 1 | 1
|  | 4 | 12 | 20:31-20:45 | 1 | 1
|  | 4 | 12 | 20:46-21:00 | 1 | 1
|  | 4 | 12 | 21:01-21:15 | 1 | 1
|  | 4 | 12 | 21:16-21:30 | 1 | 1
|  | 4 | 12 | 21:31-21:45 | 1 | 1
|  | 4 | 12 | 21:46-22:00 | 1 | 1
|  | 4 | 12 | 22:01-22:15 | 1 | 1
|  | 4 | 12 | 22:16-22:30 | 1 | 1
|  | 4 | 12 | 22:31-22:45 | 1 | 1
|  | 4 | 12 | 22:46-23:00 | 1 | 1
|  | 4 | 12 | 23:01-23:15 | 1 | 1
|  | 4 | 12 | 23:16-23:30 | 1 | 1
|  | 4 | 12 | 23:31-23:45 | 1 | 1
|  | 4 | 12 | 23:46-24:00 | 1 | 1
|  | 4 | 13 | 00:01-00:15 | 1 | 1
|  | 4 | 13 | 00:16-00:30 | 1 | 1
|  | 4 | 13 | 00:31-00:45 | 1 | 1
|  | 4 | 13 | 00:46-01:00 | 1 | 1
|  | 4 | 13 | 01:01-01:15 | 1 | 1
|  | 4 | 13 | 01:16-01:30 | 1 | 1
|  | 4 | 13 | 01:31-01:45 | 1 | 1
|  | 4 | 13 | 01:46-02:00 | 1 | 1
|  | 4 | 13 | 02:01-02:15 | 1 | 1
|  | 4 | 13 | 02:16-02:30 | 1 | 1
|  | 4 | 13 | 02:31-02:45 | 1 | 1
|  | 4 | 13 | 02:46-03:00 | 1 | 1
|  | 4 | 13 | 03:01-03:15 | 1 | 1
|  | 4 | 13 | 03:16-03:30 | 1 | 1
|  | 4 | 13 | 03:31-03:45 | 1 | 1
|  | 4 | 13 | 03:46-04:00 | 1 | 1
|  | 4 | 13 | 04:01-04:15 | 1 | 1
|  | 4 | 13 | 04:16-04:30 | 1 | 1
|  | 4 | 13 | 04:31-04:45 | 1 | 1
|  | 4 | 13 | 04:46-05:00 | 1 | 1
|  | 4 | 13 | 05:01-05:15 | 1 | 1
|  | 4 | 13 | 05:16-05:30 | 1 | 1
|  | 4 | 13 | 05:31-05:45 | 1 | 1
|  | 4 | 13 | 05:46-06:00 | 1 | 1
|  | 4 | 13 | 06:01-06:15 | 1 | 1
|  | 4 | 13 | 06:16-06:30 | 1 | 1
|  | 4 | 13 | 06:31-06:45 | 1 | 1
|  | 4 | 13 | 06:46-07:00 | 1 | 1
|  | 4 | 13 | 07:01-07:15 | 1 | 1
|  | 4 | 13 | 07:16-07:30 | 1 | 1
|  | 4 | 13 | 07:31-07:45 | 1 | 1
|  | 4 | 13 | 07:46-08:00 | 1 | 1
|  | 4 | 13 | 08:01-08:15 | 1 | 1
|  | 4 | 13 | 08:16-08:30 | 1 | 1
|  | 4 | 13 | 08:31-08:45 | 1 | 1
|  | 4 | 13 | 08:46-09:00 | 1 | 1
|  | 4 | 13 | 09:01-09:15 | 1 | 1
|  | 4 | 13 | 09:16-09:30 | 1 | 1
|  | 4 | 13 | 09:31-09:45 | 1 | 1
|  | 4 | 13 | 09:46-10:00 | 1 | 1
|  | 4 | 13 | 10:01-10:15 | 1 | 1
|  | 4 | 13 | 10:16-10:30 | 1 | 1
|  | 4 | 13 | 10:31-10:45 | 1 | 1
|  | 4 | 13 | 10:46-11:00 | 1 | 1
|  | 4 | 13 | 11:01-11:15 | 1 | 1
|  | 4 | 13 | 11:16-11:30 | 1 | 1
|  | 4 | 13 | 11:31-11:45 | 1 | 1
|  | 4 | 13 | 11:46-12:00 | 1 | 1
|  | 4 | 13 | 12:01-12:15 | 1 | 1
|  | 4 | 13 | 12:16-12:30 | 1 | 1
|  | 4 | 13 | 12:31-12:45 | 1 | 1
|  | 4 | 13 | 12:46-13:00 | 1 | 1
|  | 4 | 13 | 13:01-13:15 | 1 | 1
|  | 4 | 13 | 13:16-13:30 | 1 | 1
|  | 4 | 13 | 13:31-13:45 | 1 | 1
|  | 4 | 13 | 13:46-14:00 | 1 | 1
|  | 4 | 13 | 14:01-14:15 | 1 | 1
|  | 4 | 13 | 14:16-14:30 | 1 | 1
|  | 4 | 13 | 14:31-14:45 | 1 | 1
|  | 4 | 13 | 14:46-15:00 | 1 | 1
|  | 4 | 13 | 15:01-15:15 | 1 | 1
|  | 4 | 13 | 15:16-15:30 | 1 | 1
|  | 4 | 13 | 15:31-15:45 | 1 | 1
|  | 4 | 13 | 15:46-16:00 | 1 | 1
|  | 4 | 13 | 16:01-16:15 | 1 | 1
|  | 4 | 13 | 16:16-16:30 | 1 | 1
|  | 4 | 13 | 16:31-16:45 | 1 | 1
|  | 4 | 13 | 16:46-17:00 | 1 | 1
|  | 4 | 13 | 17:01-17:15 | 1 | 1
|  | 4 | 13 | 17:16-17:30 | 1 | 1
|  | 4 | 13 | 17:31-17:45 | 1 | 1
|  | 4 | 13 | 17:46-18:00 | 1 | 1
|  | 4 | 13 | 18:01-18:15 | 1 | 1
|  | 4 | 13 | 18:16-18:30 | 1 | 1
|  | 4 | 13 | 18:31-18:45 | 1 | 1
|  | 4 | 13 | 18:46-19:00 | 1 | 1
|  | 4 | 13 | 19:01-19:15 | 1 | 1
|  | 4 | 13 | 19:16-19:30 | 1 | 1
|  | 4 | 13 | 19:31-19:45 | 1 | 1
|  | 4 | 13 | 19:46-20:00 | 1 | 1
|  | 4 | 13 | 20:01-20:15 | 1 | 1
|  | 4 | 13 | 20:16-20:30 | 1 | 1
|  | 4 | 13 | 20:31-20:45 | 1 | 1
|  | 4 | 13 | 20:46-21:00 | 1 | 1
|  | 4 | 13 | 21:01-21:15 | 1 | 1
|  | 4 | 13 | 21:16-21:30 | 1 | 1
|  | 4 | 13 | 21:31-21:45 | 1 | 1
|  | 4 | 13 | 21:46-22:00 | 1 | 1
|  | 4 | 13 | 22:01-22:15 | 1 | 1
|  | 4 | 13 | 22:16-22:30 | 1 | 1
|  | 4 | 13 | 22:31-22:45 | 1 | 1
|  | 4 | 13 | 22:46-23:00 | 1 | 1
|  | 4 | 13 | 23:01-23:15 | 1 | 1
|  | 4 | 13 | 23:16-23:30 | 1 | 1
|  | 4 | 13 | 23:31-23:45 | 1 | 1
|  | 4 | 13 | 23:46-24:00 | 1 | 1
|  | 4 | 14 | 00:01-00:15 | 1 | 1
|  | 4 | 14 | 00:16-00:30 | 1 | 1
|  | 4 | 14 | 00:31-00:45 | 1 | 1
|  | 4 | 14 | 00:46-01:00 | 1 | 1
|  | 4 | 14 | 01:01-01:15 | 1 | 1
|  | 4 | 14 | 01:16-01:30 | 1 | 1
|  | 4 | 14 | 01:31-01:45 | 1 | 1
|  | 4 | 14 | 01:46-02:00 | 1 | 1
|  | 4 | 14 | 02:01-02:15 | 1 | 1
|  | 4 | 14 | 02:16-02:30 | 1 | 1
|  | 4 | 14 | 02:31-02:45 | 1 | 1
|  | 4 | 14 | 02:46-03:00 | 1 | 1
|  | 4 | 14 | 03:01-03:15 | 1 | 1
|  | 4 | 14 | 03:16-03:30 | 1 | 1
|  | 4 | 14 | 03:31-03:45 | 1 | 1
|  | 4 | 14 | 03:46-04:00 | 1 | 1
|  | 4 | 14 | 04:01-04:15 | 1 | 1
|  | 4 | 14 | 04:16-04:30 | 1 | 1
|  | 4 | 14 | 04:31-04:45 | 1 | 1
|  | 4 | 14 | 04:46-05:00 | 1 | 1
|  | 4 | 14 | 05:01-05:15 | 1 | 1
|  | 4 | 14 | 05:16-05:30 | 1 | 1
|  | 4 | 14 | 05:31-05:45 | 1 | 1
|  | 4 | 14 | 05:46-06:00 | 1 | 1
|  | 4 | 14 | 06:01-06:15 | 1 | 1
|  | 4 | 14 | 06:16-06:30 | 1 | 1
|  | 4 | 14 | 06:31-06:45 | 1 | 1
|  | 4 | 14 | 06:46-07:00 | 1 | 1
|  | 4 | 14 | 07:01-07:15 | 1 | 1
|  | 4 | 14 | 07:16-07:30 | 1 | 1
|  | 4 | 14 | 07:31-07:45 | 1 | 1
|  | 4 | 14 | 07:46-08:00 | 1 | 1
|  | 4 | 14 | 08:01-08:15 | 1 | 1
|  | 4 | 14 | 08:16-08:30 | 1 | 1
|  | 4 | 14 | 08:31-08:45 | 1 | 1
|  | 4 | 14 | 08:46-09:00 | 1 | 1
|  | 4 | 14 | 09:01-09:15 | 1 | 1
|  | 4 | 14 | 09:16-09:30 | 1 | 1
|  | 4 | 14 | 09:31-09:45 | 1 | 1
|  | 4 | 14 | 09:46-10:00 | 1 | 1
|  | 4 | 14 | 10:01-10:15 | 1 | 1
|  | 4 | 14 | 10:16-10:30 | 1 | 1
|  | 4 | 14 | 10:31-10:45 | 1 | 1
|  | 4 | 14 | 10:46-11:00 | 1 | 1
|  | 4 | 14 | 11:01-11:15 | 1 | 1
|  | 4 | 14 | 11:16-11:30 | 1 | 1
|  | 4 | 14 | 11:31-11:45 | 1 | 1
|  | 4 | 14 | 11:46-12:00 | 1 | 1
|  | 4 | 14 | 12:01-12:15 | 1 | 1
|  | 4 | 14 | 12:16-12:30 | 1 | 1
|  | 4 | 14 | 12:31-12:45 | 1 | 1
|  | 4 | 14 | 12:46-13:00 | 1 | 1
|  | 4 | 14 | 13:01-13:15 | 1 | 1
|  | 4 | 14 | 13:16-13:30 | 1 | 1
|  | 4 | 14 | 13:31-13:45 | 1 | 1
|  | 4 | 14 | 13:46-14:00 | 1 | 1
|  | 4 | 14 | 14:01-14:15 | 1 | 1
|  | 4 | 14 | 14:16-14:30 | 1 | 1
|  | 4 | 14 | 14:31-14:45 | 1 | 1
|  | 4 | 14 | 14:46-15:00 | 1 | 1
|  | 4 | 14 | 15:01-15:15 | 1 | 1
|  | 4 | 14 | 15:16-15:30 | 1 | 1
|  | 4 | 14 | 15:31-15:45 | 1 | 1
|  | 4 | 14 | 15:46-16:00 | 1 | 1
|  | 4 | 14 | 16:01-16:15 | 1 | 1
|  | 4 | 14 | 16:16-16:30 | 1 | 1
|  | 4 | 14 | 16:31-16:45 | 1 | 1
|  | 4 | 14 | 16:46-17:00 | 1 | 1
|  | 4 | 14 | 17:01-17:15 | 1 | 1
|  | 4 | 14 | 17:16-17:30 | 1 | 1
|  | 4 | 14 | 17:31-17:45 | 1 | 1
|  | 4 | 14 | 17:46-18:00 | 1 | 1
|  | 4 | 14 | 18:01-18:15 | 1 | 1
|  | 4 | 14 | 18:16-18:30 | 1 | 1
|  | 4 | 14 | 18:31-18:45 | 1 | 1
|  | 4 | 14 | 18:46-19:00 | 1 | 1
|  | 4 | 14 | 19:01-19:15 | 1 | 1
|  | 4 | 14 | 19:16-19:30 | 1 | 1
|  | 4 | 14 | 19:31-19:45 | 1 | 1
|  | 4 | 14 | 19:46-20:00 | 1 | 1
|  | 4 | 14 | 20:01-20:15 | 1 | 1
|  | 4 | 14 | 20:16-20:30 | 1 | 1
|  | 4 | 14 | 20:31-20:45 | 1 | 1
|  | 4 | 14 | 20:46-21:00 | 1 | 1
|  | 4 | 14 | 21:01-21:15 | 1 | 1
|  | 4 | 14 | 21:16-21:30 | 1 | 1
|  | 4 | 14 | 21:31-21:45 | 1 | 1
|  | 4 | 14 | 21:46-22:00 | 1 | 1
|  | 4 | 14 | 22:01-22:15 | 1 | 1
|  | 4 | 14 | 22:16-22:30 | 1 | 1
|  | 4 | 14 | 22:31-22:45 | 1 | 1
|  | 4 | 14 | 22:46-23:00 | 1 | 1
|  | 4 | 14 | 23:01-23:15 | 1 | 1
|  | 4 | 14 | 23:16-23:30 | 1 | 1
|  | 4 | 14 | 23:31-23:45 | 1 | 1
|  | 4 | 14 | 23:46-24:00 | 1 | 1
|  | 4 | 15 | 00:01-00:15 | 0 | 1
|  | 4 | 15 | 00:16-00:30 | 0 | 1
|  | 4 | 15 | 00:31-00:45 | 0 | 1
|  | 4 | 15 | 00:46-01:00 | 0 | 1
|  | 4 | 15 | 01:01-01:15 | 0 | 1
|  | 4 | 15 | 01:16-01:30 | 0 | 1
|  | 4 | 15 | 01:31-01:45 | 0 | 1
|  | 4 | 15 | 01:46-02:00 | 0 | 1
|  | 4 | 15 | 02:01-02:15 | 0 | 1
|  | 4 | 15 | 02:16-02:30 | 0 | 1
|  | 4 | 15 | 02:31-02:45 | 0 | 1
|  | 4 | 15 | 02:46-03:00 | 0 | 1
|  | 4 | 15 | 03:01-03:15 | 0 | 1
|  | 4 | 15 | 03:16-03:30 | 0 | 1
|  | 4 | 15 | 03:31-03:45 | 0 | 1
|  | 4 | 15 | 03:46-04:00 | 0 | 1
|  | 4 | 15 | 04:01-04:15 | 0 | 1
|  | 4 | 15 | 04:16-04:30 | 0 | 1
|  | 4 | 15 | 04:31-04:45 | 0 | 1
|  | 4 | 15 | 04:46-05:00 | 0 | 1
|  | 4 | 15 | 05:01-05:15 | 0 | 1
|  | 4 | 15 | 05:16-05:30 | 0 | 1
|  | 4 | 15 | 05:31-05:45 | 0 | 1
|  | 4 | 15 | 05:46-06:00 | 0 | 1
|  | 4 | 15 | 06:01-06:15 | 0 | 1
|  | 4 | 15 | 06:16-06:30 | 0 | 1
|  | 4 | 15 | 06:31-06:45 | 0 | 1
|  | 4 | 15 | 06:46-07:00 | 0 | 1
|  | 4 | 15 | 07:01-07:15 | 0 | 1
|  | 4 | 15 | 07:16-07:30 | 0 | 1
|  | 4 | 15 | 07:31-07:45 | 0 | 1
|  | 4 | 15 | 07:46-08:00 | 0 | 1
|  | 4 | 15 | 08:01-08:15 | 0 | 1
|  | 4 | 15 | 08:16-08:30 | 0 | 1
|  | 4 | 15 | 08:31-08:45 | 0 | 1
|  | 4 | 15 | 08:46-09:00 | 0 | 1
|  | 4 | 15 | 09:01-09:15 | 0 | 1
|  | 4 | 15 | 09:16-09:30 | 0 | 1
|  | 4 | 15 | 09:31-09:45 | 0 | 1
|  | 4 | 15 | 09:46-10:00 | 0 | 1
|  | 4 | 15 | 10:01-10:15 | 0 | 1
|  | 4 | 15 | 10:16-10:30 | 0 | 1
|  | 4 | 15 | 10:31-10:45 | 0 | 1
|  | 4 | 15 | 10:46-11:00 | 0 | 1
|  | 4 | 15 | 11:01-11:15 | 0 | 1
|  | 4 | 15 | 11:16-11:30 | 0 | 1
|  | 4 | 15 | 11:31-11:45 | 0 | 1
|  | 4 | 15 | 11:46-12:00 | 0 | 1
|  | 4 | 15 | 12:01-12:15 | 0 | 1
|  | 4 | 15 | 12:16-12:30 | 0 | 1
|  | 4 | 15 | 12:31-12:45 | 0 | 1
|  | 4 | 15 | 12:46-13:00 | 0 | 1
|  | 4 | 15 | 13:01-13:15 | 0 | 1
|  | 4 | 15 | 13:16-13:30 | 0 | 1
|  | 4 | 15 | 13:31-13:45 | 0 | 1
|  | 4 | 15 | 13:46-14:00 | 0 | 1
|  | 4 | 15 | 14:01-14:15 | 0 | 1
|  | 4 | 15 | 14:16-14:30 | 0 | 1
|  | 4 | 15 | 14:31-14:45 | 0 | 1
|  | 4 | 15 | 14:46-15:00 | 0 | 1
|  | 4 | 15 | 15:01-15:15 | 0 | 1
|  | 4 | 15 | 15:16-15:30 | 0 | 1
|  | 4 | 15 | 15:31-15:45 | 0 | 1
|  | 4 | 15 | 15:46-16:00 | 0 | 1
|  | 4 | 15 | 16:01-16:15 | 0 | 1
|  | 4 | 15 | 16:16-16:30 | 0 | 1
|  | 4 | 15 | 16:31-16:45 | 0 | 1
|  | 4 | 15 | 16:46-17:00 | 0 | 1
|  | 4 | 15 | 17:01-17:15 | 0 | 1
|  | 4 | 15 | 17:16-17:30 | 0 | 1
|  | 4 | 15 | 17:31-17:45 | 0 | 1
|  | 4 | 15 | 17:46-18:00 | 0 | 1
|  | 4 | 15 | 18:01-18:15 | 0 | 1
|  | 4 | 15 | 18:16-18:30 | 0 | 1
|  | 4 | 15 | 18:31-18:45 | 0 | 1
|  | 4 | 15 | 18:46-19:00 | 0 | 1
|  | 4 | 15 | 19:01-19:15 | 0 | 1
|  | 4 | 15 | 19:16-19:30 | 0 | 1
|  | 4 | 15 | 19:31-19:45 | 0 | 1
|  | 4 | 15 | 19:46-20:00 | 0 | 1
|  | 4 | 15 | 20:01-20:15 | 0 | 1
|  | 4 | 15 | 20:16-20:30 | 0 | 1
|  | 4 | 15 | 20:31-20:45 | 0 | 1
|  | 4 | 15 | 20:46-21:00 | 0 | 1
|  | 4 | 15 | 21:01-21:15 | 0 | 1
|  | 4 | 15 | 21:16-21:30 | 0 | 1
|  | 4 | 15 | 21:31-21:45 | 0 | 1
|  | 4 | 15 | 21:46-22:00 | 0 | 1
|  | 4 | 15 | 22:01-22:15 | 0 | 1
|  | 4 | 15 | 22:16-22:30 | 0 | 1
|  | 4 | 15 | 22:31-22:45 | 0 | 1
|  | 4 | 15 | 22:46-23:00 | 0 | 1
|  | 4 | 15 | 23:01-23:15 | 0 | 1
|  | 4 | 15 | 23:16-23:30 | 0 | 1
|  | 4 | 15 | 23:31-23:45 | 0 | 1
|  | 4 | 15 | 23:46-24:00 | 0 | 1
|  | 4 | 16 | 00:01-00:15 | 0 | 1
|  | 4 | 16 | 00:16-00:30 | 0 | 1
|  | 4 | 16 | 00:31-00:45 | 0 | 1
|  | 4 | 16 | 00:46-01:00 | 0 | 1
|  | 4 | 16 | 01:01-01:15 | 0 | 1
|  | 4 | 16 | 01:16-01:30 | 0 | 1
|  | 4 | 16 | 01:31-01:45 | 0 | 1
|  | 4 | 16 | 01:46-02:00 | 0 | 1
|  | 4 | 16 | 02:01-02:15 | 0 | 1
|  | 4 | 16 | 02:16-02:30 | 0 | 1
|  | 4 | 16 | 02:31-02:45 | 0 | 1
|  | 4 | 16 | 02:46-03:00 | 0 | 1
|  | 4 | 16 | 03:01-03:15 | 0 | 1
|  | 4 | 16 | 03:16-03:30 | 0 | 1
|  | 4 | 16 | 03:31-03:45 | 0 | 1
|  | 4 | 16 | 03:46-04:00 | 0 | 1
|  | 4 | 16 | 04:01-04:15 | 0 | 1
|  | 4 | 16 | 04:16-04:30 | 0 | 1
|  | 4 | 16 | 04:31-04:45 | 0 | 1
|  | 4 | 16 | 04:46-05:00 | 0 | 1
|  | 4 | 16 | 05:01-05:15 | 0 | 1
|  | 4 | 16 | 05:16-05:30 | 0 | 1
|  | 4 | 16 | 05:31-05:45 | 0 | 1
|  | 4 | 16 | 05:46-06:00 | 0 | 1
|  | 4 | 16 | 06:01-06:15 | 0 | 1
|  | 4 | 16 | 06:16-06:30 | 0 | 1
|  | 4 | 16 | 06:31-06:45 | 0 | 1
|  | 4 | 16 | 06:46-07:00 | 0 | 1
|  | 4 | 16 | 07:01-07:15 | 0 | 1
|  | 4 | 16 | 07:16-07:30 | 0 | 1
|  | 4 | 16 | 07:31-07:45 | 0 | 1
|  | 4 | 16 | 07:46-08:00 | 0 | 1
|  | 4 | 16 | 08:01-08:15 | 0 | 1
|  | 4 | 16 | 08:16-08:30 | 0 | 1
|  | 4 | 16 | 08:31-08:45 | 0 | 1
|  | 4 | 16 | 08:46-09:00 | 0 | 1
|  | 4 | 16 | 09:01-09:15 | 0 | 1
|  | 4 | 16 | 09:16-09:30 | 0 | 1
|  | 4 | 16 | 09:31-09:45 | 0 | 1
|  | 4 | 16 | 09:46-10:00 | 0 | 1
|  | 4 | 16 | 10:01-10:15 | 0 | 1
|  | 4 | 16 | 10:16-10:30 | 0 | 1
|  | 4 | 16 | 10:31-10:45 | 0 | 1
|  | 4 | 16 | 10:46-11:00 | 0 | 1
|  | 4 | 16 | 11:01-11:15 | 0 | 1
|  | 4 | 16 | 11:16-11:30 | 0 | 1
|  | 4 | 16 | 11:31-11:45 | 0 | 1
|  | 4 | 16 | 11:46-12:00 | 0 | 1
|  | 4 | 16 | 12:01-12:15 | 0 | 1
|  | 4 | 16 | 12:16-12:30 | 0 | 1
|  | 4 | 16 | 12:31-12:45 | 0 | 1
|  | 4 | 16 | 12:46-13:00 | 0 | 1
|  | 4 | 16 | 13:01-13:15 | 0 | 1
|  | 4 | 16 | 13:16-13:30 | 0 | 1
|  | 4 | 16 | 13:31-13:45 | 0 | 1
|  | 4 | 16 | 13:46-14:00 | 0 | 1
|  | 4 | 16 | 14:01-14:15 | 0 | 1
|  | 4 | 16 | 14:16-14:30 | 0 | 1
|  | 4 | 16 | 14:31-14:45 | 0 | 1
|  | 4 | 16 | 14:46-15:00 | 0 | 1
|  | 4 | 16 | 15:01-15:15 | 0 | 1
|  | 4 | 16 | 15:16-15:30 | 0 | 1
|  | 4 | 16 | 15:31-15:45 | 0 | 1
|  | 4 | 16 | 15:46-16:00 | 0 | 1
|  | 4 | 16 | 16:01-16:15 | 0 | 1
|  | 4 | 16 | 16:16-16:30 | 0 | 1
|  | 4 | 16 | 16:31-16:45 | 0 | 1
|  | 4 | 16 | 16:46-17:00 | 0 | 1
|  | 4 | 16 | 17:01-17:15 | 0 | 1
|  | 4 | 16 | 17:16-17:30 | 0 | 1
|  | 4 | 16 | 17:31-17:45 | 0 | 1
|  | 4 | 16 | 17:46-18:00 | 0 | 1
|  | 4 | 16 | 18:01-18:15 | 0 | 1
|  | 4 | 16 | 18:16-18:30 | 0 | 1
|  | 4 | 16 | 18:31-18:45 | 0 | 1
|  | 4 | 16 | 18:46-19:00 | 0 | 1
|  | 4 | 16 | 19:01-19:15 | 0 | 1
|  | 4 | 16 | 19:16-19:30 | 0 | 1
|  | 4 | 16 | 19:31-19:45 | 0 | 1
|  | 4 | 16 | 19:46-20:00 | 0 | 1
|  | 4 | 16 | 20:01-20:15 | 0 | 1
|  | 4 | 16 | 20:16-20:30 | 0 | 1
|  | 4 | 16 | 20:31-20:45 | 0 | 1
|  | 4 | 16 | 20:46-21:00 | 0 | 1
|  | 4 | 16 | 21:01-21:15 | 0 | 1
|  | 4 | 16 | 21:16-21:30 | 0 | 1
|  | 4 | 16 | 21:31-21:45 | 0 | 1
|  | 4 | 16 | 21:46-22:00 | 0 | 1
|  | 4 | 16 | 22:01-22:15 | 0 | 1
|  | 4 | 16 | 22:16-22:30 | 0 | 1
|  | 4 | 16 | 22:31-22:45 | 0 | 1
|  | 4 | 16 | 22:46-23:00 | 0 | 1
|  | 4 | 16 | 23:01-23:15 | 0 | 1
|  | 4 | 16 | 23:16-23:30 | 0 | 1
|  | 4 | 16 | 23:31-23:45 | 0 | 1
|  | 4 | 16 | 23:46-24:00 | 0 | 1
|  | 4 | 17 | 00:01-00:15 | 1 | 1
|  | 4 | 17 | 00:16-00:30 | 1 | 1
|  | 4 | 17 | 00:31-00:45 | 1 | 1
|  | 4 | 17 | 00:46-01:00 | 1 | 1
|  | 4 | 17 | 01:01-01:15 | 1 | 1
|  | 4 | 17 | 01:16-01:30 | 1 | 1
|  | 4 | 17 | 01:31-01:45 | 1 | 1
|  | 4 | 17 | 01:46-02:00 | 1 | 1
|  | 4 | 17 | 02:01-02:15 | 1 | 1
|  | 4 | 17 | 02:16-02:30 | 1 | 1
|  | 4 | 17 | 02:31-02:45 | 1 | 1
|  | 4 | 17 | 02:46-03:00 | 1 | 1
|  | 4 | 17 | 03:01-03:15 | 1 | 1
|  | 4 | 17 | 03:16-03:30 | 1 | 1
|  | 4 | 17 | 03:31-03:45 | 1 | 1
|  | 4 | 17 | 03:46-04:00 | 1 | 1
|  | 4 | 17 | 04:01-04:15 | 1 | 1
|  | 4 | 17 | 04:16-04:30 | 1 | 1
|  | 4 | 17 | 04:31-04:45 | 1 | 1
|  | 4 | 17 | 04:46-05:00 | 1 | 1
|  | 4 | 17 | 05:01-05:15 | 1 | 1
|  | 4 | 17 | 05:16-05:30 | 1 | 1
|  | 4 | 17 | 05:31-05:45 | 1 | 1
|  | 4 | 17 | 05:46-06:00 | 1 | 1
|  | 4 | 17 | 06:01-06:15 | 1 | 1
|  | 4 | 17 | 06:16-06:30 | 1 | 1
|  | 4 | 17 | 06:31-06:45 | 1 | 1
|  | 4 | 17 | 06:46-07:00 | 1 | 1
|  | 4 | 17 | 07:01-07:15 | 1 | 1
|  | 4 | 17 | 07:16-07:30 | 1 | 1
|  | 4 | 17 | 07:31-07:45 | 1 | 1
|  | 4 | 17 | 07:46-08:00 | 1 | 1
|  | 4 | 17 | 08:01-08:15 | 1 | 1
|  | 4 | 17 | 08:16-08:30 | 1 | 1
|  | 4 | 17 | 08:31-08:45 | 1 | 1
|  | 4 | 17 | 08:46-09:00 | 1 | 1
|  | 4 | 17 | 09:01-09:15 | 1 | 1
|  | 4 | 17 | 09:16-09:30 | 1 | 1
|  | 4 | 17 | 09:31-09:45 | 1 | 1
|  | 4 | 17 | 09:46-10:00 | 1 | 1
|  | 4 | 17 | 10:01-10:15 | 1 | 1
|  | 4 | 17 | 10:16-10:30 | 1 | 1
|  | 4 | 17 | 10:31-10:45 | 1 | 1
|  | 4 | 17 | 10:46-11:00 | 1 | 1
|  | 4 | 17 | 11:01-11:15 | 1 | 1
|  | 4 | 17 | 11:16-11:30 | 1 | 1
|  | 4 | 17 | 11:31-11:45 | 1 | 1
|  | 4 | 17 | 11:46-12:00 | 1 | 1
|  | 4 | 17 | 12:01-12:15 | 1 | 1
|  | 4 | 17 | 12:16-12:30 | 1 | 1
|  | 4 | 17 | 12:31-12:45 | 1 | 1
|  | 4 | 17 | 12:46-13:00 | 1 | 1
|  | 4 | 17 | 13:01-13:15 | 1 | 1
|  | 4 | 17 | 13:16-13:30 | 1 | 1
|  | 4 | 17 | 13:31-13:45 | 1 | 1
|  | 4 | 17 | 13:46-14:00 | 1 | 1
|  | 4 | 17 | 14:01-14:15 | 1 | 1
|  | 4 | 17 | 14:16-14:30 | 1 | 1
|  | 4 | 17 | 14:31-14:45 | 1 | 1
|  | 4 | 17 | 14:46-15:00 | 1 | 1
|  | 4 | 17 | 15:01-15:15 | 1 | 1
|  | 4 | 17 | 15:16-15:30 | 1 | 1
|  | 4 | 17 | 15:31-15:45 | 1 | 1
|  | 4 | 17 | 15:46-16:00 | 1 | 1
|  | 4 | 17 | 16:01-16:15 | 1 | 1
|  | 4 | 17 | 16:16-16:30 | 1 | 1
|  | 4 | 17 | 16:31-16:45 | 1 | 1
|  | 4 | 17 | 16:46-17:00 | 1 | 1
|  | 4 | 17 | 17:01-17:15 | 1 | 1
|  | 4 | 17 | 17:16-17:30 | 1 | 1
|  | 4 | 17 | 17:31-17:45 | 1 | 1
|  | 4 | 17 | 17:46-18:00 | 1 | 1
|  | 4 | 17 | 18:01-18:15 | 1 | 1
|  | 4 | 17 | 18:16-18:30 | 1 | 1
|  | 4 | 17 | 18:31-18:45 | 1 | 1
|  | 4 | 17 | 18:46-19:00 | 1 | 1
|  | 4 | 17 | 19:01-19:15 | 1 | 1
|  | 4 | 17 | 19:16-19:30 | 1 | 1
|  | 4 | 17 | 19:31-19:45 | 1 | 1
|  | 4 | 17 | 19:46-20:00 | 1 | 1
|  | 4 | 17 | 20:01-20:15 | 1 | 1
|  | 4 | 17 | 20:16-20:30 | 1 | 1
|  | 4 | 17 | 20:31-20:45 | 1 | 1
|  | 4 | 17 | 20:46-21:00 | 1 | 1
|  | 4 | 17 | 21:01-21:15 | 1 | 1
|  | 4 | 17 | 21:16-21:30 | 1 | 1
|  | 4 | 17 | 21:31-21:45 | 1 | 1
|  | 4 | 17 | 21:46-22:00 | 1 | 1
|  | 4 | 17 | 22:01-22:15 | 1 | 1
|  | 4 | 17 | 22:16-22:30 | 1 | 1
|  | 4 | 17 | 22:31-22:45 | 1 | 1
|  | 4 | 17 | 22:46-23:00 | 1 | 1
|  | 4 | 17 | 23:01-23:15 | 1 | 1
|  | 4 | 17 | 23:16-23:30 | 1 | 1
|  | 4 | 17 | 23:31-23:45 | 1 | 1
|  | 4 | 17 | 23:46-24:00 | 1 | 1
|  | 4 | 18 | 00:01-00:15 | 1 | 1
|  | 4 | 18 | 00:16-00:30 | 1 | 1
|  | 4 | 18 | 00:31-00:45 | 1 | 1
|  | 4 | 18 | 00:46-01:00 | 1 | 1
|  | 4 | 18 | 01:01-01:15 | 1 | 1
|  | 4 | 18 | 01:16-01:30 | 1 | 1
|  | 4 | 18 | 01:31-01:45 | 1 | 1
|  | 4 | 18 | 01:46-02:00 | 1 | 1
|  | 4 | 18 | 02:01-02:15 | 1 | 1
|  | 4 | 18 | 02:16-02:30 | 1 | 1
|  | 4 | 18 | 02:31-02:45 | 1 | 1
|  | 4 | 18 | 02:46-03:00 | 1 | 1
|  | 4 | 18 | 03:01-03:15 | 1 | 1
|  | 4 | 18 | 03:16-03:30 | 1 | 1
|  | 4 | 18 | 03:31-03:45 | 1 | 1
|  | 4 | 18 | 03:46-04:00 | 1 | 1
|  | 4 | 18 | 04:01-04:15 | 1 | 1
|  | 4 | 18 | 04:16-04:30 | 1 | 1
|  | 4 | 18 | 04:31-04:45 | 1 | 1
|  | 4 | 18 | 04:46-05:00 | 1 | 1
|  | 4 | 18 | 05:01-05:15 | 1 | 1
|  | 4 | 18 | 05:16-05:30 | 1 | 1
|  | 4 | 18 | 05:31-05:45 | 1 | 1
|  | 4 | 18 | 05:46-06:00 | 1 | 1
|  | 4 | 18 | 06:01-06:15 | 1 | 1
|  | 4 | 18 | 06:16-06:30 | 1 | 1
|  | 4 | 18 | 06:31-06:45 | 1 | 1
|  | 4 | 18 | 06:46-07:00 | 1 | 1
|  | 4 | 18 | 07:01-07:15 | 1 | 1
|  | 4 | 18 | 07:16-07:30 | 1 | 1
|  | 4 | 18 | 07:31-07:45 | 1 | 1
|  | 4 | 18 | 07:46-08:00 | 1 | 1
|  | 4 | 18 | 08:01-08:15 | 1 | 1
|  | 4 | 18 | 08:16-08:30 | 1 | 1
|  | 4 | 18 | 08:31-08:45 | 1 | 1
|  | 4 | 18 | 08:46-09:00 | 1 | 1
|  | 4 | 18 | 09:01-09:15 | 1 | 1
|  | 4 | 18 | 09:16-09:30 | 1 | 1
|  | 4 | 18 | 09:31-09:45 | 1 | 1
|  | 4 | 18 | 09:46-10:00 | 1 | 1
|  | 4 | 18 | 10:01-10:15 | 1 | 1
|  | 4 | 18 | 10:16-10:30 | 1 | 1
|  | 4 | 18 | 10:31-10:45 | 1 | 1
|  | 4 | 18 | 10:46-11:00 | 1 | 1
|  | 4 | 18 | 11:01-11:15 | 1 | 1
|  | 4 | 18 | 11:16-11:30 | 1 | 1
|  | 4 | 18 | 11:31-11:45 | 1 | 1
|  | 4 | 18 | 11:46-12:00 | 1 | 1
|  | 4 | 18 | 12:01-12:15 | 1 | 1
|  | 4 | 18 | 12:16-12:30 | 1 | 1
|  | 4 | 18 | 12:31-12:45 | 1 | 1
|  | 4 | 18 | 12:46-13:00 | 1 | 1
|  | 4 | 18 | 13:01-13:15 | 1 | 1
|  | 4 | 18 | 13:16-13:30 | 1 | 1
|  | 4 | 18 | 13:31-13:45 | 1 | 1
|  | 4 | 18 | 13:46-14:00 | 1 | 1
|  | 4 | 18 | 14:01-14:15 | 1 | 1
|  | 4 | 18 | 14:16-14:30 | 1 | 1
|  | 4 | 18 | 14:31-14:45 | 1 | 1
|  | 4 | 18 | 14:46-15:00 | 1 | 1
|  | 4 | 18 | 15:01-15:15 | 1 | 1
|  | 4 | 18 | 15:16-15:30 | 1 | 1
|  | 4 | 18 | 15:31-15:45 | 1 | 1
|  | 4 | 18 | 15:46-16:00 | 1 | 1
|  | 4 | 18 | 16:01-16:15 | 1 | 1
|  | 4 | 18 | 16:16-16:30 | 1 | 1
|  | 4 | 18 | 16:31-16:45 | 1 | 1
|  | 4 | 18 | 16:46-17:00 | 1 | 1
|  | 4 | 18 | 17:01-17:15 | 1 | 1
|  | 4 | 18 | 17:16-17:30 | 1 | 1
|  | 4 | 18 | 17:31-17:45 | 1 | 1
|  | 4 | 18 | 17:46-18:00 | 1 | 1
|  | 4 | 18 | 18:01-18:15 | 1 | 1
|  | 4 | 18 | 18:16-18:30 | 1 | 1
|  | 4 | 18 | 18:31-18:45 | 1 | 1
|  | 4 | 18 | 18:46-19:00 | 1 | 1
|  | 4 | 18 | 19:01-19:15 | 1 | 1
|  | 4 | 18 | 19:16-19:30 | 1 | 1
|  | 4 | 18 | 19:31-19:45 | 1 | 1
|  | 4 | 18 | 19:46-20:00 | 1 | 1
|  | 4 | 18 | 20:01-20:15 | 1 | 1
|  | 4 | 18 | 20:16-20:30 | 1 | 1
|  | 4 | 18 | 20:31-20:45 | 1 | 1
|  | 4 | 18 | 20:46-21:00 | 1 | 1
|  | 4 | 18 | 21:01-21:15 | 1 | 1
|  | 4 | 18 | 21:16-21:30 | 1 | 1
|  | 4 | 18 | 21:31-21:45 | 1 | 1
|  | 4 | 18 | 21:46-22:00 | 1 | 1
|  | 4 | 18 | 22:01-22:15 | 1 | 1
|  | 4 | 18 | 22:16-22:30 | 1 | 1
|  | 4 | 18 | 22:31-22:45 | 1 | 1
|  | 4 | 18 | 22:46-23:00 | 1 | 1
|  | 4 | 18 | 23:01-23:15 | 1 | 1
|  | 4 | 18 | 23:16-23:30 | 1 | 1
|  | 4 | 18 | 23:31-23:45 | 1 | 1
|  | 4 | 18 | 23:46-24:00 | 1 | 1
|  | 4 | 19 | 00:01-00:15 | 1 | 1
|  | 4 | 19 | 00:16-00:30 | 1 | 1
|  | 4 | 19 | 00:31-00:45 | 1 | 1
|  | 4 | 19 | 00:46-01:00 | 1 | 1
|  | 4 | 19 | 01:01-01:15 | 1 | 1
|  | 4 | 19 | 01:16-01:30 | 1 | 1
|  | 4 | 19 | 01:31-01:45 | 1 | 1
|  | 4 | 19 | 01:46-02:00 | 1 | 1
|  | 4 | 19 | 02:01-02:15 | 1 | 1
|  | 4 | 19 | 02:16-02:30 | 1 | 1
|  | 4 | 19 | 02:31-02:45 | 1 | 1
|  | 4 | 19 | 02:46-03:00 | 1 | 1
|  | 4 | 19 | 03:01-03:15 | 1 | 1
|  | 4 | 19 | 03:16-03:30 | 1 | 1
|  | 4 | 19 | 03:31-03:45 | 1 | 1
|  | 4 | 19 | 03:46-04:00 | 1 | 1
|  | 4 | 19 | 04:01-04:15 | 1 | 1
|  | 4 | 19 | 04:16-04:30 | 1 | 1
|  | 4 | 19 | 04:31-04:45 | 1 | 1
|  | 4 | 19 | 04:46-05:00 | 1 | 1
|  | 4 | 19 | 05:01-05:15 | 1 | 1
|  | 4 | 19 | 05:16-05:30 | 1 | 1
|  | 4 | 19 | 05:31-05:45 | 1 | 1
|  | 4 | 19 | 05:46-06:00 | 1 | 1
|  | 4 | 19 | 06:01-06:15 | 1 | 1
|  | 4 | 19 | 06:16-06:30 | 1 | 1
|  | 4 | 19 | 06:31-06:45 | 1 | 1
|  | 4 | 19 | 06:46-07:00 | 1 | 1
|  | 4 | 19 | 07:01-07:15 | 1 | 1
|  | 4 | 19 | 07:16-07:30 | 1 | 1
|  | 4 | 19 | 07:31-07:45 | 1 | 1
|  | 4 | 19 | 07:46-08:00 | 1 | 1
|  | 4 | 19 | 08:01-08:15 | 1 | 1
|  | 4 | 19 | 08:16-08:30 | 1 | 1
|  | 4 | 19 | 08:31-08:45 | 1 | 1
|  | 4 | 19 | 08:46-09:00 | 1 | 1
|  | 4 | 19 | 09:01-09:15 | 1 | 1
|  | 4 | 19 | 09:16-09:30 | 1 | 1
|  | 4 | 19 | 09:31-09:45 | 1 | 1
|  | 4 | 19 | 09:46-10:00 | 1 | 1
|  | 4 | 19 | 10:01-10:15 | 1 | 1
|  | 4 | 19 | 10:16-10:30 | 1 | 1
|  | 4 | 19 | 10:31-10:45 | 1 | 1
|  | 4 | 19 | 10:46-11:00 | 1 | 1
|  | 4 | 19 | 11:01-11:15 | 1 | 1
|  | 4 | 19 | 11:16-11:30 | 1 | 1
|  | 4 | 19 | 11:31-11:45 | 1 | 1
|  | 4 | 19 | 11:46-12:00 | 1 | 1
|  | 4 | 19 | 12:01-12:15 | 1 | 1
|  | 4 | 19 | 12:16-12:30 | 1 | 1
|  | 4 | 19 | 12:31-12:45 | 1 | 1
|  | 4 | 19 | 12:46-13:00 | 1 | 1
|  | 4 | 19 | 13:01-13:15 | 1 | 1
|  | 4 | 19 | 13:16-13:30 | 1 | 1
|  | 4 | 19 | 13:31-13:45 | 1 | 1
|  | 4 | 19 | 13:46-14:00 | 1 | 1
|  | 4 | 19 | 14:01-14:15 | 1 | 1
|  | 4 | 19 | 14:16-14:30 | 1 | 1
|  | 4 | 19 | 14:31-14:45 | 1 | 1
|  | 4 | 19 | 14:46-15:00 | 1 | 1
|  | 4 | 19 | 15:01-15:15 | 1 | 1
|  | 4 | 19 | 15:16-15:30 | 1 | 1
|  | 4 | 19 | 15:31-15:45 | 1 | 1
|  | 4 | 19 | 15:46-16:00 | 1 | 1
|  | 4 | 19 | 16:01-16:15 | 1 | 1
|  | 4 | 19 | 16:16-16:30 | 1 | 1
|  | 4 | 19 | 16:31-16:45 | 1 | 1
|  | 4 | 19 | 16:46-17:00 | 1 | 1
|  | 4 | 19 | 17:01-17:15 | 1 | 1
|  | 4 | 19 | 17:16-17:30 | 1 | 1
|  | 4 | 19 | 17:31-17:45 | 1 | 1
|  | 4 | 19 | 17:46-18:00 | 1 | 1
|  | 4 | 19 | 18:01-18:15 | 1 | 1
|  | 4 | 19 | 18:16-18:30 | 1 | 1
|  | 4 | 19 | 18:31-18:45 | 1 | 1
|  | 4 | 19 | 18:46-19:00 | 1 | 1
|  | 4 | 19 | 19:01-19:15 | 1 | 1
|  | 4 | 19 | 19:16-19:30 | 1 | 1
|  | 4 | 19 | 19:31-19:45 | 1 | 1
|  | 4 | 19 | 19:46-20:00 | 1 | 1
|  | 4 | 19 | 20:01-20:15 | 1 | 1
|  | 4 | 19 | 20:16-20:30 | 1 | 1
|  | 4 | 19 | 20:31-20:45 | 1 | 1
|  | 4 | 19 | 20:46-21:00 | 1 | 1
|  | 4 | 19 | 21:01-21:15 | 1 | 1
|  | 4 | 19 | 21:16-21:30 | 1 | 1
|  | 4 | 19 | 21:31-21:45 | 1 | 1
|  | 4 | 19 | 21:46-22:00 | 1 | 1
|  | 4 | 19 | 22:01-22:15 | 1 | 1
|  | 4 | 19 | 22:16-22:30 | 1 | 1
|  | 4 | 19 | 22:31-22:45 | 1 | 1
|  | 4 | 19 | 22:46-23:00 | 1 | 1
|  | 4 | 19 | 23:01-23:15 | 1 | 1
|  | 4 | 19 | 23:16-23:30 | 1 | 1
|  | 4 | 19 | 23:31-23:45 | 1 | 1
|  | 4 | 19 | 23:46-24:00 | 1 | 1
|  | 4 | 20 | 00:01-00:15 | 1 | 1
|  | 4 | 20 | 00:16-00:30 | 1 | 1
|  | 4 | 20 | 00:31-00:45 | 1 | 1
|  | 4 | 20 | 00:46-01:00 | 1 | 1
|  | 4 | 20 | 01:01-01:15 | 1 | 1
|  | 4 | 20 | 01:16-01:30 | 1 | 1
|  | 4 | 20 | 01:31-01:45 | 1 | 1
|  | 4 | 20 | 01:46-02:00 | 1 | 1
|  | 4 | 20 | 02:01-02:15 | 1 | 1
|  | 4 | 20 | 02:16-02:30 | 1 | 1
|  | 4 | 20 | 02:31-02:45 | 1 | 1
|  | 4 | 20 | 02:46-03:00 | 1 | 1
|  | 4 | 20 | 03:01-03:15 | 1 | 1
|  | 4 | 20 | 03:16-03:30 | 1 | 1
|  | 4 | 20 | 03:31-03:45 | 1 | 1
|  | 4 | 20 | 03:46-04:00 | 1 | 1
|  | 4 | 20 | 04:01-04:15 | 1 | 1
|  | 4 | 20 | 04:16-04:30 | 1 | 1
|  | 4 | 20 | 04:31-04:45 | 1 | 1
|  | 4 | 20 | 04:46-05:00 | 1 | 1
|  | 4 | 20 | 05:01-05:15 | 1 | 1
|  | 4 | 20 | 05:16-05:30 | 1 | 1
|  | 4 | 20 | 05:31-05:45 | 1 | 1
|  | 4 | 20 | 05:46-06:00 | 1 | 1
|  | 4 | 20 | 06:01-06:15 | 1 | 1
|  | 4 | 20 | 06:16-06:30 | 1 | 1
|  | 4 | 20 | 06:31-06:45 | 1 | 1
|  | 4 | 20 | 06:46-07:00 | 1 | 1
|  | 4 | 20 | 07:01-07:15 | 1 | 1
|  | 4 | 20 | 07:16-07:30 | 1 | 1
|  | 4 | 20 | 07:31-07:45 | 1 | 1
|  | 4 | 20 | 07:46-08:00 | 1 | 1
|  | 4 | 20 | 08:01-08:15 | 1 | 1
|  | 4 | 20 | 08:16-08:30 | 1 | 1
|  | 4 | 20 | 08:31-08:45 | 1 | 1
|  | 4 | 20 | 08:46-09:00 | 1 | 1
|  | 4 | 20 | 09:01-09:15 | 1 | 1
|  | 4 | 20 | 09:16-09:30 | 1 | 1
|  | 4 | 20 | 09:31-09:45 | 1 | 1
|  | 4 | 20 | 09:46-10:00 | 1 | 1
|  | 4 | 20 | 10:01-10:15 | 1 | 1
|  | 4 | 20 | 10:16-10:30 | 1 | 1
|  | 4 | 20 | 10:31-10:45 | 1 | 1
|  | 4 | 20 | 10:46-11:00 | 1 | 1
|  | 4 | 20 | 11:01-11:15 | 1 | 1
|  | 4 | 20 | 11:16-11:30 | 1 | 1
|  | 4 | 20 | 11:31-11:45 | 1 | 1
|  | 4 | 20 | 11:46-12:00 | 1 | 1
|  | 4 | 20 | 12:01-12:15 | 1 | 1
|  | 4 | 20 | 12:16-12:30 | 1 | 1
|  | 4 | 20 | 12:31-12:45 | 1 | 1
|  | 4 | 20 | 12:46-13:00 | 1 | 1
|  | 4 | 20 | 13:01-13:15 | 1 | 1
|  | 4 | 20 | 13:16-13:30 | 1 | 1
|  | 4 | 20 | 13:31-13:45 | 1 | 1
|  | 4 | 20 | 13:46-14:00 | 1 | 1
|  | 4 | 20 | 14:01-14:15 | 1 | 1
|  | 4 | 20 | 14:16-14:30 | 1 | 1
|  | 4 | 20 | 14:31-14:45 | 1 | 1
|  | 4 | 20 | 14:46-15:00 | 1 | 1
|  | 4 | 20 | 15:01-15:15 | 1 | 1
|  | 4 | 20 | 15:16-15:30 | 1 | 1
|  | 4 | 20 | 15:31-15:45 | 1 | 1
|  | 4 | 20 | 15:46-16:00 | 1 | 1
|  | 4 | 20 | 16:01-16:15 | 1 | 1
|  | 4 | 20 | 16:16-16:30 | 1 | 1
|  | 4 | 20 | 16:31-16:45 | 1 | 1
|  | 4 | 20 | 16:46-17:00 | 1 | 1
|  | 4 | 20 | 17:01-17:15 | 1 | 1
|  | 4 | 20 | 17:16-17:30 | 1 | 1
|  | 4 | 20 | 17:31-17:45 | 1 | 1
|  | 4 | 20 | 17:46-18:00 | 1 | 1
|  | 4 | 20 | 18:01-18:15 | 1 | 1
|  | 4 | 20 | 18:16-18:30 | 1 | 1
|  | 4 | 20 | 18:31-18:45 | 1 | 1
|  | 4 | 20 | 18:46-19:00 | 1 | 1
|  | 4 | 20 | 19:01-19:15 | 1 | 1
|  | 4 | 20 | 19:16-19:30 | 1 | 1
|  | 4 | 20 | 19:31-19:45 | 1 | 1
|  | 4 | 20 | 19:46-20:00 | 1 | 1
|  | 4 | 20 | 20:01-20:15 | 1 | 1
|  | 4 | 20 | 20:16-20:30 | 1 | 1
|  | 4 | 20 | 20:31-20:45 | 1 | 1
|  | 4 | 20 | 20:46-21:00 | 1 | 1
|  | 4 | 20 | 21:01-21:15 | 1 | 1
|  | 4 | 20 | 21:16-21:30 | 1 | 1
|  | 4 | 20 | 21:31-21:45 | 1 | 1
|  | 4 | 20 | 21:46-22:00 | 1 | 1
|  | 4 | 20 | 22:01-22:15 | 1 | 1
|  | 4 | 20 | 22:16-22:30 | 1 | 1
|  | 4 | 20 | 22:31-22:45 | 1 | 1
|  | 4 | 20 | 22:46-23:00 | 1 | 1
|  | 4 | 20 | 23:01-23:15 | 1 | 1
|  | 4 | 20 | 23:16-23:30 | 1 | 1
|  | 4 | 20 | 23:31-23:45 | 1 | 1
|  | 4 | 20 | 23:46-24:00 | 1 | 1
|  | 4 | 21 | 00:01-00:15 | 1 | 1
|  | 4 | 21 | 00:16-00:30 | 1 | 1
|  | 4 | 21 | 00:31-00:45 | 1 | 1
|  | 4 | 21 | 00:46-01:00 | 1 | 1
|  | 4 | 21 | 01:01-01:15 | 1 | 1
|  | 4 | 21 | 01:16-01:30 | 1 | 1
|  | 4 | 21 | 01:31-01:45 | 1 | 1
|  | 4 | 21 | 01:46-02:00 | 1 | 1
|  | 4 | 21 | 02:01-02:15 | 1 | 1
|  | 4 | 21 | 02:16-02:30 | 1 | 1
|  | 4 | 21 | 02:31-02:45 | 1 | 1
|  | 4 | 21 | 02:46-03:00 | 1 | 1
|  | 4 | 21 | 03:01-03:15 | 1 | 1
|  | 4 | 21 | 03:16-03:30 | 1 | 1
|  | 4 | 21 | 03:31-03:45 | 1 | 1
|  | 4 | 21 | 03:46-04:00 | 1 | 1
|  | 4 | 21 | 04:01-04:15 | 1 | 1
|  | 4 | 21 | 04:16-04:30 | 1 | 1
|  | 4 | 21 | 04:31-04:45 | 1 | 1
|  | 4 | 21 | 04:46-05:00 | 1 | 1
|  | 4 | 21 | 05:01-05:15 | 1 | 1
|  | 4 | 21 | 05:16-05:30 | 1 | 1
|  | 4 | 21 | 05:31-05:45 | 1 | 1
|  | 4 | 21 | 05:46-06:00 | 1 | 1
|  | 4 | 21 | 06:01-06:15 | 1 | 1
|  | 4 | 21 | 06:16-06:30 | 1 | 1
|  | 4 | 21 | 06:31-06:45 | 1 | 1
|  | 4 | 21 | 06:46-07:00 | 1 | 1
|  | 4 | 21 | 07:01-07:15 | 1 | 1
|  | 4 | 21 | 07:16-07:30 | 1 | 1
|  | 4 | 21 | 07:31-07:45 | 1 | 1
|  | 4 | 21 | 07:46-08:00 | 1 | 1
|  | 4 | 21 | 08:01-08:15 | 1 | 1
|  | 4 | 21 | 08:16-08:30 | 1 | 1
|  | 4 | 21 | 08:31-08:45 | 1 | 1
|  | 4 | 21 | 08:46-09:00 | 1 | 1
|  | 4 | 21 | 09:01-09:15 | 1 | 1
|  | 4 | 21 | 09:16-09:30 | 1 | 1
|  | 4 | 21 | 09:31-09:45 | 1 | 1
|  | 4 | 21 | 09:46-10:00 | 1 | 1
|  | 4 | 21 | 10:01-10:15 | 1 | 1
|  | 4 | 21 | 10:16-10:30 | 1 | 1
|  | 4 | 21 | 10:31-10:45 | 1 | 1
|  | 4 | 21 | 10:46-11:00 | 1 | 1
|  | 4 | 21 | 11:01-11:15 | 1 | 1
|  | 4 | 21 | 11:16-11:30 | 1 | 1
|  | 4 | 21 | 11:31-11:45 | 1 | 1
|  | 4 | 21 | 11:46-12:00 | 1 | 1
|  | 4 | 21 | 12:01-12:15 | 1 | 1
|  | 4 | 21 | 12:16-12:30 | 1 | 1
|  | 4 | 21 | 12:31-12:45 | 1 | 1
|  | 4 | 21 | 12:46-13:00 | 1 | 1
|  | 4 | 21 | 13:01-13:15 | 1 | 1
|  | 4 | 21 | 13:16-13:30 | 1 | 1
|  | 4 | 21 | 13:31-13:45 | 1 | 1
|  | 4 | 21 | 13:46-14:00 | 1 | 1
|  | 4 | 21 | 14:01-14:15 | 1 | 1
|  | 4 | 21 | 14:16-14:30 | 1 | 1
|  | 4 | 21 | 14:31-14:45 | 1 | 1
|  | 4 | 21 | 14:46-15:00 | 1 | 1
|  | 4 | 21 | 15:01-15:15 | 1 | 1
|  | 4 | 21 | 15:16-15:30 | 1 | 1
|  | 4 | 21 | 15:31-15:45 | 1 | 1
|  | 4 | 21 | 15:46-16:00 | 1 | 1
|  | 4 | 21 | 16:01-16:15 | 1 | 1
|  | 4 | 21 | 16:16-16:30 | 1 | 1
|  | 4 | 21 | 16:31-16:45 | 1 | 1
|  | 4 | 21 | 16:46-17:00 | 1 | 1
|  | 4 | 21 | 17:01-17:15 | 1 | 1
|  | 4 | 21 | 17:16-17:30 | 1 | 1
|  | 4 | 21 | 17:31-17:45 | 1 | 1
|  | 4 | 21 | 17:46-18:00 | 1 | 1
|  | 4 | 21 | 18:01-18:15 | 1 | 1
|  | 4 | 21 | 18:16-18:30 | 1 | 1
|  | 4 | 21 | 18:31-18:45 | 1 | 1
|  | 4 | 21 | 18:46-19:00 | 1 | 1
|  | 4 | 21 | 19:01-19:15 | 1 | 1
|  | 4 | 21 | 19:16-19:30 | 1 | 1
|  | 4 | 21 | 19:31-19:45 | 1 | 1
|  | 4 | 21 | 19:46-20:00 | 1 | 1
|  | 4 | 21 | 20:01-20:15 | 1 | 1
|  | 4 | 21 | 20:16-20:30 | 1 | 1
|  | 4 | 21 | 20:31-20:45 | 1 | 1
|  | 4 | 21 | 20:46-21:00 | 1 | 1
|  | 4 | 21 | 21:01-21:15 | 1 | 1
|  | 4 | 21 | 21:16-21:30 | 1 | 1
|  | 4 | 21 | 21:31-21:45 | 1 | 1
|  | 4 | 21 | 21:46-22:00 | 1 | 1
|  | 4 | 21 | 22:01-22:15 | 1 | 1
|  | 4 | 21 | 22:16-22:30 | 1 | 1
|  | 4 | 21 | 22:31-22:45 | 1 | 1
|  | 4 | 21 | 22:46-23:00 | 1 | 1
|  | 4 | 21 | 23:01-23:15 | 1 | 1
|  | 4 | 21 | 23:16-23:30 | 1 | 1
|  | 4 | 21 | 23:31-23:45 | 1 | 1
|  | 4 | 21 | 23:46-24:00 | 1 | 1
|  | 4 | 22 | 00:01-00:15 | 0 | 1
|  | 4 | 22 | 00:16-00:30 | 0 | 1
|  | 4 | 22 | 00:31-00:45 | 0 | 1
|  | 4 | 22 | 00:46-01:00 | 0 | 1
|  | 4 | 22 | 01:01-01:15 | 0 | 1
|  | 4 | 22 | 01:16-01:30 | 0 | 1
|  | 4 | 22 | 01:31-01:45 | 0 | 1
|  | 4 | 22 | 01:46-02:00 | 0 | 1
|  | 4 | 22 | 02:01-02:15 | 0 | 1
|  | 4 | 22 | 02:16-02:30 | 0 | 1
|  | 4 | 22 | 02:31-02:45 | 0 | 1
|  | 4 | 22 | 02:46-03:00 | 0 | 1
|  | 4 | 22 | 03:01-03:15 | 0 | 1
|  | 4 | 22 | 03:16-03:30 | 0 | 1
|  | 4 | 22 | 03:31-03:45 | 0 | 1
|  | 4 | 22 | 03:46-04:00 | 0 | 1
|  | 4 | 22 | 04:01-04:15 | 0 | 1
|  | 4 | 22 | 04:16-04:30 | 0 | 1
|  | 4 | 22 | 04:31-04:45 | 0 | 1
|  | 4 | 22 | 04:46-05:00 | 0 | 1
|  | 4 | 22 | 05:01-05:15 | 0 | 1
|  | 4 | 22 | 05:16-05:30 | 0 | 1
|  | 4 | 22 | 05:31-05:45 | 0 | 1
|  | 4 | 22 | 05:46-06:00 | 0 | 1
|  | 4 | 22 | 06:01-06:15 | 0 | 1
|  | 4 | 22 | 06:16-06:30 | 0 | 1
|  | 4 | 22 | 06:31-06:45 | 0 | 1
|  | 4 | 22 | 06:46-07:00 | 0 | 1
|  | 4 | 22 | 07:01-07:15 | 0 | 1
|  | 4 | 22 | 07:16-07:30 | 0 | 1
|  | 4 | 22 | 07:31-07:45 | 0 | 1
|  | 4 | 22 | 07:46-08:00 | 0 | 1
|  | 4 | 22 | 08:01-08:15 | 0 | 1
|  | 4 | 22 | 08:16-08:30 | 0 | 1
|  | 4 | 22 | 08:31-08:45 | 0 | 1
|  | 4 | 22 | 08:46-09:00 | 0 | 1
|  | 4 | 22 | 09:01-09:15 | 0 | 1
|  | 4 | 22 | 09:16-09:30 | 0 | 1
|  | 4 | 22 | 09:31-09:45 | 0 | 1
|  | 4 | 22 | 09:46-10:00 | 0 | 1
|  | 4 | 22 | 10:01-10:15 | 0 | 1
|  | 4 | 22 | 10:16-10:30 | 0 | 1
|  | 4 | 22 | 10:31-10:45 | 0 | 1
|  | 4 | 22 | 10:46-11:00 | 0 | 1
|  | 4 | 22 | 11:01-11:15 | 0 | 1
|  | 4 | 22 | 11:16-11:30 | 0 | 1
|  | 4 | 22 | 11:31-11:45 | 0 | 1
|  | 4 | 22 | 11:46-12:00 | 0 | 1
|  | 4 | 22 | 12:01-12:15 | 0 | 1
|  | 4 | 22 | 12:16-12:30 | 0 | 1
|  | 4 | 22 | 12:31-12:45 | 0 | 1
|  | 4 | 22 | 12:46-13:00 | 0 | 1
|  | 4 | 22 | 13:01-13:15 | 0 | 1
|  | 4 | 22 | 13:16-13:30 | 0 | 1
|  | 4 | 22 | 13:31-13:45 | 0 | 1
|  | 4 | 22 | 13:46-14:00 | 0 | 1
|  | 4 | 22 | 14:01-14:15 | 0 | 1
|  | 4 | 22 | 14:16-14:30 | 0 | 1
|  | 4 | 22 | 14:31-14:45 | 0 | 1
|  | 4 | 22 | 14:46-15:00 | 0 | 1
|  | 4 | 22 | 15:01-15:15 | 0 | 1
|  | 4 | 22 | 15:16-15:30 | 0 | 1
|  | 4 | 22 | 15:31-15:45 | 0 | 1
|  | 4 | 22 | 15:46-16:00 | 0 | 1
|  | 4 | 22 | 16:01-16:15 | 0 | 1
|  | 4 | 22 | 16:16-16:30 | 0 | 1
|  | 4 | 22 | 16:31-16:45 | 0 | 1
|  | 4 | 22 | 16:46-17:00 | 0 | 1
|  | 4 | 22 | 17:01-17:15 | 0 | 1
|  | 4 | 22 | 17:16-17:30 | 0 | 1
|  | 4 | 22 | 17:31-17:45 | 0 | 1
|  | 4 | 22 | 17:46-18:00 | 0 | 1
|  | 4 | 22 | 18:01-18:15 | 0 | 1
|  | 4 | 22 | 18:16-18:30 | 0 | 1
|  | 4 | 22 | 18:31-18:45 | 0 | 1
|  | 4 | 22 | 18:46-19:00 | 0 | 1
|  | 4 | 22 | 19:01-19:15 | 0 | 1
|  | 4 | 22 | 19:16-19:30 | 0 | 1
|  | 4 | 22 | 19:31-19:45 | 0 | 1
|  | 4 | 22 | 19:46-20:00 | 0 | 1
|  | 4 | 22 | 20:01-20:15 | 0 | 1
|  | 4 | 22 | 20:16-20:30 | 0 | 1
|  | 4 | 22 | 20:31-20:45 | 0 | 1
|  | 4 | 22 | 20:46-21:00 | 0 | 1
|  | 4 | 22 | 21:01-21:15 | 0 | 1
|  | 4 | 22 | 21:16-21:30 | 0 | 1
|  | 4 | 22 | 21:31-21:45 | 0 | 1
|  | 4 | 22 | 21:46-22:00 | 0 | 1
|  | 4 | 22 | 22:01-22:15 | 0 | 1
|  | 4 | 22 | 22:16-22:30 | 0 | 1
|  | 4 | 22 | 22:31-22:45 | 0 | 1
|  | 4 | 22 | 22:46-23:00 | 0 | 1
|  | 4 | 22 | 23:01-23:15 | 0 | 1
|  | 4 | 22 | 23:16-23:30 | 0 | 1
|  | 4 | 22 | 23:31-23:45 | 0 | 1
|  | 4 | 22 | 23:46-24:00 | 0 | 1
|  | 4 | 23 | 00:01-00:15 | 0 | 1
|  | 4 | 23 | 00:16-00:30 | 0 | 1
|  | 4 | 23 | 00:31-00:45 | 0 | 1
|  | 4 | 23 | 00:46-01:00 | 0 | 1
|  | 4 | 23 | 01:01-01:15 | 0 | 1
|  | 4 | 23 | 01:16-01:30 | 0 | 1
|  | 4 | 23 | 01:31-01:45 | 0 | 1
|  | 4 | 23 | 01:46-02:00 | 0 | 1
|  | 4 | 23 | 02:01-02:15 | 0 | 1
|  | 4 | 23 | 02:16-02:30 | 0 | 1
|  | 4 | 23 | 02:31-02:45 | 0 | 1
|  | 4 | 23 | 02:46-03:00 | 0 | 1
|  | 4 | 23 | 03:01-03:15 | 0 | 1
|  | 4 | 23 | 03:16-03:30 | 0 | 1
|  | 4 | 23 | 03:31-03:45 | 0 | 1
|  | 4 | 23 | 03:46-04:00 | 0 | 1
|  | 4 | 23 | 04:01-04:15 | 0 | 1
|  | 4 | 23 | 04:16-04:30 | 0 | 1
|  | 4 | 23 | 04:31-04:45 | 0 | 1
|  | 4 | 23 | 04:46-05:00 | 0 | 1
|  | 4 | 23 | 05:01-05:15 | 0 | 1
|  | 4 | 23 | 05:16-05:30 | 0 | 1
|  | 4 | 23 | 05:31-05:45 | 0 | 1
|  | 4 | 23 | 05:46-06:00 | 0 | 1
|  | 4 | 23 | 06:01-06:15 | 0 | 1
|  | 4 | 23 | 06:16-06:30 | 0 | 1
|  | 4 | 23 | 06:31-06:45 | 0 | 1
|  | 4 | 23 | 06:46-07:00 | 0 | 1
|  | 4 | 23 | 07:01-07:15 | 0 | 1
|  | 4 | 23 | 07:16-07:30 | 0 | 1
|  | 4 | 23 | 07:31-07:45 | 0 | 1
|  | 4 | 23 | 07:46-08:00 | 0 | 1
|  | 4 | 23 | 08:01-08:15 | 0 | 1
|  | 4 | 23 | 08:16-08:30 | 0 | 1
|  | 4 | 23 | 08:31-08:45 | 0 | 1
|  | 4 | 23 | 08:46-09:00 | 0 | 1
|  | 4 | 23 | 09:01-09:15 | 0 | 1
|  | 4 | 23 | 09:16-09:30 | 0 | 1
|  | 4 | 23 | 09:31-09:45 | 0 | 1
|  | 4 | 23 | 09:46-10:00 | 0 | 1
|  | 4 | 23 | 10:01-10:15 | 0 | 1
|  | 4 | 23 | 10:16-10:30 | 0 | 1
|  | 4 | 23 | 10:31-10:45 | 0 | 1
|  | 4 | 23 | 10:46-11:00 | 0 | 1
|  | 4 | 23 | 11:01-11:15 | 0 | 1
|  | 4 | 23 | 11:16-11:30 | 0 | 1
|  | 4 | 23 | 11:31-11:45 | 0 | 1
|  | 4 | 23 | 11:46-12:00 | 0 | 1
|  | 4 | 23 | 12:01-12:15 | 0 | 1
|  | 4 | 23 | 12:16-12:30 | 0 | 1
|  | 4 | 23 | 12:31-12:45 | 0 | 1
|  | 4 | 23 | 12:46-13:00 | 0 | 1
|  | 4 | 23 | 13:01-13:15 | 0 | 1
|  | 4 | 23 | 13:16-13:30 | 0 | 1
|  | 4 | 23 | 13:31-13:45 | 0 | 1
|  | 4 | 23 | 13:46-14:00 | 0 | 1
|  | 4 | 23 | 14:01-14:15 | 0 | 1
|  | 4 | 23 | 14:16-14:30 | 0 | 1
|  | 4 | 23 | 14:31-14:45 | 0 | 1
|  | 4 | 23 | 14:46-15:00 | 0 | 1
|  | 4 | 23 | 15:01-15:15 | 0 | 1
|  | 4 | 23 | 15:16-15:30 | 0 | 1
|  | 4 | 23 | 15:31-15:45 | 0 | 1
|  | 4 | 23 | 15:46-16:00 | 0 | 1
|  | 4 | 23 | 16:01-16:15 | 0 | 1
|  | 4 | 23 | 16:16-16:30 | 0 | 1
|  | 4 | 23 | 16:31-16:45 | 0 | 1
|  | 4 | 23 | 16:46-17:00 | 0 | 1
|  | 4 | 23 | 17:01-17:15 | 0 | 1
|  | 4 | 23 | 17:16-17:30 | 0 | 1
|  | 4 | 23 | 17:31-17:45 | 0 | 1
|  | 4 | 23 | 17:46-18:00 | 0 | 1
|  | 4 | 23 | 18:01-18:15 | 0 | 1
|  | 4 | 23 | 18:16-18:30 | 0 | 1
|  | 4 | 23 | 18:31-18:45 | 0 | 1
|  | 4 | 23 | 18:46-19:00 | 0 | 1
|  | 4 | 23 | 19:01-19:15 | 0 | 1
|  | 4 | 23 | 19:16-19:30 | 0 | 1
|  | 4 | 23 | 19:31-19:45 | 0 | 1
|  | 4 | 23 | 19:46-20:00 | 0 | 1
|  | 4 | 23 | 20:01-20:15 | 0 | 1
|  | 4 | 23 | 20:16-20:30 | 0 | 1
|  | 4 | 23 | 20:31-20:45 | 0 | 1
|  | 4 | 23 | 20:46-21:00 | 0 | 1
|  | 4 | 23 | 21:01-21:15 | 0 | 1
|  | 4 | 23 | 21:16-21:30 | 0 | 1
|  | 4 | 23 | 21:31-21:45 | 0 | 1
|  | 4 | 23 | 21:46-22:00 | 0 | 1
|  | 4 | 23 | 22:01-22:15 | 0 | 1
|  | 4 | 23 | 22:16-22:30 | 0 | 1
|  | 4 | 23 | 22:31-22:45 | 0 | 1
|  | 4 | 23 | 22:46-23:00 | 0 | 1
|  | 4 | 23 | 23:01-23:15 | 0 | 1
|  | 4 | 23 | 23:16-23:30 | 0 | 1
|  | 4 | 23 | 23:31-23:45 | 0 | 1
|  | 4 | 23 | 23:46-24:00 | 0 | 1
|  | 4 | 24 | 00:01-00:15 | 1 | 1
|  | 4 | 24 | 00:16-00:30 | 1 | 1
|  | 4 | 24 | 00:31-00:45 | 1 | 1
|  | 4 | 24 | 00:46-01:00 | 1 | 1
|  | 4 | 24 | 01:01-01:15 | 1 | 1
|  | 4 | 24 | 01:16-01:30 | 1 | 1
|  | 4 | 24 | 01:31-01:45 | 1 | 1
|  | 4 | 24 | 01:46-02:00 | 1 | 1
|  | 4 | 24 | 02:01-02:15 | 1 | 1
|  | 4 | 24 | 02:16-02:30 | 1 | 1
|  | 4 | 24 | 02:31-02:45 | 1 | 1
|  | 4 | 24 | 02:46-03:00 | 1 | 1
|  | 4 | 24 | 03:01-03:15 | 1 | 1
|  | 4 | 24 | 03:16-03:30 | 1 | 1
|  | 4 | 24 | 03:31-03:45 | 1 | 1
|  | 4 | 24 | 03:46-04:00 | 1 | 1
|  | 4 | 24 | 04:01-04:15 | 1 | 1
|  | 4 | 24 | 04:16-04:30 | 1 | 1
|  | 4 | 24 | 04:31-04:45 | 1 | 1
|  | 4 | 24 | 04:46-05:00 | 1 | 1
|  | 4 | 24 | 05:01-05:15 | 1 | 1
|  | 4 | 24 | 05:16-05:30 | 1 | 1
|  | 4 | 24 | 05:31-05:45 | 1 | 1
|  | 4 | 24 | 05:46-06:00 | 1 | 1
|  | 4 | 24 | 06:01-06:15 | 1 | 1
|  | 4 | 24 | 06:16-06:30 | 1 | 1
|  | 4 | 24 | 06:31-06:45 | 1 | 1
|  | 4 | 24 | 06:46-07:00 | 1 | 1
|  | 4 | 24 | 07:01-07:15 | 1 | 1
|  | 4 | 24 | 07:16-07:30 | 1 | 1
|  | 4 | 24 | 07:31-07:45 | 1 | 1
|  | 4 | 24 | 07:46-08:00 | 1 | 1
|  | 4 | 24 | 08:01-08:15 | 1 | 1
|  | 4 | 24 | 08:16-08:30 | 1 | 1
|  | 4 | 24 | 08:31-08:45 | 1 | 1
|  | 4 | 24 | 08:46-09:00 | 1 | 1
|  | 4 | 24 | 09:01-09:15 | 1 | 1
|  | 4 | 24 | 09:16-09:30 | 1 | 1
|  | 4 | 24 | 09:31-09:45 | 1 | 1
|  | 4 | 24 | 09:46-10:00 | 1 | 1
|  | 4 | 24 | 10:01-10:15 | 1 | 1
|  | 4 | 24 | 10:16-10:30 | 1 | 1
|  | 4 | 24 | 10:31-10:45 | 1 | 1
|  | 4 | 24 | 10:46-11:00 | 1 | 1
|  | 4 | 24 | 11:01-11:15 | 1 | 1
|  | 4 | 24 | 11:16-11:30 | 1 | 1
|  | 4 | 24 | 11:31-11:45 | 1 | 1
|  | 4 | 24 | 11:46-12:00 | 1 | 1
|  | 4 | 24 | 12:01-12:15 | 1 | 1
|  | 4 | 24 | 12:16-12:30 | 1 | 1
|  | 4 | 24 | 12:31-12:45 | 1 | 1
|  | 4 | 24 | 12:46-13:00 | 1 | 1
|  | 4 | 24 | 13:01-13:15 | 1 | 1
|  | 4 | 24 | 13:16-13:30 | 1 | 1
|  | 4 | 24 | 13:31-13:45 | 1 | 1
|  | 4 | 24 | 13:46-14:00 | 1 | 1
|  | 4 | 24 | 14:01-14:15 | 1 | 1
|  | 4 | 24 | 14:16-14:30 | 1 | 1
|  | 4 | 24 | 14:31-14:45 | 1 | 1
|  | 4 | 24 | 14:46-15:00 | 1 | 1
|  | 4 | 24 | 15:01-15:15 | 1 | 1
|  | 4 | 24 | 15:16-15:30 | 1 | 1
|  | 4 | 24 | 15:31-15:45 | 1 | 1
|  | 4 | 24 | 15:46-16:00 | 1 | 1
|  | 4 | 24 | 16:01-16:15 | 1 | 1
|  | 4 | 24 | 16:16-16:30 | 1 | 1
|  | 4 | 24 | 16:31-16:45 | 1 | 1
|  | 4 | 24 | 16:46-17:00 | 1 | 1
|  | 4 | 24 | 17:01-17:15 | 1 | 1
|  | 4 | 24 | 17:16-17:30 | 1 | 1
|  | 4 | 24 | 17:31-17:45 | 1 | 1
|  | 4 | 24 | 17:46-18:00 | 1 | 1
|  | 4 | 24 | 18:01-18:15 | 1 | 1
|  | 4 | 24 | 18:16-18:30 | 1 | 1
|  | 4 | 24 | 18:31-18:45 | 1 | 1
|  | 4 | 24 | 18:46-19:00 | 1 | 1
|  | 4 | 24 | 19:01-19:15 | 1 | 1
|  | 4 | 24 | 19:16-19:30 | 1 | 1
|  | 4 | 24 | 19:31-19:45 | 1 | 1
|  | 4 | 24 | 19:46-20:00 | 1 | 1
|  | 4 | 24 | 20:01-20:15 | 1 | 1
|  | 4 | 24 | 20:16-20:30 | 1 | 1
|  | 4 | 24 | 20:31-20:45 | 1 | 1
|  | 4 | 24 | 20:46-21:00 | 1 | 1
|  | 4 | 24 | 21:01-21:15 | 1 | 1
|  | 4 | 24 | 21:16-21:30 | 1 | 1
|  | 4 | 24 | 21:31-21:45 | 1 | 1
|  | 4 | 24 | 21:46-22:00 | 1 | 1
|  | 4 | 24 | 22:01-22:15 | 1 | 1
|  | 4 | 24 | 22:16-22:30 | 1 | 1
|  | 4 | 24 | 22:31-22:45 | 1 | 1
|  | 4 | 24 | 22:46-23:00 | 1 | 1
|  | 4 | 24 | 23:01-23:15 | 1 | 1
|  | 4 | 24 | 23:16-23:30 | 1 | 1
|  | 4 | 24 | 23:31-23:45 | 1 | 1
|  | 4 | 24 | 23:46-24:00 | 1 | 1
|  | 4 | 25 | 00:01-00:15 | 1 | 1
|  | 4 | 25 | 00:16-00:30 | 1 | 1
|  | 4 | 25 | 00:31-00:45 | 1 | 1
|  | 4 | 25 | 00:46-01:00 | 1 | 1
|  | 4 | 25 | 01:01-01:15 | 1 | 1
|  | 4 | 25 | 01:16-01:30 | 1 | 1
|  | 4 | 25 | 01:31-01:45 | 1 | 1
|  | 4 | 25 | 01:46-02:00 | 1 | 1
|  | 4 | 25 | 02:01-02:15 | 1 | 1
|  | 4 | 25 | 02:16-02:30 | 1 | 1
|  | 4 | 25 | 02:31-02:45 | 1 | 1
|  | 4 | 25 | 02:46-03:00 | 1 | 1
|  | 4 | 25 | 03:01-03:15 | 1 | 1
|  | 4 | 25 | 03:16-03:30 | 1 | 1
|  | 4 | 25 | 03:31-03:45 | 1 | 1
|  | 4 | 25 | 03:46-04:00 | 1 | 1
|  | 4 | 25 | 04:01-04:15 | 1 | 1
|  | 4 | 25 | 04:16-04:30 | 1 | 1
|  | 4 | 25 | 04:31-04:45 | 1 | 1
|  | 4 | 25 | 04:46-05:00 | 1 | 1
|  | 4 | 25 | 05:01-05:15 | 1 | 1
|  | 4 | 25 | 05:16-05:30 | 1 | 1
|  | 4 | 25 | 05:31-05:45 | 1 | 1
|  | 4 | 25 | 05:46-06:00 | 1 | 1
|  | 4 | 25 | 06:01-06:15 | 1 | 1
|  | 4 | 25 | 06:16-06:30 | 1 | 1
|  | 4 | 25 | 06:31-06:45 | 1 | 1
|  | 4 | 25 | 06:46-07:00 | 1 | 1
|  | 4 | 25 | 07:01-07:15 | 1 | 1
|  | 4 | 25 | 07:16-07:30 | 1 | 1
|  | 4 | 25 | 07:31-07:45 | 1 | 1
|  | 4 | 25 | 07:46-08:00 | 1 | 1
|  | 4 | 25 | 08:01-08:15 | 1 | 1
|  | 4 | 25 | 08:16-08:30 | 1 | 1
|  | 4 | 25 | 08:31-08:45 | 1 | 1
|  | 4 | 25 | 08:46-09:00 | 1 | 1
|  | 4 | 25 | 09:01-09:15 | 1 | 1
|  | 4 | 25 | 09:16-09:30 | 1 | 1
|  | 4 | 25 | 09:31-09:45 | 1 | 1
|  | 4 | 25 | 09:46-10:00 | 1 | 1
|  | 4 | 25 | 10:01-10:15 | 1 | 1
|  | 4 | 25 | 10:16-10:30 | 1 | 1
|  | 4 | 25 | 10:31-10:45 | 1 | 1
|  | 4 | 25 | 10:46-11:00 | 1 | 1
|  | 4 | 25 | 11:01-11:15 | 1 | 1
|  | 4 | 25 | 11:16-11:30 | 1 | 1
|  | 4 | 25 | 11:31-11:45 | 1 | 1
|  | 4 | 25 | 11:46-12:00 | 1 | 1
|  | 4 | 25 | 12:01-12:15 | 1 | 1
|  | 4 | 25 | 12:16-12:30 | 1 | 1
|  | 4 | 25 | 12:31-12:45 | 1 | 1
|  | 4 | 25 | 12:46-13:00 | 1 | 1
|  | 4 | 25 | 13:01-13:15 | 1 | 1
|  | 4 | 25 | 13:16-13:30 | 1 | 1
|  | 4 | 25 | 13:31-13:45 | 1 | 1
|  | 4 | 25 | 13:46-14:00 | 1 | 1
|  | 4 | 25 | 14:01-14:15 | 1 | 1
|  | 4 | 25 | 14:16-14:30 | 1 | 1
|  | 4 | 25 | 14:31-14:45 | 1 | 1
|  | 4 | 25 | 14:46-15:00 | 1 | 1
|  | 4 | 25 | 15:01-15:15 | 1 | 1
|  | 4 | 25 | 15:16-15:30 | 1 | 1
|  | 4 | 25 | 15:31-15:45 | 1 | 1
|  | 4 | 25 | 15:46-16:00 | 1 | 1
|  | 4 | 25 | 16:01-16:15 | 1 | 1
|  | 4 | 25 | 16:16-16:30 | 1 | 1
|  | 4 | 25 | 16:31-16:45 | 1 | 1
|  | 4 | 25 | 16:46-17:00 | 1 | 1
|  | 4 | 25 | 17:01-17:15 | 1 | 1
|  | 4 | 25 | 17:16-17:30 | 1 | 1
|  | 4 | 25 | 17:31-17:45 | 1 | 1
|  | 4 | 25 | 17:46-18:00 | 1 | 1
|  | 4 | 25 | 18:01-18:15 | 1 | 1
|  | 4 | 25 | 18:16-18:30 | 1 | 1
|  | 4 | 25 | 18:31-18:45 | 1 | 1
|  | 4 | 25 | 18:46-19:00 | 1 | 1
|  | 4 | 25 | 19:01-19:15 | 1 | 1
|  | 4 | 25 | 19:16-19:30 | 1 | 1
|  | 4 | 25 | 19:31-19:45 | 1 | 1
|  | 4 | 25 | 19:46-20:00 | 1 | 1
|  | 4 | 25 | 20:01-20:15 | 1 | 1
|  | 4 | 25 | 20:16-20:30 | 1 | 1
|  | 4 | 25 | 20:31-20:45 | 1 | 1
|  | 4 | 25 | 20:46-21:00 | 1 | 1
|  | 4 | 25 | 21:01-21:15 | 1 | 1
|  | 4 | 25 | 21:16-21:30 | 1 | 1
|  | 4 | 25 | 21:31-21:45 | 1 | 1
|  | 4 | 25 | 21:46-22:00 | 1 | 1
|  | 4 | 25 | 22:01-22:15 | 1 | 1
|  | 4 | 25 | 22:16-22:30 | 1 | 1
|  | 4 | 25 | 22:31-22:45 | 1 | 1
|  | 4 | 25 | 22:46-23:00 | 1 | 1
|  | 4 | 25 | 23:01-23:15 | 1 | 1
|  | 4 | 25 | 23:16-23:30 | 1 | 1
|  | 4 | 25 | 23:31-23:45 | 1 | 1
|  | 4 | 25 | 23:46-24:00 | 1 | 1
|  | 4 | 26 | 00:01-00:15 | 1 | 1
|  | 4 | 26 | 00:16-00:30 | 1 | 1
|  | 4 | 26 | 00:31-00:45 | 1 | 1
|  | 4 | 26 | 00:46-01:00 | 1 | 1
|  | 4 | 26 | 01:01-01:15 | 1 | 1
|  | 4 | 26 | 01:16-01:30 | 1 | 1
|  | 4 | 26 | 01:31-01:45 | 1 | 1
|  | 4 | 26 | 01:46-02:00 | 1 | 1
|  | 4 | 26 | 02:01-02:15 | 1 | 1
|  | 4 | 26 | 02:16-02:30 | 1 | 1
|  | 4 | 26 | 02:31-02:45 | 1 | 1
|  | 4 | 26 | 02:46-03:00 | 1 | 1
|  | 4 | 26 | 03:01-03:15 | 1 | 1
|  | 4 | 26 | 03:16-03:30 | 1 | 1
|  | 4 | 26 | 03:31-03:45 | 1 | 1
|  | 4 | 26 | 03:46-04:00 | 1 | 1
|  | 4 | 26 | 04:01-04:15 | 1 | 1
|  | 4 | 26 | 04:16-04:30 | 1 | 1
|  | 4 | 26 | 04:31-04:45 | 1 | 1
|  | 4 | 26 | 04:46-05:00 | 1 | 1
|  | 4 | 26 | 05:01-05:15 | 1 | 1
|  | 4 | 26 | 05:16-05:30 | 1 | 1
|  | 4 | 26 | 05:31-05:45 | 1 | 1
|  | 4 | 26 | 05:46-06:00 | 1 | 1
|  | 4 | 26 | 06:01-06:15 | 1 | 1
|  | 4 | 26 | 06:16-06:30 | 1 | 1
|  | 4 | 26 | 06:31-06:45 | 1 | 1
|  | 4 | 26 | 06:46-07:00 | 1 | 1
|  | 4 | 26 | 07:01-07:15 | 1 | 1
|  | 4 | 26 | 07:16-07:30 | 1 | 1
|  | 4 | 26 | 07:31-07:45 | 1 | 1
|  | 4 | 26 | 07:46-08:00 | 1 | 1
|  | 4 | 26 | 08:01-08:15 | 1 | 1
|  | 4 | 26 | 08:16-08:30 | 1 | 1
|  | 4 | 26 | 08:31-08:45 | 1 | 1
|  | 4 | 26 | 08:46-09:00 | 1 | 1
|  | 4 | 26 | 09:01-09:15 | 1 | 1
|  | 4 | 26 | 09:16-09:30 | 1 | 1
|  | 4 | 26 | 09:31-09:45 | 1 | 1
|  | 4 | 26 | 09:46-10:00 | 1 | 1
|  | 4 | 26 | 10:01-10:15 | 1 | 1
|  | 4 | 26 | 10:16-10:30 | 1 | 1
|  | 4 | 26 | 10:31-10:45 | 1 | 1
|  | 4 | 26 | 10:46-11:00 | 1 | 1
|  | 4 | 26 | 11:01-11:15 | 1 | 1
|  | 4 | 26 | 11:16-11:30 | 1 | 1
|  | 4 | 26 | 11:31-11:45 | 1 | 1
|  | 4 | 26 | 11:46-12:00 | 1 | 1
|  | 4 | 26 | 12:01-12:15 | 1 | 1
|  | 4 | 26 | 12:16-12:30 | 1 | 1
|  | 4 | 26 | 12:31-12:45 | 1 | 1
|  | 4 | 26 | 12:46-13:00 | 1 | 1
|  | 4 | 26 | 13:01-13:15 | 1 | 1
|  | 4 | 26 | 13:16-13:30 | 1 | 1
|  | 4 | 26 | 13:31-13:45 | 1 | 1
|  | 4 | 26 | 13:46-14:00 | 1 | 1
|  | 4 | 26 | 14:01-14:15 | 1 | 1
|  | 4 | 26 | 14:16-14:30 | 1 | 1
|  | 4 | 26 | 14:31-14:45 | 1 | 1
|  | 4 | 26 | 14:46-15:00 | 1 | 1
|  | 4 | 26 | 15:01-15:15 | 1 | 1
|  | 4 | 26 | 15:16-15:30 | 1 | 1
|  | 4 | 26 | 15:31-15:45 | 1 | 1
|  | 4 | 26 | 15:46-16:00 | 1 | 1
|  | 4 | 26 | 16:01-16:15 | 1 | 1
|  | 4 | 26 | 16:16-16:30 | 1 | 1
|  | 4 | 26 | 16:31-16:45 | 1 | 1
|  | 4 | 26 | 16:46-17:00 | 1 | 1
|  | 4 | 26 | 17:01-17:15 | 1 | 1
|  | 4 | 26 | 17:16-17:30 | 1 | 1
|  | 4 | 26 | 17:31-17:45 | 1 | 1
|  | 4 | 26 | 17:46-18:00 | 1 | 1
|  | 4 | 26 | 18:01-18:15 | 1 | 1
|  | 4 | 26 | 18:16-18:30 | 1 | 1
|  | 4 | 26 | 18:31-18:45 | 1 | 1
|  | 4 | 26 | 18:46-19:00 | 1 | 1
|  | 4 | 26 | 19:01-19:15 | 1 | 1
|  | 4 | 26 | 19:16-19:30 | 1 | 1
|  | 4 | 26 | 19:31-19:45 | 1 | 1
|  | 4 | 26 | 19:46-20:00 | 1 | 1
|  | 4 | 26 | 20:01-20:15 | 1 | 1
|  | 4 | 26 | 20:16-20:30 | 1 | 1
|  | 4 | 26 | 20:31-20:45 | 1 | 1
|  | 4 | 26 | 20:46-21:00 | 1 | 1
|  | 4 | 26 | 21:01-21:15 | 1 | 1
|  | 4 | 26 | 21:16-21:30 | 1 | 1
|  | 4 | 26 | 21:31-21:45 | 1 | 1
|  | 4 | 26 | 21:46-22:00 | 1 | 1
|  | 4 | 26 | 22:01-22:15 | 1 | 1
|  | 4 | 26 | 22:16-22:30 | 1 | 1
|  | 4 | 26 | 22:31-22:45 | 1 | 1
|  | 4 | 26 | 22:46-23:00 | 1 | 1
|  | 4 | 26 | 23:01-23:15 | 1 | 1
|  | 4 | 26 | 23:16-23:30 | 1 | 1
|  | 4 | 26 | 23:31-23:45 | 1 | 1
|  | 4 | 26 | 23:46-24:00 | 1 | 1
|  | 4 | 27 | 00:01-00:15 | 1 | 1
|  | 4 | 27 | 00:16-00:30 | 1 | 1
|  | 4 | 27 | 00:31-00:45 | 1 | 1
|  | 4 | 27 | 00:46-01:00 | 1 | 1
|  | 4 | 27 | 01:01-01:15 | 1 | 1
|  | 4 | 27 | 01:16-01:30 | 1 | 1
|  | 4 | 27 | 01:31-01:45 | 1 | 1
|  | 4 | 27 | 01:46-02:00 | 1 | 1
|  | 4 | 27 | 02:01-02:15 | 1 | 1
|  | 4 | 27 | 02:16-02:30 | 1 | 1
|  | 4 | 27 | 02:31-02:45 | 1 | 1
|  | 4 | 27 | 02:46-03:00 | 1 | 1
|  | 4 | 27 | 03:01-03:15 | 1 | 1
|  | 4 | 27 | 03:16-03:30 | 1 | 1
|  | 4 | 27 | 03:31-03:45 | 1 | 1
|  | 4 | 27 | 03:46-04:00 | 1 | 1
|  | 4 | 27 | 04:01-04:15 | 1 | 1
|  | 4 | 27 | 04:16-04:30 | 1 | 1
|  | 4 | 27 | 04:31-04:45 | 1 | 1
|  | 4 | 27 | 04:46-05:00 | 1 | 1
|  | 4 | 27 | 05:01-05:15 | 1 | 1
|  | 4 | 27 | 05:16-05:30 | 1 | 1
|  | 4 | 27 | 05:31-05:45 | 1 | 1
|  | 4 | 27 | 05:46-06:00 | 1 | 1
|  | 4 | 27 | 06:01-06:15 | 1 | 1
|  | 4 | 27 | 06:16-06:30 | 1 | 1
|  | 4 | 27 | 06:31-06:45 | 1 | 1
|  | 4 | 27 | 06:46-07:00 | 1 | 1
|  | 4 | 27 | 07:01-07:15 | 1 | 1
|  | 4 | 27 | 07:16-07:30 | 1 | 1
|  | 4 | 27 | 07:31-07:45 | 1 | 1
|  | 4 | 27 | 07:46-08:00 | 1 | 1
|  | 4 | 27 | 08:01-08:15 | 1 | 1
|  | 4 | 27 | 08:16-08:30 | 1 | 1
|  | 4 | 27 | 08:31-08:45 | 1 | 1
|  | 4 | 27 | 08:46-09:00 | 1 | 1
|  | 4 | 27 | 09:01-09:15 | 1 | 1
|  | 4 | 27 | 09:16-09:30 | 1 | 1
|  | 4 | 27 | 09:31-09:45 | 1 | 1
|  | 4 | 27 | 09:46-10:00 | 1 | 1
|  | 4 | 27 | 10:01-10:15 | 1 | 1
|  | 4 | 27 | 10:16-10:30 | 1 | 1
|  | 4 | 27 | 10:31-10:45 | 1 | 1
|  | 4 | 27 | 10:46-11:00 | 1 | 1
|  | 4 | 27 | 11:01-11:15 | 1 | 1
|  | 4 | 27 | 11:16-11:30 | 1 | 1
|  | 4 | 27 | 11:31-11:45 | 1 | 1
|  | 4 | 27 | 11:46-12:00 | 1 | 1
|  | 4 | 27 | 12:01-12:15 | 1 | 1
|  | 4 | 27 | 12:16-12:30 | 1 | 1
|  | 4 | 27 | 12:31-12:45 | 1 | 1
|  | 4 | 27 | 12:46-13:00 | 1 | 1
|  | 4 | 27 | 13:01-13:15 | 1 | 1
|  | 4 | 27 | 13:16-13:30 | 1 | 1
|  | 4 | 27 | 13:31-13:45 | 1 | 1
|  | 4 | 27 | 13:46-14:00 | 1 | 1
|  | 4 | 27 | 14:01-14:15 | 1 | 1
|  | 4 | 27 | 14:16-14:30 | 1 | 1
|  | 4 | 27 | 14:31-14:45 | 1 | 1
|  | 4 | 27 | 14:46-15:00 | 1 | 1
|  | 4 | 27 | 15:01-15:15 | 1 | 1
|  | 4 | 27 | 15:16-15:30 | 1 | 1
|  | 4 | 27 | 15:31-15:45 | 1 | 1
|  | 4 | 27 | 15:46-16:00 | 1 | 1
|  | 4 | 27 | 16:01-16:15 | 1 | 1
|  | 4 | 27 | 16:16-16:30 | 1 | 1
|  | 4 | 27 | 16:31-16:45 | 1 | 1
|  | 4 | 27 | 16:46-17:00 | 1 | 1
|  | 4 | 27 | 17:01-17:15 | 1 | 1
|  | 4 | 27 | 17:16-17:30 | 1 | 1
|  | 4 | 27 | 17:31-17:45 | 1 | 1
|  | 4 | 27 | 17:46-18:00 | 1 | 1
|  | 4 | 27 | 18:01-18:15 | 1 | 1
|  | 4 | 27 | 18:16-18:30 | 1 | 1
|  | 4 | 27 | 18:31-18:45 | 1 | 1
|  | 4 | 27 | 18:46-19:00 | 1 | 1
|  | 4 | 27 | 19:01-19:15 | 1 | 1
|  | 4 | 27 | 19:16-19:30 | 1 | 1
|  | 4 | 27 | 19:31-19:45 | 1 | 1
|  | 4 | 27 | 19:46-20:00 | 1 | 1
|  | 4 | 27 | 20:01-20:15 | 1 | 1
|  | 4 | 27 | 20:16-20:30 | 1 | 1
|  | 4 | 27 | 20:31-20:45 | 1 | 1
|  | 4 | 27 | 20:46-21:00 | 1 | 1
|  | 4 | 27 | 21:01-21:15 | 1 | 1
|  | 4 | 27 | 21:16-21:30 | 1 | 1
|  | 4 | 27 | 21:31-21:45 | 1 | 1
|  | 4 | 27 | 21:46-22:00 | 1 | 1
|  | 4 | 27 | 22:01-22:15 | 1 | 1
|  | 4 | 27 | 22:16-22:30 | 1 | 1
|  | 4 | 27 | 22:31-22:45 | 1 | 1
|  | 4 | 27 | 22:46-23:00 | 1 | 1
|  | 4 | 27 | 23:01-23:15 | 1 | 1
|  | 4 | 27 | 23:16-23:30 | 1 | 1
|  | 4 | 27 | 23:31-23:45 | 1 | 1
|  | 4 | 27 | 23:46-24:00 | 1 | 1
|  | 4 | 28 | 00:01-00:15 | 1 | 1
|  | 4 | 28 | 00:16-00:30 | 1 | 1
|  | 4 | 28 | 00:31-00:45 | 1 | 1
|  | 4 | 28 | 00:46-01:00 | 1 | 1
|  | 4 | 28 | 01:01-01:15 | 1 | 1
|  | 4 | 28 | 01:16-01:30 | 1 | 1
|  | 4 | 28 | 01:31-01:45 | 1 | 1
|  | 4 | 28 | 01:46-02:00 | 1 | 1
|  | 4 | 28 | 02:01-02:15 | 1 | 1
|  | 4 | 28 | 02:16-02:30 | 1 | 1
|  | 4 | 28 | 02:31-02:45 | 1 | 1
|  | 4 | 28 | 02:46-03:00 | 1 | 1
|  | 4 | 28 | 03:01-03:15 | 1 | 1
|  | 4 | 28 | 03:16-03:30 | 1 | 1
|  | 4 | 28 | 03:31-03:45 | 1 | 1
|  | 4 | 28 | 03:46-04:00 | 1 | 1
|  | 4 | 28 | 04:01-04:15 | 1 | 1
|  | 4 | 28 | 04:16-04:30 | 1 | 1
|  | 4 | 28 | 04:31-04:45 | 1 | 1
|  | 4 | 28 | 04:46-05:00 | 1 | 1
|  | 4 | 28 | 05:01-05:15 | 1 | 1
|  | 4 | 28 | 05:16-05:30 | 1 | 1
|  | 4 | 28 | 05:31-05:45 | 1 | 1
|  | 4 | 28 | 05:46-06:00 | 1 | 1
|  | 4 | 28 | 06:01-06:15 | 1 | 1
|  | 4 | 28 | 06:16-06:30 | 1 | 1
|  | 4 | 28 | 06:31-06:45 | 1 | 1
|  | 4 | 28 | 06:46-07:00 | 1 | 1
|  | 4 | 28 | 07:01-07:15 | 1 | 1
|  | 4 | 28 | 07:16-07:30 | 1 | 1
|  | 4 | 28 | 07:31-07:45 | 1 | 1
|  | 4 | 28 | 07:46-08:00 | 1 | 1
|  | 4 | 28 | 08:01-08:15 | 1 | 1
|  | 4 | 28 | 08:16-08:30 | 1 | 1
|  | 4 | 28 | 08:31-08:45 | 1 | 1
|  | 4 | 28 | 08:46-09:00 | 1 | 1
|  | 4 | 28 | 09:01-09:15 | 1 | 1
|  | 4 | 28 | 09:16-09:30 | 1 | 1
|  | 4 | 28 | 09:31-09:45 | 1 | 1
|  | 4 | 28 | 09:46-10:00 | 1 | 1
|  | 4 | 28 | 10:01-10:15 | 1 | 1
|  | 4 | 28 | 10:16-10:30 | 1 | 1
|  | 4 | 28 | 10:31-10:45 | 1 | 1
|  | 4 | 28 | 10:46-11:00 | 1 | 1
|  | 4 | 28 | 11:01-11:15 | 1 | 1
|  | 4 | 28 | 11:16-11:30 | 1 | 1
|  | 4 | 28 | 11:31-11:45 | 1 | 1
|  | 4 | 28 | 11:46-12:00 | 1 | 1
|  | 4 | 28 | 12:01-12:15 | 1 | 1
|  | 4 | 28 | 12:16-12:30 | 1 | 1
|  | 4 | 28 | 12:31-12:45 | 1 | 1
|  | 4 | 28 | 12:46-13:00 | 1 | 1
|  | 4 | 28 | 13:01-13:15 | 1 | 1
|  | 4 | 28 | 13:16-13:30 | 1 | 1
|  | 4 | 28 | 13:31-13:45 | 1 | 1
|  | 4 | 28 | 13:46-14:00 | 1 | 1
|  | 4 | 28 | 14:01-14:15 | 1 | 1
|  | 4 | 28 | 14:16-14:30 | 1 | 1
|  | 4 | 28 | 14:31-14:45 | 1 | 1
|  | 4 | 28 | 14:46-15:00 | 1 | 1
|  | 4 | 28 | 15:01-15:15 | 1 | 1
|  | 4 | 28 | 15:16-15:30 | 1 | 1
|  | 4 | 28 | 15:31-15:45 | 1 | 1
|  | 4 | 28 | 15:46-16:00 | 1 | 1
|  | 4 | 28 | 16:01-16:15 | 1 | 1
|  | 4 | 28 | 16:16-16:30 | 1 | 1
|  | 4 | 28 | 16:31-16:45 | 1 | 1
|  | 4 | 28 | 16:46-17:00 | 1 | 1
|  | 4 | 28 | 17:01-17:15 | 1 | 1
|  | 4 | 28 | 17:16-17:30 | 1 | 1
|  | 4 | 28 | 17:31-17:45 | 1 | 1
|  | 4 | 28 | 17:46-18:00 | 1 | 1
|  | 4 | 28 | 18:01-18:15 | 1 | 1
|  | 4 | 28 | 18:16-18:30 | 1 | 1
|  | 4 | 28 | 18:31-18:45 | 1 | 1
|  | 4 | 28 | 18:46-19:00 | 1 | 1
|  | 4 | 28 | 19:01-19:15 | 1 | 1
|  | 4 | 28 | 19:16-19:30 | 1 | 1
|  | 4 | 28 | 19:31-19:45 | 1 | 1
|  | 4 | 28 | 19:46-20:00 | 1 | 1
|  | 4 | 28 | 20:01-20:15 | 1 | 1
|  | 4 | 28 | 20:16-20:30 | 1 | 1
|  | 4 | 28 | 20:31-20:45 | 1 | 1
|  | 4 | 28 | 20:46-21:00 | 1 | 1
|  | 4 | 28 | 21:01-21:15 | 1 | 1
|  | 4 | 28 | 21:16-21:30 | 1 | 1
|  | 4 | 28 | 21:31-21:45 | 1 | 1
|  | 4 | 28 | 21:46-22:00 | 1 | 1
|  | 4 | 28 | 22:01-22:15 | 1 | 1
|  | 4 | 28 | 22:16-22:30 | 1 | 1
|  | 4 | 28 | 22:31-22:45 | 1 | 1
|  | 4 | 28 | 22:46-23:00 | 1 | 1
|  | 4 | 28 | 23:01-23:15 | 1 | 1
|  | 4 | 28 | 23:16-23:30 | 1 | 1
|  | 4 | 28 | 23:31-23:45 | 1 | 1
|  | 4 | 28 | 23:46-24:00 | 1 | 1
|  | 4 | 29 | 00:01-00:15 | 0 | 1
|  | 4 | 29 | 00:16-00:30 | 0 | 1
|  | 4 | 29 | 00:31-00:45 | 0 | 1
|  | 4 | 29 | 00:46-01:00 | 0 | 1
|  | 4 | 29 | 01:01-01:15 | 0 | 1
|  | 4 | 29 | 01:16-01:30 | 0 | 1
|  | 4 | 29 | 01:31-01:45 | 0 | 1
|  | 4 | 29 | 01:46-02:00 | 0 | 1
|  | 4 | 29 | 02:01-02:15 | 0 | 1
|  | 4 | 29 | 02:16-02:30 | 0 | 1
|  | 4 | 29 | 02:31-02:45 | 0 | 1
|  | 4 | 29 | 02:46-03:00 | 0 | 1
|  | 4 | 29 | 03:01-03:15 | 0 | 1
|  | 4 | 29 | 03:16-03:30 | 0 | 1
|  | 4 | 29 | 03:31-03:45 | 0 | 1
|  | 4 | 29 | 03:46-04:00 | 0 | 1
|  | 4 | 29 | 04:01-04:15 | 0 | 1
|  | 4 | 29 | 04:16-04:30 | 0 | 1
|  | 4 | 29 | 04:31-04:45 | 0 | 1
|  | 4 | 29 | 04:46-05:00 | 0 | 1
|  | 4 | 29 | 05:01-05:15 | 0 | 1
|  | 4 | 29 | 05:16-05:30 | 0 | 1
|  | 4 | 29 | 05:31-05:45 | 0 | 1
|  | 4 | 29 | 05:46-06:00 | 0 | 1
|  | 4 | 29 | 06:01-06:15 | 0 | 1
|  | 4 | 29 | 06:16-06:30 | 0 | 1
|  | 4 | 29 | 06:31-06:45 | 0 | 1
|  | 4 | 29 | 06:46-07:00 | 0 | 1
|  | 4 | 29 | 07:01-07:15 | 0 | 1
|  | 4 | 29 | 07:16-07:30 | 0 | 1
|  | 4 | 29 | 07:31-07:45 | 0 | 1
|  | 4 | 29 | 07:46-08:00 | 0 | 1
|  | 4 | 29 | 08:01-08:15 | 0 | 1
|  | 4 | 29 | 08:16-08:30 | 0 | 1
|  | 4 | 29 | 08:31-08:45 | 0 | 1
|  | 4 | 29 | 08:46-09:00 | 0 | 1
|  | 4 | 29 | 09:01-09:15 | 0 | 1
|  | 4 | 29 | 09:16-09:30 | 0 | 1
|  | 4 | 29 | 09:31-09:45 | 0 | 1
|  | 4 | 29 | 09:46-10:00 | 0 | 1
|  | 4 | 29 | 10:01-10:15 | 0 | 1
|  | 4 | 29 | 10:16-10:30 | 0 | 1
|  | 4 | 29 | 10:31-10:45 | 0 | 1
|  | 4 | 29 | 10:46-11:00 | 0 | 1
|  | 4 | 29 | 11:01-11:15 | 0 | 1
|  | 4 | 29 | 11:16-11:30 | 0 | 1
|  | 4 | 29 | 11:31-11:45 | 0 | 1
|  | 4 | 29 | 11:46-12:00 | 0 | 1
|  | 4 | 29 | 12:01-12:15 | 0 | 1
|  | 4 | 29 | 12:16-12:30 | 0 | 1
|  | 4 | 29 | 12:31-12:45 | 0 | 1
|  | 4 | 29 | 12:46-13:00 | 0 | 1
|  | 4 | 29 | 13:01-13:15 | 0 | 1
|  | 4 | 29 | 13:16-13:30 | 0 | 1
|  | 4 | 29 | 13:31-13:45 | 0 | 1
|  | 4 | 29 | 13:46-14:00 | 0 | 1
|  | 4 | 29 | 14:01-14:15 | 0 | 1
|  | 4 | 29 | 14:16-14:30 | 0 | 1
|  | 4 | 29 | 14:31-14:45 | 0 | 1
|  | 4 | 29 | 14:46-15:00 | 0 | 1
|  | 4 | 29 | 15:01-15:15 | 0 | 1
|  | 4 | 29 | 15:16-15:30 | 0 | 1
|  | 4 | 29 | 15:31-15:45 | 0 | 1
|  | 4 | 29 | 15:46-16:00 | 0 | 1
|  | 4 | 29 | 16:01-16:15 | 0 | 1
|  | 4 | 29 | 16:16-16:30 | 0 | 1
|  | 4 | 29 | 16:31-16:45 | 0 | 1
|  | 4 | 29 | 16:46-17:00 | 0 | 1
|  | 4 | 29 | 17:01-17:15 | 0 | 1
|  | 4 | 29 | 17:16-17:30 | 0 | 1
|  | 4 | 29 | 17:31-17:45 | 0 | 1
|  | 4 | 29 | 17:46-18:00 | 0 | 1
|  | 4 | 29 | 18:01-18:15 | 0 | 1
|  | 4 | 29 | 18:16-18:30 | 0 | 1
|  | 4 | 29 | 18:31-18:45 | 0 | 1
|  | 4 | 29 | 18:46-19:00 | 0 | 1
|  | 4 | 29 | 19:01-19:15 | 0 | 1
|  | 4 | 29 | 19:16-19:30 | 0 | 1
|  | 4 | 29 | 19:31-19:45 | 0 | 1
|  | 4 | 29 | 19:46-20:00 | 0 | 1
|  | 4 | 29 | 20:01-20:15 | 0 | 1
|  | 4 | 29 | 20:16-20:30 | 0 | 1
|  | 4 | 29 | 20:31-20:45 | 0 | 1
|  | 4 | 29 | 20:46-21:00 | 0 | 1
|  | 4 | 29 | 21:01-21:15 | 0 | 1
|  | 4 | 29 | 21:16-21:30 | 0 | 1
|  | 4 | 29 | 21:31-21:45 | 0 | 1
|  | 4 | 29 | 21:46-22:00 | 0 | 1
|  | 4 | 29 | 22:01-22:15 | 0 | 1
|  | 4 | 29 | 22:16-22:30 | 0 | 1
|  | 4 | 29 | 22:31-22:45 | 0 | 1
|  | 4 | 29 | 22:46-23:00 | 0 | 1
|  | 4 | 29 | 23:01-23:15 | 0 | 1
|  | 4 | 29 | 23:16-23:30 | 0 | 1
|  | 4 | 29 | 23:31-23:45 | 0 | 1
|  | 4 | 29 | 23:46-24:00 | 0 | 1
|  | 4 | 30 | 00:01-00:15 | 0 | 1
|  | 4 | 30 | 00:16-00:30 | 0 | 1
|  | 4 | 30 | 00:31-00:45 | 0 | 1
|  | 4 | 30 | 00:46-01:00 | 0 | 1
|  | 4 | 30 | 01:01-01:15 | 0 | 1
|  | 4 | 30 | 01:16-01:30 | 0 | 1
|  | 4 | 30 | 01:31-01:45 | 0 | 1
|  | 4 | 30 | 01:46-02:00 | 0 | 1
|  | 4 | 30 | 02:01-02:15 | 0 | 1
|  | 4 | 30 | 02:16-02:30 | 0 | 1
|  | 4 | 30 | 02:31-02:45 | 0 | 1
|  | 4 | 30 | 02:46-03:00 | 0 | 1
|  | 4 | 30 | 03:01-03:15 | 0 | 1
|  | 4 | 30 | 03:16-03:30 | 0 | 1
|  | 4 | 30 | 03:31-03:45 | 0 | 1
|  | 4 | 30 | 03:46-04:00 | 0 | 1
|  | 4 | 30 | 04:01-04:15 | 0 | 1
|  | 4 | 30 | 04:16-04:30 | 0 | 1
|  | 4 | 30 | 04:31-04:45 | 0 | 1
|  | 4 | 30 | 04:46-05:00 | 0 | 1
|  | 4 | 30 | 05:01-05:15 | 0 | 1
|  | 4 | 30 | 05:16-05:30 | 0 | 1
|  | 4 | 30 | 05:31-05:45 | 0 | 1
|  | 4 | 30 | 05:46-06:00 | 0 | 1
|  | 4 | 30 | 06:01-06:15 | 0 | 1
|  | 4 | 30 | 06:16-06:30 | 0 | 1
|  | 4 | 30 | 06:31-06:45 | 0 | 1
|  | 4 | 30 | 06:46-07:00 | 0 | 1
|  | 4 | 30 | 07:01-07:15 | 0 | 1
|  | 4 | 30 | 07:16-07:30 | 0 | 1
|  | 4 | 30 | 07:31-07:45 | 0 | 1
|  | 4 | 30 | 07:46-08:00 | 0 | 1
|  | 4 | 30 | 08:01-08:15 | 0 | 1
|  | 4 | 30 | 08:16-08:30 | 0 | 1
|  | 4 | 30 | 08:31-08:45 | 0 | 1
|  | 4 | 30 | 08:46-09:00 | 0 | 1
|  | 4 | 30 | 09:01-09:15 | 0 | 1
|  | 4 | 30 | 09:16-09:30 | 0 | 1
|  | 4 | 30 | 09:31-09:45 | 0 | 1
|  | 4 | 30 | 09:46-10:00 | 0 | 1
|  | 4 | 30 | 10:01-10:15 | 0 | 1
|  | 4 | 30 | 10:16-10:30 | 0 | 1
|  | 4 | 30 | 10:31-10:45 | 0 | 1
|  | 4 | 30 | 10:46-11:00 | 0 | 1
|  | 4 | 30 | 11:01-11:15 | 0 | 1
|  | 4 | 30 | 11:16-11:30 | 0 | 1
|  | 4 | 30 | 11:31-11:45 | 0 | 1
|  | 4 | 30 | 11:46-12:00 | 0 | 1
|  | 4 | 30 | 12:01-12:15 | 0 | 1
|  | 4 | 30 | 12:16-12:30 | 0 | 1
|  | 4 | 30 | 12:31-12:45 | 0 | 1
|  | 4 | 30 | 12:46-13:00 | 0 | 1
|  | 4 | 30 | 13:01-13:15 | 0 | 1
|  | 4 | 30 | 13:16-13:30 | 0 | 1
|  | 4 | 30 | 13:31-13:45 | 0 | 1
|  | 4 | 30 | 13:46-14:00 | 0 | 1
|  | 4 | 30 | 14:01-14:15 | 0 | 1
|  | 4 | 30 | 14:16-14:30 | 0 | 1
|  | 4 | 30 | 14:31-14:45 | 0 | 1
|  | 4 | 30 | 14:46-15:00 | 0 | 1
|  | 4 | 30 | 15:01-15:15 | 0 | 1
|  | 4 | 30 | 15:16-15:30 | 0 | 1
|  | 4 | 30 | 15:31-15:45 | 0 | 1
|  | 4 | 30 | 15:46-16:00 | 0 | 1
|  | 4 | 30 | 16:01-16:15 | 0 | 1
|  | 4 | 30 | 16:16-16:30 | 0 | 1
|  | 4 | 30 | 16:31-16:45 | 0 | 1
|  | 4 | 30 | 16:46-17:00 | 0 | 1
|  | 4 | 30 | 17:01-17:15 | 0 | 1
|  | 4 | 30 | 17:16-17:30 | 0 | 1
|  | 4 | 30 | 17:31-17:45 | 0 | 1
|  | 4 | 30 | 17:46-18:00 | 0 | 1
|  | 4 | 30 | 18:01-18:15 | 0 | 1
|  | 4 | 30 | 18:16-18:30 | 0 | 1
|  | 4 | 30 | 18:31-18:45 | 0 | 1
|  | 4 | 30 | 18:46-19:00 | 0 | 1
|  | 4 | 30 | 19:01-19:15 | 0 | 1
|  | 4 | 30 | 19:16-19:30 | 0 | 1
|  | 4 | 30 | 19:31-19:45 | 0 | 1
|  | 4 | 30 | 19:46-20:00 | 0 | 1
|  | 4 | 30 | 20:01-20:15 | 0 | 1
|  | 4 | 30 | 20:16-20:30 | 0 | 1
|  | 4 | 30 | 20:31-20:45 | 0 | 1
|  | 4 | 30 | 20:46-21:00 | 0 | 1
|  | 4 | 30 | 21:01-21:15 | 0 | 1
|  | 4 | 30 | 21:16-21:30 | 0 | 1
|  | 4 | 30 | 21:31-21:45 | 0 | 1
|  | 4 | 30 | 21:46-22:00 | 0 | 1
|  | 4 | 30 | 22:01-22:15 | 0 | 1
|  | 4 | 30 | 22:16-22:30 | 0 | 1
|  | 4 | 30 | 22:31-22:45 | 0 | 1
|  | 4 | 30 | 22:46-23:00 | 0 | 1
|  | 4 | 30 | 23:01-23:15 | 0 | 1
|  | 4 | 30 | 23:16-23:30 | 0 | 1
|  | 4 | 30 | 23:31-23:45 | 0 | 1
|  | 4 | 30 | 23:46-24:00 | 0 | 1
|  | 5 | 1 | 00:01-00:15 | 1 | 1
|  | 5 | 1 | 00:16-00:30 | 1 | 1
|  | 5 | 1 | 00:31-00:45 | 1 | 1
|  | 5 | 1 | 00:46-01:00 | 1 | 1
|  | 5 | 1 | 01:01-01:15 | 1 | 1
|  | 5 | 1 | 01:16-01:30 | 1 | 1
|  | 5 | 1 | 01:31-01:45 | 1 | 1
|  | 5 | 1 | 01:46-02:00 | 1 | 1
|  | 5 | 1 | 02:01-02:15 | 1 | 1
|  | 5 | 1 | 02:16-02:30 | 1 | 1
|  | 5 | 1 | 02:31-02:45 | 1 | 1
|  | 5 | 1 | 02:46-03:00 | 1 | 1
|  | 5 | 1 | 03:01-03:15 | 1 | 1
|  | 5 | 1 | 03:16-03:30 | 1 | 1
|  | 5 | 1 | 03:31-03:45 | 1 | 1
|  | 5 | 1 | 03:46-04:00 | 1 | 1
|  | 5 | 1 | 04:01-04:15 | 1 | 1
|  | 5 | 1 | 04:16-04:30 | 1 | 1
|  | 5 | 1 | 04:31-04:45 | 1 | 1
|  | 5 | 1 | 04:46-05:00 | 1 | 1
|  | 5 | 1 | 05:01-05:15 | 1 | 1
|  | 5 | 1 | 05:16-05:30 | 1 | 1
|  | 5 | 1 | 05:31-05:45 | 1 | 1
|  | 5 | 1 | 05:46-06:00 | 1 | 1
|  | 5 | 1 | 06:01-06:15 | 1 | 1
|  | 5 | 1 | 06:16-06:30 | 1 | 1
|  | 5 | 1 | 06:31-06:45 | 1 | 1
|  | 5 | 1 | 06:46-07:00 | 1 | 1
|  | 5 | 1 | 07:01-07:15 | 1 | 1
|  | 5 | 1 | 07:16-07:30 | 1 | 1
|  | 5 | 1 | 07:31-07:45 | 1 | 1
|  | 5 | 1 | 07:46-08:00 | 1 | 1
|  | 5 | 1 | 08:01-08:15 | 1 | 1
|  | 5 | 1 | 08:16-08:30 | 1 | 1
|  | 5 | 1 | 08:31-08:45 | 1 | 1
|  | 5 | 1 | 08:46-09:00 | 1 | 1
|  | 5 | 1 | 09:01-09:15 | 1 | 1
|  | 5 | 1 | 09:16-09:30 | 1 | 1
|  | 5 | 1 | 09:31-09:45 | 1 | 1
|  | 5 | 1 | 09:46-10:00 | 1 | 1
|  | 5 | 1 | 10:01-10:15 | 1 | 1
|  | 5 | 1 | 10:16-10:30 | 1 | 1
|  | 5 | 1 | 10:31-10:45 | 1 | 1
|  | 5 | 1 | 10:46-11:00 | 1 | 1
|  | 5 | 1 | 11:01-11:15 | 1 | 1
|  | 5 | 1 | 11:16-11:30 | 1 | 1
|  | 5 | 1 | 11:31-11:45 | 1 | 1
|  | 5 | 1 | 11:46-12:00 | 1 | 1
|  | 5 | 1 | 12:01-12:15 | 1 | 1
|  | 5 | 1 | 12:16-12:30 | 1 | 1
|  | 5 | 1 | 12:31-12:45 | 1 | 1
|  | 5 | 1 | 12:46-13:00 | 1 | 1
|  | 5 | 1 | 13:01-13:15 | 1 | 1
|  | 5 | 1 | 13:16-13:30 | 1 | 1
|  | 5 | 1 | 13:31-13:45 | 1 | 1
|  | 5 | 1 | 13:46-14:00 | 1 | 1
|  | 5 | 1 | 14:01-14:15 | 1 | 1
|  | 5 | 1 | 14:16-14:30 | 1 | 1
|  | 5 | 1 | 14:31-14:45 | 1 | 1
|  | 5 | 1 | 14:46-15:00 | 1 | 1
|  | 5 | 1 | 15:01-15:15 | 1 | 1
|  | 5 | 1 | 15:16-15:30 | 1 | 1
|  | 5 | 1 | 15:31-15:45 | 1 | 1
|  | 5 | 1 | 15:46-16:00 | 1 | 1
|  | 5 | 1 | 16:01-16:15 | 1 | 1
|  | 5 | 1 | 16:16-16:30 | 1 | 1
|  | 5 | 1 | 16:31-16:45 | 1 | 1
|  | 5 | 1 | 16:46-17:00 | 1 | 1
|  | 5 | 1 | 17:01-17:15 | 1 | 1
|  | 5 | 1 | 17:16-17:30 | 1 | 1
|  | 5 | 1 | 17:31-17:45 | 1 | 1
|  | 5 | 1 | 17:46-18:00 | 1 | 1
|  | 5 | 1 | 18:01-18:15 | 1 | 1
|  | 5 | 1 | 18:16-18:30 | 1 | 1
|  | 5 | 1 | 18:31-18:45 | 1 | 1
|  | 5 | 1 | 18:46-19:00 | 1 | 1
|  | 5 | 1 | 19:01-19:15 | 1 | 1
|  | 5 | 1 | 19:16-19:30 | 1 | 1
|  | 5 | 1 | 19:31-19:45 | 1 | 1
|  | 5 | 1 | 19:46-20:00 | 1 | 1
|  | 5 | 1 | 20:01-20:15 | 1 | 1
|  | 5 | 1 | 20:16-20:30 | 1 | 1
|  | 5 | 1 | 20:31-20:45 | 1 | 1
|  | 5 | 1 | 20:46-21:00 | 1 | 1
|  | 5 | 1 | 21:01-21:15 | 1 | 1
|  | 5 | 1 | 21:16-21:30 | 1 | 1
|  | 5 | 1 | 21:31-21:45 | 1 | 1
|  | 5 | 1 | 21:46-22:00 | 1 | 1
|  | 5 | 1 | 22:01-22:15 | 1 | 1
|  | 5 | 1 | 22:16-22:30 | 1 | 1
|  | 5 | 1 | 22:31-22:45 | 1 | 1
|  | 5 | 1 | 22:46-23:00 | 1 | 1
|  | 5 | 1 | 23:01-23:15 | 1 | 1
|  | 5 | 1 | 23:16-23:30 | 1 | 1
|  | 5 | 1 | 23:31-23:45 | 1 | 1
|  | 5 | 1 | 23:46-24:00 | 1 | 1
|  | 5 | 2 | 00:01-00:15 | 1 | 1
|  | 5 | 2 | 00:16-00:30 | 1 | 1
|  | 5 | 2 | 00:31-00:45 | 1 | 1
|  | 5 | 2 | 00:46-01:00 | 1 | 1
|  | 5 | 2 | 01:01-01:15 | 1 | 1
|  | 5 | 2 | 01:16-01:30 | 1 | 1
|  | 5 | 2 | 01:31-01:45 | 1 | 1
|  | 5 | 2 | 01:46-02:00 | 1 | 1
|  | 5 | 2 | 02:01-02:15 | 1 | 1
|  | 5 | 2 | 02:16-02:30 | 1 | 1
|  | 5 | 2 | 02:31-02:45 | 1 | 1
|  | 5 | 2 | 02:46-03:00 | 1 | 1
|  | 5 | 2 | 03:01-03:15 | 1 | 1
|  | 5 | 2 | 03:16-03:30 | 1 | 1
|  | 5 | 2 | 03:31-03:45 | 1 | 1
|  | 5 | 2 | 03:46-04:00 | 1 | 1
|  | 5 | 2 | 04:01-04:15 | 1 | 1
|  | 5 | 2 | 04:16-04:30 | 1 | 1
|  | 5 | 2 | 04:31-04:45 | 1 | 1
|  | 5 | 2 | 04:46-05:00 | 1 | 1
|  | 5 | 2 | 05:01-05:15 | 1 | 1
|  | 5 | 2 | 05:16-05:30 | 1 | 1
|  | 5 | 2 | 05:31-05:45 | 1 | 1
|  | 5 | 2 | 05:46-06:00 | 1 | 1
|  | 5 | 2 | 06:01-06:15 | 1 | 1
|  | 5 | 2 | 06:16-06:30 | 1 | 1
|  | 5 | 2 | 06:31-06:45 | 1 | 1
|  | 5 | 2 | 06:46-07:00 | 1 | 1
|  | 5 | 2 | 07:01-07:15 | 1 | 1
|  | 5 | 2 | 07:16-07:30 | 1 | 1
|  | 5 | 2 | 07:31-07:45 | 1 | 1
|  | 5 | 2 | 07:46-08:00 | 1 | 1
|  | 5 | 2 | 08:01-08:15 | 1 | 1
|  | 5 | 2 | 08:16-08:30 | 1 | 1
|  | 5 | 2 | 08:31-08:45 | 1 | 1
|  | 5 | 2 | 08:46-09:00 | 1 | 1
|  | 5 | 2 | 09:01-09:15 | 1 | 1
|  | 5 | 2 | 09:16-09:30 | 1 | 1
|  | 5 | 2 | 09:31-09:45 | 1 | 1
|  | 5 | 2 | 09:46-10:00 | 1 | 1
|  | 5 | 2 | 10:01-10:15 | 1 | 1
|  | 5 | 2 | 10:16-10:30 | 1 | 1
|  | 5 | 2 | 10:31-10:45 | 1 | 1
|  | 5 | 2 | 10:46-11:00 | 1 | 1
|  | 5 | 2 | 11:01-11:15 | 1 | 1
|  | 5 | 2 | 11:16-11:30 | 1 | 1
|  | 5 | 2 | 11:31-11:45 | 1 | 1
|  | 5 | 2 | 11:46-12:00 | 1 | 1
|  | 5 | 2 | 12:01-12:15 | 1 | 1
|  | 5 | 2 | 12:16-12:30 | 1 | 1
|  | 5 | 2 | 12:31-12:45 | 1 | 1
|  | 5 | 2 | 12:46-13:00 | 1 | 1
|  | 5 | 2 | 13:01-13:15 | 1 | 1
|  | 5 | 2 | 13:16-13:30 | 1 | 1
|  | 5 | 2 | 13:31-13:45 | 1 | 1
|  | 5 | 2 | 13:46-14:00 | 1 | 1
|  | 5 | 2 | 14:01-14:15 | 1 | 1
|  | 5 | 2 | 14:16-14:30 | 1 | 1
|  | 5 | 2 | 14:31-14:45 | 1 | 1
|  | 5 | 2 | 14:46-15:00 | 1 | 1
|  | 5 | 2 | 15:01-15:15 | 1 | 1
|  | 5 | 2 | 15:16-15:30 | 1 | 1
|  | 5 | 2 | 15:31-15:45 | 1 | 1
|  | 5 | 2 | 15:46-16:00 | 1 | 1
|  | 5 | 2 | 16:01-16:15 | 1 | 1
|  | 5 | 2 | 16:16-16:30 | 1 | 1
|  | 5 | 2 | 16:31-16:45 | 1 | 1
|  | 5 | 2 | 16:46-17:00 | 1 | 1
|  | 5 | 2 | 17:01-17:15 | 1 | 1
|  | 5 | 2 | 17:16-17:30 | 1 | 1
|  | 5 | 2 | 17:31-17:45 | 1 | 1
|  | 5 | 2 | 17:46-18:00 | 1 | 1
|  | 5 | 2 | 18:01-18:15 | 1 | 1
|  | 5 | 2 | 18:16-18:30 | 1 | 1
|  | 5 | 2 | 18:31-18:45 | 1 | 1
|  | 5 | 2 | 18:46-19:00 | 1 | 1
|  | 5 | 2 | 19:01-19:15 | 1 | 1
|  | 5 | 2 | 19:16-19:30 | 1 | 1
|  | 5 | 2 | 19:31-19:45 | 1 | 1
|  | 5 | 2 | 19:46-20:00 | 1 | 1
|  | 5 | 2 | 20:01-20:15 | 1 | 1
|  | 5 | 2 | 20:16-20:30 | 1 | 1
|  | 5 | 2 | 20:31-20:45 | 1 | 1
|  | 5 | 2 | 20:46-21:00 | 1 | 1
|  | 5 | 2 | 21:01-21:15 | 1 | 1
|  | 5 | 2 | 21:16-21:30 | 1 | 1
|  | 5 | 2 | 21:31-21:45 | 1 | 1
|  | 5 | 2 | 21:46-22:00 | 1 | 1
|  | 5 | 2 | 22:01-22:15 | 1 | 1
|  | 5 | 2 | 22:16-22:30 | 1 | 1
|  | 5 | 2 | 22:31-22:45 | 1 | 1
|  | 5 | 2 | 22:46-23:00 | 1 | 1
|  | 5 | 2 | 23:01-23:15 | 1 | 1
|  | 5 | 2 | 23:16-23:30 | 1 | 1
|  | 5 | 2 | 23:31-23:45 | 1 | 1
|  | 5 | 2 | 23:46-24:00 | 1 | 1
|  | 5 | 3 | 00:01-00:15 | 1 | 1
|  | 5 | 3 | 00:16-00:30 | 1 | 1
|  | 5 | 3 | 00:31-00:45 | 1 | 1
|  | 5 | 3 | 00:46-01:00 | 1 | 1
|  | 5 | 3 | 01:01-01:15 | 1 | 1
|  | 5 | 3 | 01:16-01:30 | 1 | 1
|  | 5 | 3 | 01:31-01:45 | 1 | 1
|  | 5 | 3 | 01:46-02:00 | 1 | 1
|  | 5 | 3 | 02:01-02:15 | 1 | 1
|  | 5 | 3 | 02:16-02:30 | 1 | 1
|  | 5 | 3 | 02:31-02:45 | 1 | 1
|  | 5 | 3 | 02:46-03:00 | 1 | 1
|  | 5 | 3 | 03:01-03:15 | 1 | 1
|  | 5 | 3 | 03:16-03:30 | 1 | 1
|  | 5 | 3 | 03:31-03:45 | 1 | 1
|  | 5 | 3 | 03:46-04:00 | 1 | 1
|  | 5 | 3 | 04:01-04:15 | 1 | 1
|  | 5 | 3 | 04:16-04:30 | 1 | 1
|  | 5 | 3 | 04:31-04:45 | 1 | 1
|  | 5 | 3 | 04:46-05:00 | 1 | 1
|  | 5 | 3 | 05:01-05:15 | 1 | 1
|  | 5 | 3 | 05:16-05:30 | 1 | 1
|  | 5 | 3 | 05:31-05:45 | 1 | 1
|  | 5 | 3 | 05:46-06:00 | 1 | 1
|  | 5 | 3 | 06:01-06:15 | 1 | 1
|  | 5 | 3 | 06:16-06:30 | 1 | 1
|  | 5 | 3 | 06:31-06:45 | 1 | 1
|  | 5 | 3 | 06:46-07:00 | 1 | 1
|  | 5 | 3 | 07:01-07:15 | 1 | 1
|  | 5 | 3 | 07:16-07:30 | 1 | 1
|  | 5 | 3 | 07:31-07:45 | 1 | 1
|  | 5 | 3 | 07:46-08:00 | 1 | 1
|  | 5 | 3 | 08:01-08:15 | 1 | 1
|  | 5 | 3 | 08:16-08:30 | 1 | 1
|  | 5 | 3 | 08:31-08:45 | 1 | 1
|  | 5 | 3 | 08:46-09:00 | 1 | 1
|  | 5 | 3 | 09:01-09:15 | 1 | 1
|  | 5 | 3 | 09:16-09:30 | 1 | 1
|  | 5 | 3 | 09:31-09:45 | 1 | 1
|  | 5 | 3 | 09:46-10:00 | 1 | 1
|  | 5 | 3 | 10:01-10:15 | 1 | 1
|  | 5 | 3 | 10:16-10:30 | 1 | 1
|  | 5 | 3 | 10:31-10:45 | 1 | 1
|  | 5 | 3 | 10:46-11:00 | 1 | 1
|  | 5 | 3 | 11:01-11:15 | 1 | 1
|  | 5 | 3 | 11:16-11:30 | 1 | 1
|  | 5 | 3 | 11:31-11:45 | 1 | 1
|  | 5 | 3 | 11:46-12:00 | 1 | 1
|  | 5 | 3 | 12:01-12:15 | 1 | 1
|  | 5 | 3 | 12:16-12:30 | 1 | 1
|  | 5 | 3 | 12:31-12:45 | 1 | 1
|  | 5 | 3 | 12:46-13:00 | 1 | 1
|  | 5 | 3 | 13:01-13:15 | 1 | 1
|  | 5 | 3 | 13:16-13:30 | 1 | 1
|  | 5 | 3 | 13:31-13:45 | 1 | 1
|  | 5 | 3 | 13:46-14:00 | 1 | 1
|  | 5 | 3 | 14:01-14:15 | 1 | 1
|  | 5 | 3 | 14:16-14:30 | 1 | 1
|  | 5 | 3 | 14:31-14:45 | 1 | 1
|  | 5 | 3 | 14:46-15:00 | 1 | 1
|  | 5 | 3 | 15:01-15:15 | 1 | 1
|  | 5 | 3 | 15:16-15:30 | 1 | 1
|  | 5 | 3 | 15:31-15:45 | 1 | 1
|  | 5 | 3 | 15:46-16:00 | 1 | 1
|  | 5 | 3 | 16:01-16:15 | 1 | 1
|  | 5 | 3 | 16:16-16:30 | 1 | 1
|  | 5 | 3 | 16:31-16:45 | 1 | 1
|  | 5 | 3 | 16:46-17:00 | 1 | 1
|  | 5 | 3 | 17:01-17:15 | 1 | 1
|  | 5 | 3 | 17:16-17:30 | 1 | 1
|  | 5 | 3 | 17:31-17:45 | 1 | 1
|  | 5 | 3 | 17:46-18:00 | 1 | 1
|  | 5 | 3 | 18:01-18:15 | 1 | 1
|  | 5 | 3 | 18:16-18:30 | 1 | 1
|  | 5 | 3 | 18:31-18:45 | 1 | 1
|  | 5 | 3 | 18:46-19:00 | 1 | 1
|  | 5 | 3 | 19:01-19:15 | 1 | 1
|  | 5 | 3 | 19:16-19:30 | 1 | 1
|  | 5 | 3 | 19:31-19:45 | 1 | 1
|  | 5 | 3 | 19:46-20:00 | 1 | 1
|  | 5 | 3 | 20:01-20:15 | 1 | 1
|  | 5 | 3 | 20:16-20:30 | 1 | 1
|  | 5 | 3 | 20:31-20:45 | 1 | 1
|  | 5 | 3 | 20:46-21:00 | 1 | 1
|  | 5 | 3 | 21:01-21:15 | 1 | 1
|  | 5 | 3 | 21:16-21:30 | 1 | 1
|  | 5 | 3 | 21:31-21:45 | 1 | 1
|  | 5 | 3 | 21:46-22:00 | 1 | 1
|  | 5 | 3 | 22:01-22:15 | 1 | 1
|  | 5 | 3 | 22:16-22:30 | 1 | 1
|  | 5 | 3 | 22:31-22:45 | 1 | 1
|  | 5 | 3 | 22:46-23:00 | 1 | 1
|  | 5 | 3 | 23:01-23:15 | 1 | 1
|  | 5 | 3 | 23:16-23:30 | 1 | 1
|  | 5 | 3 | 23:31-23:45 | 1 | 1
|  | 5 | 3 | 23:46-24:00 | 1 | 1
|  | 5 | 4 | 00:01-00:15 | 1 | 1
|  | 5 | 4 | 00:16-00:30 | 1 | 1
|  | 5 | 4 | 00:31-00:45 | 1 | 1
|  | 5 | 4 | 00:46-01:00 | 1 | 1
|  | 5 | 4 | 01:01-01:15 | 1 | 1
|  | 5 | 4 | 01:16-01:30 | 1 | 1
|  | 5 | 4 | 01:31-01:45 | 1 | 1
|  | 5 | 4 | 01:46-02:00 | 1 | 1
|  | 5 | 4 | 02:01-02:15 | 1 | 1
|  | 5 | 4 | 02:16-02:30 | 1 | 1
|  | 5 | 4 | 02:31-02:45 | 1 | 1
|  | 5 | 4 | 02:46-03:00 | 1 | 1
|  | 5 | 4 | 03:01-03:15 | 1 | 1
|  | 5 | 4 | 03:16-03:30 | 1 | 1
|  | 5 | 4 | 03:31-03:45 | 1 | 1
|  | 5 | 4 | 03:46-04:00 | 1 | 1
|  | 5 | 4 | 04:01-04:15 | 1 | 1
|  | 5 | 4 | 04:16-04:30 | 1 | 1
|  | 5 | 4 | 04:31-04:45 | 1 | 1
|  | 5 | 4 | 04:46-05:00 | 1 | 1
|  | 5 | 4 | 05:01-05:15 | 1 | 1
|  | 5 | 4 | 05:16-05:30 | 1 | 1
|  | 5 | 4 | 05:31-05:45 | 1 | 1
|  | 5 | 4 | 05:46-06:00 | 1 | 1
|  | 5 | 4 | 06:01-06:15 | 1 | 1
|  | 5 | 4 | 06:16-06:30 | 1 | 1
|  | 5 | 4 | 06:31-06:45 | 1 | 1
|  | 5 | 4 | 06:46-07:00 | 1 | 1
|  | 5 | 4 | 07:01-07:15 | 1 | 1
|  | 5 | 4 | 07:16-07:30 | 1 | 1
|  | 5 | 4 | 07:31-07:45 | 1 | 1
|  | 5 | 4 | 07:46-08:00 | 1 | 1
|  | 5 | 4 | 08:01-08:15 | 1 | 1
|  | 5 | 4 | 08:16-08:30 | 1 | 1
|  | 5 | 4 | 08:31-08:45 | 1 | 1
|  | 5 | 4 | 08:46-09:00 | 1 | 1
|  | 5 | 4 | 09:01-09:15 | 1 | 1
|  | 5 | 4 | 09:16-09:30 | 1 | 1
|  | 5 | 4 | 09:31-09:45 | 1 | 1
|  | 5 | 4 | 09:46-10:00 | 1 | 1
|  | 5 | 4 | 10:01-10:15 | 1 | 1
|  | 5 | 4 | 10:16-10:30 | 1 | 1
|  | 5 | 4 | 10:31-10:45 | 1 | 1
|  | 5 | 4 | 10:46-11:00 | 1 | 1
|  | 5 | 4 | 11:01-11:15 | 1 | 1
|  | 5 | 4 | 11:16-11:30 | 1 | 1
|  | 5 | 4 | 11:31-11:45 | 1 | 1
|  | 5 | 4 | 11:46-12:00 | 1 | 1
|  | 5 | 4 | 12:01-12:15 | 1 | 1
|  | 5 | 4 | 12:16-12:30 | 1 | 1
|  | 5 | 4 | 12:31-12:45 | 1 | 1
|  | 5 | 4 | 12:46-13:00 | 1 | 1
|  | 5 | 4 | 13:01-13:15 | 1 | 1
|  | 5 | 4 | 13:16-13:30 | 1 | 1
|  | 5 | 4 | 13:31-13:45 | 1 | 1
|  | 5 | 4 | 13:46-14:00 | 1 | 1
|  | 5 | 4 | 14:01-14:15 | 1 | 1
|  | 5 | 4 | 14:16-14:30 | 1 | 1
|  | 5 | 4 | 14:31-14:45 | 1 | 1
|  | 5 | 4 | 14:46-15:00 | 1 | 1
|  | 5 | 4 | 15:01-15:15 | 1 | 1
|  | 5 | 4 | 15:16-15:30 | 1 | 1
|  | 5 | 4 | 15:31-15:45 | 1 | 1
|  | 5 | 4 | 15:46-16:00 | 1 | 1
|  | 5 | 4 | 16:01-16:15 | 1 | 1
|  | 5 | 4 | 16:16-16:30 | 1 | 1
|  | 5 | 4 | 16:31-16:45 | 1 | 1
|  | 5 | 4 | 16:46-17:00 | 1 | 1
|  | 5 | 4 | 17:01-17:15 | 1 | 1
|  | 5 | 4 | 17:16-17:30 | 1 | 1
|  | 5 | 4 | 17:31-17:45 | 1 | 1
|  | 5 | 4 | 17:46-18:00 | 1 | 1
|  | 5 | 4 | 18:01-18:15 | 1 | 1
|  | 5 | 4 | 18:16-18:30 | 1 | 1
|  | 5 | 4 | 18:31-18:45 | 1 | 1
|  | 5 | 4 | 18:46-19:00 | 1 | 1
|  | 5 | 4 | 19:01-19:15 | 1 | 1
|  | 5 | 4 | 19:16-19:30 | 1 | 1
|  | 5 | 4 | 19:31-19:45 | 1 | 1
|  | 5 | 4 | 19:46-20:00 | 1 | 1
|  | 5 | 4 | 20:01-20:15 | 1 | 1
|  | 5 | 4 | 20:16-20:30 | 1 | 1
|  | 5 | 4 | 20:31-20:45 | 1 | 1
|  | 5 | 4 | 20:46-21:00 | 1 | 1
|  | 5 | 4 | 21:01-21:15 | 1 | 1
|  | 5 | 4 | 21:16-21:30 | 1 | 1
|  | 5 | 4 | 21:31-21:45 | 1 | 1
|  | 5 | 4 | 21:46-22:00 | 1 | 1
|  | 5 | 4 | 22:01-22:15 | 1 | 1
|  | 5 | 4 | 22:16-22:30 | 1 | 1
|  | 5 | 4 | 22:31-22:45 | 1 | 1
|  | 5 | 4 | 22:46-23:00 | 1 | 1
|  | 5 | 4 | 23:01-23:15 | 1 | 1
|  | 5 | 4 | 23:16-23:30 | 1 | 1
|  | 5 | 4 | 23:31-23:45 | 1 | 1
|  | 5 | 4 | 23:46-24:00 | 1 | 1
|  | 5 | 5 | 00:01-00:15 | 1 | 1
|  | 5 | 5 | 00:16-00:30 | 1 | 1
|  | 5 | 5 | 00:31-00:45 | 1 | 1
|  | 5 | 5 | 00:46-01:00 | 1 | 1
|  | 5 | 5 | 01:01-01:15 | 1 | 1
|  | 5 | 5 | 01:16-01:30 | 1 | 1
|  | 5 | 5 | 01:31-01:45 | 1 | 1
|  | 5 | 5 | 01:46-02:00 | 1 | 1
|  | 5 | 5 | 02:01-02:15 | 1 | 1
|  | 5 | 5 | 02:16-02:30 | 1 | 1
|  | 5 | 5 | 02:31-02:45 | 1 | 1
|  | 5 | 5 | 02:46-03:00 | 1 | 1
|  | 5 | 5 | 03:01-03:15 | 1 | 1
|  | 5 | 5 | 03:16-03:30 | 1 | 1
|  | 5 | 5 | 03:31-03:45 | 1 | 1
|  | 5 | 5 | 03:46-04:00 | 1 | 1
|  | 5 | 5 | 04:01-04:15 | 1 | 1
|  | 5 | 5 | 04:16-04:30 | 1 | 1
|  | 5 | 5 | 04:31-04:45 | 1 | 1
|  | 5 | 5 | 04:46-05:00 | 1 | 1
|  | 5 | 5 | 05:01-05:15 | 1 | 1
|  | 5 | 5 | 05:16-05:30 | 1 | 1
|  | 5 | 5 | 05:31-05:45 | 1 | 1
|  | 5 | 5 | 05:46-06:00 | 1 | 1
|  | 5 | 5 | 06:01-06:15 | 1 | 1
|  | 5 | 5 | 06:16-06:30 | 1 | 1
|  | 5 | 5 | 06:31-06:45 | 1 | 1
|  | 5 | 5 | 06:46-07:00 | 1 | 1
|  | 5 | 5 | 07:01-07:15 | 1 | 1
|  | 5 | 5 | 07:16-07:30 | 1 | 1
|  | 5 | 5 | 07:31-07:45 | 1 | 1
|  | 5 | 5 | 07:46-08:00 | 1 | 1
|  | 5 | 5 | 08:01-08:15 | 1 | 1
|  | 5 | 5 | 08:16-08:30 | 1 | 1
|  | 5 | 5 | 08:31-08:45 | 1 | 1
|  | 5 | 5 | 08:46-09:00 | 1 | 1
|  | 5 | 5 | 09:01-09:15 | 1 | 1
|  | 5 | 5 | 09:16-09:30 | 1 | 1
|  | 5 | 5 | 09:31-09:45 | 1 | 1
|  | 5 | 5 | 09:46-10:00 | 1 | 1
|  | 5 | 5 | 10:01-10:15 | 1 | 1
|  | 5 | 5 | 10:16-10:30 | 1 | 1
|  | 5 | 5 | 10:31-10:45 | 1 | 1
|  | 5 | 5 | 10:46-11:00 | 1 | 1
|  | 5 | 5 | 11:01-11:15 | 1 | 1
|  | 5 | 5 | 11:16-11:30 | 1 | 1
|  | 5 | 5 | 11:31-11:45 | 1 | 1
|  | 5 | 5 | 11:46-12:00 | 1 | 1
|  | 5 | 5 | 12:01-12:15 | 1 | 1
|  | 5 | 5 | 12:16-12:30 | 1 | 1
|  | 5 | 5 | 12:31-12:45 | 1 | 1
|  | 5 | 5 | 12:46-13:00 | 1 | 1
|  | 5 | 5 | 13:01-13:15 | 1 | 1
|  | 5 | 5 | 13:16-13:30 | 1 | 1
|  | 5 | 5 | 13:31-13:45 | 1 | 1
|  | 5 | 5 | 13:46-14:00 | 1 | 1
|  | 5 | 5 | 14:01-14:15 | 1 | 1
|  | 5 | 5 | 14:16-14:30 | 1 | 1
|  | 5 | 5 | 14:31-14:45 | 1 | 1
|  | 5 | 5 | 14:46-15:00 | 1 | 1
|  | 5 | 5 | 15:01-15:15 | 1 | 1
|  | 5 | 5 | 15:16-15:30 | 1 | 1
|  | 5 | 5 | 15:31-15:45 | 1 | 1
|  | 5 | 5 | 15:46-16:00 | 1 | 1
|  | 5 | 5 | 16:01-16:15 | 1 | 1
|  | 5 | 5 | 16:16-16:30 | 1 | 1
|  | 5 | 5 | 16:31-16:45 | 1 | 1
|  | 5 | 5 | 16:46-17:00 | 1 | 1
|  | 5 | 5 | 17:01-17:15 | 1 | 1
|  | 5 | 5 | 17:16-17:30 | 1 | 1
|  | 5 | 5 | 17:31-17:45 | 1 | 1
|  | 5 | 5 | 17:46-18:00 | 1 | 1
|  | 5 | 5 | 18:01-18:15 | 1 | 1
|  | 5 | 5 | 18:16-18:30 | 1 | 1
|  | 5 | 5 | 18:31-18:45 | 1 | 1
|  | 5 | 5 | 18:46-19:00 | 1 | 1
|  | 5 | 5 | 19:01-19:15 | 1 | 1
|  | 5 | 5 | 19:16-19:30 | 1 | 1
|  | 5 | 5 | 19:31-19:45 | 1 | 1
|  | 5 | 5 | 19:46-20:00 | 1 | 1
|  | 5 | 5 | 20:01-20:15 | 1 | 1
|  | 5 | 5 | 20:16-20:30 | 1 | 1
|  | 5 | 5 | 20:31-20:45 | 1 | 1
|  | 5 | 5 | 20:46-21:00 | 1 | 1
|  | 5 | 5 | 21:01-21:15 | 1 | 1
|  | 5 | 5 | 21:16-21:30 | 1 | 1
|  | 5 | 5 | 21:31-21:45 | 1 | 1
|  | 5 | 5 | 21:46-22:00 | 1 | 1
|  | 5 | 5 | 22:01-22:15 | 1 | 1
|  | 5 | 5 | 22:16-22:30 | 1 | 1
|  | 5 | 5 | 22:31-22:45 | 1 | 1
|  | 5 | 5 | 22:46-23:00 | 1 | 1
|  | 5 | 5 | 23:01-23:15 | 1 | 1
|  | 5 | 5 | 23:16-23:30 | 1 | 1
|  | 5 | 5 | 23:31-23:45 | 1 | 1
|  | 5 | 5 | 23:46-24:00 | 1 | 1
|  | 5 | 6 | 00:01-00:15 | 0 | 1
|  | 5 | 6 | 00:16-00:30 | 0 | 1
|  | 5 | 6 | 00:31-00:45 | 0 | 1
|  | 5 | 6 | 00:46-01:00 | 0 | 1
|  | 5 | 6 | 01:01-01:15 | 0 | 1
|  | 5 | 6 | 01:16-01:30 | 0 | 1
|  | 5 | 6 | 01:31-01:45 | 0 | 1
|  | 5 | 6 | 01:46-02:00 | 0 | 1
|  | 5 | 6 | 02:01-02:15 | 0 | 1
|  | 5 | 6 | 02:16-02:30 | 0 | 1
|  | 5 | 6 | 02:31-02:45 | 0 | 1
|  | 5 | 6 | 02:46-03:00 | 0 | 1
|  | 5 | 6 | 03:01-03:15 | 0 | 1
|  | 5 | 6 | 03:16-03:30 | 0 | 1
|  | 5 | 6 | 03:31-03:45 | 0 | 1
|  | 5 | 6 | 03:46-04:00 | 0 | 1
|  | 5 | 6 | 04:01-04:15 | 0 | 1
|  | 5 | 6 | 04:16-04:30 | 0 | 1
|  | 5 | 6 | 04:31-04:45 | 0 | 1
|  | 5 | 6 | 04:46-05:00 | 0 | 1
|  | 5 | 6 | 05:01-05:15 | 0 | 1
|  | 5 | 6 | 05:16-05:30 | 0 | 1
|  | 5 | 6 | 05:31-05:45 | 0 | 1
|  | 5 | 6 | 05:46-06:00 | 0 | 1
|  | 5 | 6 | 06:01-06:15 | 0 | 1
|  | 5 | 6 | 06:16-06:30 | 0 | 1
|  | 5 | 6 | 06:31-06:45 | 0 | 1
|  | 5 | 6 | 06:46-07:00 | 0 | 1
|  | 5 | 6 | 07:01-07:15 | 0 | 1
|  | 5 | 6 | 07:16-07:30 | 0 | 1
|  | 5 | 6 | 07:31-07:45 | 0 | 1
|  | 5 | 6 | 07:46-08:00 | 0 | 1
|  | 5 | 6 | 08:01-08:15 | 0 | 1
|  | 5 | 6 | 08:16-08:30 | 0 | 1
|  | 5 | 6 | 08:31-08:45 | 0 | 1
|  | 5 | 6 | 08:46-09:00 | 0 | 1
|  | 5 | 6 | 09:01-09:15 | 0 | 1
|  | 5 | 6 | 09:16-09:30 | 0 | 1
|  | 5 | 6 | 09:31-09:45 | 0 | 1
|  | 5 | 6 | 09:46-10:00 | 0 | 1
|  | 5 | 6 | 10:01-10:15 | 0 | 1
|  | 5 | 6 | 10:16-10:30 | 0 | 1
|  | 5 | 6 | 10:31-10:45 | 0 | 1
|  | 5 | 6 | 10:46-11:00 | 0 | 1
|  | 5 | 6 | 11:01-11:15 | 0 | 1
|  | 5 | 6 | 11:16-11:30 | 0 | 1
|  | 5 | 6 | 11:31-11:45 | 0 | 1
|  | 5 | 6 | 11:46-12:00 | 0 | 1
|  | 5 | 6 | 12:01-12:15 | 0 | 1
|  | 5 | 6 | 12:16-12:30 | 0 | 1
|  | 5 | 6 | 12:31-12:45 | 0 | 1
|  | 5 | 6 | 12:46-13:00 | 0 | 1
|  | 5 | 6 | 13:01-13:15 | 0 | 1
|  | 5 | 6 | 13:16-13:30 | 0 | 1
|  | 5 | 6 | 13:31-13:45 | 0 | 1
|  | 5 | 6 | 13:46-14:00 | 0 | 1
|  | 5 | 6 | 14:01-14:15 | 0 | 1
|  | 5 | 6 | 14:16-14:30 | 0 | 1
|  | 5 | 6 | 14:31-14:45 | 0 | 1
|  | 5 | 6 | 14:46-15:00 | 0 | 1
|  | 5 | 6 | 15:01-15:15 | 0 | 1
|  | 5 | 6 | 15:16-15:30 | 0 | 1
|  | 5 | 6 | 15:31-15:45 | 0 | 1
|  | 5 | 6 | 15:46-16:00 | 0 | 1
|  | 5 | 6 | 16:01-16:15 | 0 | 1
|  | 5 | 6 | 16:16-16:30 | 0 | 1
|  | 5 | 6 | 16:31-16:45 | 0 | 1
|  | 5 | 6 | 16:46-17:00 | 0 | 1
|  | 5 | 6 | 17:01-17:15 | 0 | 1
|  | 5 | 6 | 17:16-17:30 | 0 | 1
|  | 5 | 6 | 17:31-17:45 | 0 | 1
|  | 5 | 6 | 17:46-18:00 | 0 | 1
|  | 5 | 6 | 18:01-18:15 | 0 | 1
|  | 5 | 6 | 18:16-18:30 | 0 | 1
|  | 5 | 6 | 18:31-18:45 | 0 | 1
|  | 5 | 6 | 18:46-19:00 | 0 | 1
|  | 5 | 6 | 19:01-19:15 | 0 | 1
|  | 5 | 6 | 19:16-19:30 | 0 | 1
|  | 5 | 6 | 19:31-19:45 | 0 | 1
|  | 5 | 6 | 19:46-20:00 | 0 | 1
|  | 5 | 6 | 20:01-20:15 | 0 | 1
|  | 5 | 6 | 20:16-20:30 | 0 | 1
|  | 5 | 6 | 20:31-20:45 | 0 | 1
|  | 5 | 6 | 20:46-21:00 | 0 | 1
|  | 5 | 6 | 21:01-21:15 | 0 | 1
|  | 5 | 6 | 21:16-21:30 | 0 | 1
|  | 5 | 6 | 21:31-21:45 | 0 | 1
|  | 5 | 6 | 21:46-22:00 | 0 | 1
|  | 5 | 6 | 22:01-22:15 | 0 | 1
|  | 5 | 6 | 22:16-22:30 | 0 | 1
|  | 5 | 6 | 22:31-22:45 | 0 | 1
|  | 5 | 6 | 22:46-23:00 | 0 | 1
|  | 5 | 6 | 23:01-23:15 | 0 | 1
|  | 5 | 6 | 23:16-23:30 | 0 | 1
|  | 5 | 6 | 23:31-23:45 | 0 | 1
|  | 5 | 6 | 23:46-24:00 | 0 | 1
|  | 5 | 7 | 00:01-00:15 | 0 | 1
|  | 5 | 7 | 00:16-00:30 | 0 | 1
|  | 5 | 7 | 00:31-00:45 | 0 | 1
|  | 5 | 7 | 00:46-01:00 | 0 | 1
|  | 5 | 7 | 01:01-01:15 | 0 | 1
|  | 5 | 7 | 01:16-01:30 | 0 | 1
|  | 5 | 7 | 01:31-01:45 | 0 | 1
|  | 5 | 7 | 01:46-02:00 | 0 | 1
|  | 5 | 7 | 02:01-02:15 | 0 | 1
|  | 5 | 7 | 02:16-02:30 | 0 | 1
|  | 5 | 7 | 02:31-02:45 | 0 | 1
|  | 5 | 7 | 02:46-03:00 | 0 | 1
|  | 5 | 7 | 03:01-03:15 | 0 | 1
|  | 5 | 7 | 03:16-03:30 | 0 | 1
|  | 5 | 7 | 03:31-03:45 | 0 | 1
|  | 5 | 7 | 03:46-04:00 | 0 | 1
|  | 5 | 7 | 04:01-04:15 | 0 | 1
|  | 5 | 7 | 04:16-04:30 | 0 | 1
|  | 5 | 7 | 04:31-04:45 | 0 | 1
|  | 5 | 7 | 04:46-05:00 | 0 | 1
|  | 5 | 7 | 05:01-05:15 | 0 | 1
|  | 5 | 7 | 05:16-05:30 | 0 | 1
|  | 5 | 7 | 05:31-05:45 | 0 | 1
|  | 5 | 7 | 05:46-06:00 | 0 | 1
|  | 5 | 7 | 06:01-06:15 | 0 | 1
|  | 5 | 7 | 06:16-06:30 | 0 | 1
|  | 5 | 7 | 06:31-06:45 | 0 | 1
|  | 5 | 7 | 06:46-07:00 | 0 | 1
|  | 5 | 7 | 07:01-07:15 | 0 | 1
|  | 5 | 7 | 07:16-07:30 | 0 | 1
|  | 5 | 7 | 07:31-07:45 | 0 | 1
|  | 5 | 7 | 07:46-08:00 | 0 | 1
|  | 5 | 7 | 08:01-08:15 | 0 | 1
|  | 5 | 7 | 08:16-08:30 | 0 | 1
|  | 5 | 7 | 08:31-08:45 | 0 | 1
|  | 5 | 7 | 08:46-09:00 | 0 | 1
|  | 5 | 7 | 09:01-09:15 | 0 | 1
|  | 5 | 7 | 09:16-09:30 | 0 | 1
|  | 5 | 7 | 09:31-09:45 | 0 | 1
|  | 5 | 7 | 09:46-10:00 | 0 | 1
|  | 5 | 7 | 10:01-10:15 | 0 | 1
|  | 5 | 7 | 10:16-10:30 | 0 | 1
|  | 5 | 7 | 10:31-10:45 | 0 | 1
|  | 5 | 7 | 10:46-11:00 | 0 | 1
|  | 5 | 7 | 11:01-11:15 | 0 | 1
|  | 5 | 7 | 11:16-11:30 | 0 | 1
|  | 5 | 7 | 11:31-11:45 | 0 | 1
|  | 5 | 7 | 11:46-12:00 | 0 | 1
|  | 5 | 7 | 12:01-12:15 | 0 | 1
|  | 5 | 7 | 12:16-12:30 | 0 | 1
|  | 5 | 7 | 12:31-12:45 | 0 | 1
|  | 5 | 7 | 12:46-13:00 | 0 | 1
|  | 5 | 7 | 13:01-13:15 | 0 | 1
|  | 5 | 7 | 13:16-13:30 | 0 | 1
|  | 5 | 7 | 13:31-13:45 | 0 | 1
|  | 5 | 7 | 13:46-14:00 | 0 | 1
|  | 5 | 7 | 14:01-14:15 | 0 | 1
|  | 5 | 7 | 14:16-14:30 | 0 | 1
|  | 5 | 7 | 14:31-14:45 | 0 | 1
|  | 5 | 7 | 14:46-15:00 | 0 | 1
|  | 5 | 7 | 15:01-15:15 | 0 | 1
|  | 5 | 7 | 15:16-15:30 | 0 | 1
|  | 5 | 7 | 15:31-15:45 | 0 | 1
|  | 5 | 7 | 15:46-16:00 | 0 | 1
|  | 5 | 7 | 16:01-16:15 | 0 | 1
|  | 5 | 7 | 16:16-16:30 | 0 | 1
|  | 5 | 7 | 16:31-16:45 | 0 | 1
|  | 5 | 7 | 16:46-17:00 | 0 | 1
|  | 5 | 7 | 17:01-17:15 | 0 | 1
|  | 5 | 7 | 17:16-17:30 | 0 | 1
|  | 5 | 7 | 17:31-17:45 | 0 | 1
|  | 5 | 7 | 17:46-18:00 | 0 | 1
|  | 5 | 7 | 18:01-18:15 | 0 | 1
|  | 5 | 7 | 18:16-18:30 | 0 | 1
|  | 5 | 7 | 18:31-18:45 | 0 | 1
|  | 5 | 7 | 18:46-19:00 | 0 | 1
|  | 5 | 7 | 19:01-19:15 | 0 | 1
|  | 5 | 7 | 19:16-19:30 | 0 | 1
|  | 5 | 7 | 19:31-19:45 | 0 | 1
|  | 5 | 7 | 19:46-20:00 | 0 | 1
|  | 5 | 7 | 20:01-20:15 | 0 | 1
|  | 5 | 7 | 20:16-20:30 | 0 | 1
|  | 5 | 7 | 20:31-20:45 | 0 | 1
|  | 5 | 7 | 20:46-21:00 | 0 | 1
|  | 5 | 7 | 21:01-21:15 | 0 | 1
|  | 5 | 7 | 21:16-21:30 | 0 | 1
|  | 5 | 7 | 21:31-21:45 | 0 | 1
|  | 5 | 7 | 21:46-22:00 | 0 | 1
|  | 5 | 7 | 22:01-22:15 | 0 | 1
|  | 5 | 7 | 22:16-22:30 | 0 | 1
|  | 5 | 7 | 22:31-22:45 | 0 | 1
|  | 5 | 7 | 22:46-23:00 | 0 | 1
|  | 5 | 7 | 23:01-23:15 | 0 | 1
|  | 5 | 7 | 23:16-23:30 | 0 | 1
|  | 5 | 7 | 23:31-23:45 | 0 | 1
|  | 5 | 7 | 23:46-24:00 | 0 | 1
|  | 5 | 8 | 00:01-00:15 | 1 | 1
|  | 5 | 8 | 00:16-00:30 | 1 | 1
|  | 5 | 8 | 00:31-00:45 | 1 | 1
|  | 5 | 8 | 00:46-01:00 | 1 | 1
|  | 5 | 8 | 01:01-01:15 | 1 | 1
|  | 5 | 8 | 01:16-01:30 | 1 | 1
|  | 5 | 8 | 01:31-01:45 | 1 | 1
|  | 5 | 8 | 01:46-02:00 | 1 | 1
|  | 5 | 8 | 02:01-02:15 | 1 | 1
|  | 5 | 8 | 02:16-02:30 | 1 | 1
|  | 5 | 8 | 02:31-02:45 | 1 | 1
|  | 5 | 8 | 02:46-03:00 | 1 | 1
|  | 5 | 8 | 03:01-03:15 | 1 | 1
|  | 5 | 8 | 03:16-03:30 | 1 | 1
|  | 5 | 8 | 03:31-03:45 | 1 | 1
|  | 5 | 8 | 03:46-04:00 | 1 | 1
|  | 5 | 8 | 04:01-04:15 | 1 | 1
|  | 5 | 8 | 04:16-04:30 | 1 | 1
|  | 5 | 8 | 04:31-04:45 | 1 | 1
|  | 5 | 8 | 04:46-05:00 | 1 | 1
|  | 5 | 8 | 05:01-05:15 | 1 | 1
|  | 5 | 8 | 05:16-05:30 | 1 | 1
|  | 5 | 8 | 05:31-05:45 | 1 | 1
|  | 5 | 8 | 05:46-06:00 | 1 | 1
|  | 5 | 8 | 06:01-06:15 | 1 | 1
|  | 5 | 8 | 06:16-06:30 | 1 | 1
|  | 5 | 8 | 06:31-06:45 | 1 | 1
|  | 5 | 8 | 06:46-07:00 | 1 | 1
|  | 5 | 8 | 07:01-07:15 | 1 | 1
|  | 5 | 8 | 07:16-07:30 | 1 | 1
|  | 5 | 8 | 07:31-07:45 | 1 | 1
|  | 5 | 8 | 07:46-08:00 | 1 | 1
|  | 5 | 8 | 08:01-08:15 | 1 | 1
|  | 5 | 8 | 08:16-08:30 | 1 | 1
|  | 5 | 8 | 08:31-08:45 | 1 | 1
|  | 5 | 8 | 08:46-09:00 | 1 | 1
|  | 5 | 8 | 09:01-09:15 | 1 | 1
|  | 5 | 8 | 09:16-09:30 | 1 | 1
|  | 5 | 8 | 09:31-09:45 | 1 | 1
|  | 5 | 8 | 09:46-10:00 | 1 | 1
|  | 5 | 8 | 10:01-10:15 | 1 | 1
|  | 5 | 8 | 10:16-10:30 | 1 | 1
|  | 5 | 8 | 10:31-10:45 | 1 | 1
|  | 5 | 8 | 10:46-11:00 | 1 | 1
|  | 5 | 8 | 11:01-11:15 | 1 | 1
|  | 5 | 8 | 11:16-11:30 | 1 | 1
|  | 5 | 8 | 11:31-11:45 | 1 | 1
|  | 5 | 8 | 11:46-12:00 | 1 | 1
|  | 5 | 8 | 12:01-12:15 | 1 | 1
|  | 5 | 8 | 12:16-12:30 | 1 | 1
|  | 5 | 8 | 12:31-12:45 | 1 | 1
|  | 5 | 8 | 12:46-13:00 | 1 | 1
|  | 5 | 8 | 13:01-13:15 | 1 | 1
|  | 5 | 8 | 13:16-13:30 | 1 | 1
|  | 5 | 8 | 13:31-13:45 | 1 | 1
|  | 5 | 8 | 13:46-14:00 | 1 | 1
|  | 5 | 8 | 14:01-14:15 | 1 | 1
|  | 5 | 8 | 14:16-14:30 | 1 | 1
|  | 5 | 8 | 14:31-14:45 | 1 | 1
|  | 5 | 8 | 14:46-15:00 | 1 | 1
|  | 5 | 8 | 15:01-15:15 | 1 | 1
|  | 5 | 8 | 15:16-15:30 | 1 | 1
|  | 5 | 8 | 15:31-15:45 | 1 | 1
|  | 5 | 8 | 15:46-16:00 | 1 | 1
|  | 5 | 8 | 16:01-16:15 | 1 | 1
|  | 5 | 8 | 16:16-16:30 | 1 | 1
|  | 5 | 8 | 16:31-16:45 | 1 | 1
|  | 5 | 8 | 16:46-17:00 | 1 | 1
|  | 5 | 8 | 17:01-17:15 | 1 | 1
|  | 5 | 8 | 17:16-17:30 | 1 | 1
|  | 5 | 8 | 17:31-17:45 | 1 | 1
|  | 5 | 8 | 17:46-18:00 | 1 | 1
|  | 5 | 8 | 18:01-18:15 | 1 | 1
|  | 5 | 8 | 18:16-18:30 | 1 | 1
|  | 5 | 8 | 18:31-18:45 | 1 | 1
|  | 5 | 8 | 18:46-19:00 | 1 | 1
|  | 5 | 8 | 19:01-19:15 | 1 | 1
|  | 5 | 8 | 19:16-19:30 | 1 | 1
|  | 5 | 8 | 19:31-19:45 | 1 | 1
|  | 5 | 8 | 19:46-20:00 | 1 | 1
|  | 5 | 8 | 20:01-20:15 | 1 | 1
|  | 5 | 8 | 20:16-20:30 | 1 | 1
|  | 5 | 8 | 20:31-20:45 | 1 | 1
|  | 5 | 8 | 20:46-21:00 | 1 | 1
|  | 5 | 8 | 21:01-21:15 | 1 | 1
|  | 5 | 8 | 21:16-21:30 | 1 | 1
|  | 5 | 8 | 21:31-21:45 | 1 | 1
|  | 5 | 8 | 21:46-22:00 | 1 | 1
|  | 5 | 8 | 22:01-22:15 | 1 | 1
|  | 5 | 8 | 22:16-22:30 | 1 | 1
|  | 5 | 8 | 22:31-22:45 | 1 | 1
|  | 5 | 8 | 22:46-23:00 | 1 | 1
|  | 5 | 8 | 23:01-23:15 | 1 | 1
|  | 5 | 8 | 23:16-23:30 | 1 | 1
|  | 5 | 8 | 23:31-23:45 | 1 | 1
|  | 5 | 8 | 23:46-24:00 | 1 | 1
|  | 5 | 9 | 00:01-00:15 | 1 | 1
|  | 5 | 9 | 00:16-00:30 | 1 | 1
|  | 5 | 9 | 00:31-00:45 | 1 | 1
|  | 5 | 9 | 00:46-01:00 | 1 | 1
|  | 5 | 9 | 01:01-01:15 | 1 | 1
|  | 5 | 9 | 01:16-01:30 | 1 | 1
|  | 5 | 9 | 01:31-01:45 | 1 | 1
|  | 5 | 9 | 01:46-02:00 | 1 | 1
|  | 5 | 9 | 02:01-02:15 | 1 | 1
|  | 5 | 9 | 02:16-02:30 | 1 | 1
|  | 5 | 9 | 02:31-02:45 | 1 | 1
|  | 5 | 9 | 02:46-03:00 | 1 | 1
|  | 5 | 9 | 03:01-03:15 | 1 | 1
|  | 5 | 9 | 03:16-03:30 | 1 | 1
|  | 5 | 9 | 03:31-03:45 | 1 | 1
|  | 5 | 9 | 03:46-04:00 | 1 | 1
|  | 5 | 9 | 04:01-04:15 | 1 | 1
|  | 5 | 9 | 04:16-04:30 | 1 | 1
|  | 5 | 9 | 04:31-04:45 | 1 | 1
|  | 5 | 9 | 04:46-05:00 | 1 | 1
|  | 5 | 9 | 05:01-05:15 | 1 | 1
|  | 5 | 9 | 05:16-05:30 | 1 | 1
|  | 5 | 9 | 05:31-05:45 | 1 | 1
|  | 5 | 9 | 05:46-06:00 | 1 | 1
|  | 5 | 9 | 06:01-06:15 | 1 | 1
|  | 5 | 9 | 06:16-06:30 | 1 | 1
|  | 5 | 9 | 06:31-06:45 | 1 | 1
|  | 5 | 9 | 06:46-07:00 | 1 | 1
|  | 5 | 9 | 07:01-07:15 | 1 | 1
|  | 5 | 9 | 07:16-07:30 | 1 | 1
|  | 5 | 9 | 07:31-07:45 | 1 | 1
|  | 5 | 9 | 07:46-08:00 | 1 | 1
|  | 5 | 9 | 08:01-08:15 | 1 | 1
|  | 5 | 9 | 08:16-08:30 | 1 | 1
|  | 5 | 9 | 08:31-08:45 | 1 | 1
|  | 5 | 9 | 08:46-09:00 | 1 | 1
|  | 5 | 9 | 09:01-09:15 | 1 | 1
|  | 5 | 9 | 09:16-09:30 | 1 | 1
|  | 5 | 9 | 09:31-09:45 | 1 | 1
|  | 5 | 9 | 09:46-10:00 | 1 | 1
|  | 5 | 9 | 10:01-10:15 | 1 | 1
|  | 5 | 9 | 10:16-10:30 | 1 | 1
|  | 5 | 9 | 10:31-10:45 | 1 | 1
|  | 5 | 9 | 10:46-11:00 | 1 | 1
|  | 5 | 9 | 11:01-11:15 | 1 | 1
|  | 5 | 9 | 11:16-11:30 | 1 | 1
|  | 5 | 9 | 11:31-11:45 | 1 | 1
|  | 5 | 9 | 11:46-12:00 | 1 | 1
|  | 5 | 9 | 12:01-12:15 | 1 | 1
|  | 5 | 9 | 12:16-12:30 | 1 | 1
|  | 5 | 9 | 12:31-12:45 | 1 | 1
|  | 5 | 9 | 12:46-13:00 | 1 | 1
|  | 5 | 9 | 13:01-13:15 | 1 | 1
|  | 5 | 9 | 13:16-13:30 | 1 | 1
|  | 5 | 9 | 13:31-13:45 | 1 | 1
|  | 5 | 9 | 13:46-14:00 | 1 | 1
|  | 5 | 9 | 14:01-14:15 | 1 | 1
|  | 5 | 9 | 14:16-14:30 | 1 | 1
|  | 5 | 9 | 14:31-14:45 | 1 | 1
|  | 5 | 9 | 14:46-15:00 | 1 | 1
|  | 5 | 9 | 15:01-15:15 | 1 | 1
|  | 5 | 9 | 15:16-15:30 | 1 | 1
|  | 5 | 9 | 15:31-15:45 | 1 | 1
|  | 5 | 9 | 15:46-16:00 | 1 | 1
|  | 5 | 9 | 16:01-16:15 | 1 | 1
|  | 5 | 9 | 16:16-16:30 | 1 | 1
|  | 5 | 9 | 16:31-16:45 | 1 | 1
|  | 5 | 9 | 16:46-17:00 | 1 | 1
|  | 5 | 9 | 17:01-17:15 | 1 | 1
|  | 5 | 9 | 17:16-17:30 | 1 | 1
|  | 5 | 9 | 17:31-17:45 | 1 | 1
|  | 5 | 9 | 17:46-18:00 | 1 | 1
|  | 5 | 9 | 18:01-18:15 | 1 | 1
|  | 5 | 9 | 18:16-18:30 | 1 | 1
|  | 5 | 9 | 18:31-18:45 | 1 | 1
|  | 5 | 9 | 18:46-19:00 | 1 | 1
|  | 5 | 9 | 19:01-19:15 | 1 | 1
|  | 5 | 9 | 19:16-19:30 | 1 | 1
|  | 5 | 9 | 19:31-19:45 | 1 | 1
|  | 5 | 9 | 19:46-20:00 | 1 | 1
|  | 5 | 9 | 20:01-20:15 | 1 | 1
|  | 5 | 9 | 20:16-20:30 | 1 | 1
|  | 5 | 9 | 20:31-20:45 | 1 | 1
|  | 5 | 9 | 20:46-21:00 | 1 | 1
|  | 5 | 9 | 21:01-21:15 | 1 | 1
|  | 5 | 9 | 21:16-21:30 | 1 | 1
|  | 5 | 9 | 21:31-21:45 | 1 | 1
|  | 5 | 9 | 21:46-22:00 | 1 | 1
|  | 5 | 9 | 22:01-22:15 | 1 | 1
|  | 5 | 9 | 22:16-22:30 | 1 | 1
|  | 5 | 9 | 22:31-22:45 | 1 | 1
|  | 5 | 9 | 22:46-23:00 | 1 | 1
|  | 5 | 9 | 23:01-23:15 | 1 | 1
|  | 5 | 9 | 23:16-23:30 | 1 | 1
|  | 5 | 9 | 23:31-23:45 | 1 | 1
|  | 5 | 9 | 23:46-24:00 | 1 | 1
|  | 5 | 10 | 00:01-00:15 | 1 | 1
|  | 5 | 10 | 00:16-00:30 | 1 | 1
|  | 5 | 10 | 00:31-00:45 | 1 | 1
|  | 5 | 10 | 00:46-01:00 | 1 | 1
|  | 5 | 10 | 01:01-01:15 | 1 | 1
|  | 5 | 10 | 01:16-01:30 | 1 | 1
|  | 5 | 10 | 01:31-01:45 | 1 | 1
|  | 5 | 10 | 01:46-02:00 | 1 | 1
|  | 5 | 10 | 02:01-02:15 | 1 | 1
|  | 5 | 10 | 02:16-02:30 | 1 | 1
|  | 5 | 10 | 02:31-02:45 | 1 | 1
|  | 5 | 10 | 02:46-03:00 | 1 | 1
|  | 5 | 10 | 03:01-03:15 | 1 | 1
|  | 5 | 10 | 03:16-03:30 | 1 | 1
|  | 5 | 10 | 03:31-03:45 | 1 | 1
|  | 5 | 10 | 03:46-04:00 | 1 | 1
|  | 5 | 10 | 04:01-04:15 | 1 | 1
|  | 5 | 10 | 04:16-04:30 | 1 | 1
|  | 5 | 10 | 04:31-04:45 | 1 | 1
|  | 5 | 10 | 04:46-05:00 | 1 | 1
|  | 5 | 10 | 05:01-05:15 | 1 | 1
|  | 5 | 10 | 05:16-05:30 | 1 | 1
|  | 5 | 10 | 05:31-05:45 | 1 | 1
|  | 5 | 10 | 05:46-06:00 | 1 | 1
|  | 5 | 10 | 06:01-06:15 | 1 | 1
|  | 5 | 10 | 06:16-06:30 | 1 | 1
|  | 5 | 10 | 06:31-06:45 | 1 | 1
|  | 5 | 10 | 06:46-07:00 | 1 | 1
|  | 5 | 10 | 07:01-07:15 | 1 | 1
|  | 5 | 10 | 07:16-07:30 | 1 | 1
|  | 5 | 10 | 07:31-07:45 | 1 | 1
|  | 5 | 10 | 07:46-08:00 | 1 | 1
|  | 5 | 10 | 08:01-08:15 | 1 | 1
|  | 5 | 10 | 08:16-08:30 | 1 | 1
|  | 5 | 10 | 08:31-08:45 | 1 | 1
|  | 5 | 10 | 08:46-09:00 | 1 | 1
|  | 5 | 10 | 09:01-09:15 | 1 | 1
|  | 5 | 10 | 09:16-09:30 | 1 | 1
|  | 5 | 10 | 09:31-09:45 | 1 | 1
|  | 5 | 10 | 09:46-10:00 | 1 | 1
|  | 5 | 10 | 10:01-10:15 | 1 | 1
|  | 5 | 10 | 10:16-10:30 | 1 | 1
|  | 5 | 10 | 10:31-10:45 | 1 | 1
|  | 5 | 10 | 10:46-11:00 | 1 | 1
|  | 5 | 10 | 11:01-11:15 | 1 | 1
|  | 5 | 10 | 11:16-11:30 | 1 | 1
|  | 5 | 10 | 11:31-11:45 | 1 | 1
|  | 5 | 10 | 11:46-12:00 | 1 | 1
|  | 5 | 10 | 12:01-12:15 | 1 | 1
|  | 5 | 10 | 12:16-12:30 | 1 | 1
|  | 5 | 10 | 12:31-12:45 | 1 | 1
|  | 5 | 10 | 12:46-13:00 | 1 | 1
|  | 5 | 10 | 13:01-13:15 | 1 | 1
|  | 5 | 10 | 13:16-13:30 | 1 | 1
|  | 5 | 10 | 13:31-13:45 | 1 | 1
|  | 5 | 10 | 13:46-14:00 | 1 | 1
|  | 5 | 10 | 14:01-14:15 | 1 | 1
|  | 5 | 10 | 14:16-14:30 | 1 | 1
|  | 5 | 10 | 14:31-14:45 | 1 | 1
|  | 5 | 10 | 14:46-15:00 | 1 | 1
|  | 5 | 10 | 15:01-15:15 | 1 | 1
|  | 5 | 10 | 15:16-15:30 | 1 | 1
|  | 5 | 10 | 15:31-15:45 | 1 | 1
|  | 5 | 10 | 15:46-16:00 | 1 | 1
|  | 5 | 10 | 16:01-16:15 | 1 | 1
|  | 5 | 10 | 16:16-16:30 | 1 | 1
|  | 5 | 10 | 16:31-16:45 | 1 | 1
|  | 5 | 10 | 16:46-17:00 | 1 | 1
|  | 5 | 10 | 17:01-17:15 | 1 | 1
|  | 5 | 10 | 17:16-17:30 | 1 | 1
|  | 5 | 10 | 17:31-17:45 | 1 | 1
|  | 5 | 10 | 17:46-18:00 | 1 | 1
|  | 5 | 10 | 18:01-18:15 | 1 | 1
|  | 5 | 10 | 18:16-18:30 | 1 | 1
|  | 5 | 10 | 18:31-18:45 | 1 | 1
|  | 5 | 10 | 18:46-19:00 | 1 | 1
|  | 5 | 10 | 19:01-19:15 | 1 | 1
|  | 5 | 10 | 19:16-19:30 | 1 | 1
|  | 5 | 10 | 19:31-19:45 | 1 | 1
|  | 5 | 10 | 19:46-20:00 | 1 | 1
|  | 5 | 10 | 20:01-20:15 | 1 | 1
|  | 5 | 10 | 20:16-20:30 | 1 | 1
|  | 5 | 10 | 20:31-20:45 | 1 | 1
|  | 5 | 10 | 20:46-21:00 | 1 | 1
|  | 5 | 10 | 21:01-21:15 | 1 | 1
|  | 5 | 10 | 21:16-21:30 | 1 | 1
|  | 5 | 10 | 21:31-21:45 | 1 | 1
|  | 5 | 10 | 21:46-22:00 | 1 | 1
|  | 5 | 10 | 22:01-22:15 | 1 | 1
|  | 5 | 10 | 22:16-22:30 | 1 | 1
|  | 5 | 10 | 22:31-22:45 | 1 | 1
|  | 5 | 10 | 22:46-23:00 | 1 | 1
|  | 5 | 10 | 23:01-23:15 | 1 | 1
|  | 5 | 10 | 23:16-23:30 | 1 | 1
|  | 5 | 10 | 23:31-23:45 | 1 | 1
|  | 5 | 10 | 23:46-24:00 | 1 | 1
|  | 5 | 11 | 00:01-00:15 | 1 | 1
|  | 5 | 11 | 00:16-00:30 | 1 | 1
|  | 5 | 11 | 00:31-00:45 | 1 | 1
|  | 5 | 11 | 00:46-01:00 | 1 | 1
|  | 5 | 11 | 01:01-01:15 | 1 | 1
|  | 5 | 11 | 01:16-01:30 | 1 | 1
|  | 5 | 11 | 01:31-01:45 | 1 | 1
|  | 5 | 11 | 01:46-02:00 | 1 | 1
|  | 5 | 11 | 02:01-02:15 | 1 | 1
|  | 5 | 11 | 02:16-02:30 | 1 | 1
|  | 5 | 11 | 02:31-02:45 | 1 | 1
|  | 5 | 11 | 02:46-03:00 | 1 | 1
|  | 5 | 11 | 03:01-03:15 | 1 | 1
|  | 5 | 11 | 03:16-03:30 | 1 | 1
|  | 5 | 11 | 03:31-03:45 | 1 | 1
|  | 5 | 11 | 03:46-04:00 | 1 | 1
|  | 5 | 11 | 04:01-04:15 | 1 | 1
|  | 5 | 11 | 04:16-04:30 | 1 | 1
|  | 5 | 11 | 04:31-04:45 | 1 | 1
|  | 5 | 11 | 04:46-05:00 | 1 | 1
|  | 5 | 11 | 05:01-05:15 | 1 | 1
|  | 5 | 11 | 05:16-05:30 | 1 | 1
|  | 5 | 11 | 05:31-05:45 | 1 | 1
|  | 5 | 11 | 05:46-06:00 | 1 | 1
|  | 5 | 11 | 06:01-06:15 | 1 | 1
|  | 5 | 11 | 06:16-06:30 | 1 | 1
|  | 5 | 11 | 06:31-06:45 | 1 | 1
|  | 5 | 11 | 06:46-07:00 | 1 | 1
|  | 5 | 11 | 07:01-07:15 | 1 | 1
|  | 5 | 11 | 07:16-07:30 | 1 | 1
|  | 5 | 11 | 07:31-07:45 | 1 | 1
|  | 5 | 11 | 07:46-08:00 | 1 | 1
|  | 5 | 11 | 08:01-08:15 | 1 | 1
|  | 5 | 11 | 08:16-08:30 | 1 | 1
|  | 5 | 11 | 08:31-08:45 | 1 | 1
|  | 5 | 11 | 08:46-09:00 | 1 | 1
|  | 5 | 11 | 09:01-09:15 | 1 | 1
|  | 5 | 11 | 09:16-09:30 | 1 | 1
|  | 5 | 11 | 09:31-09:45 | 1 | 1
|  | 5 | 11 | 09:46-10:00 | 1 | 1
|  | 5 | 11 | 10:01-10:15 | 1 | 1
|  | 5 | 11 | 10:16-10:30 | 1 | 1
|  | 5 | 11 | 10:31-10:45 | 1 | 1
|  | 5 | 11 | 10:46-11:00 | 1 | 1
|  | 5 | 11 | 11:01-11:15 | 1 | 1
|  | 5 | 11 | 11:16-11:30 | 1 | 1
|  | 5 | 11 | 11:31-11:45 | 1 | 1
|  | 5 | 11 | 11:46-12:00 | 1 | 1
|  | 5 | 11 | 12:01-12:15 | 1 | 1
|  | 5 | 11 | 12:16-12:30 | 1 | 1
|  | 5 | 11 | 12:31-12:45 | 1 | 1
|  | 5 | 11 | 12:46-13:00 | 1 | 1
|  | 5 | 11 | 13:01-13:15 | 1 | 1
|  | 5 | 11 | 13:16-13:30 | 1 | 1
|  | 5 | 11 | 13:31-13:45 | 1 | 1
|  | 5 | 11 | 13:46-14:00 | 1 | 1
|  | 5 | 11 | 14:01-14:15 | 1 | 1
|  | 5 | 11 | 14:16-14:30 | 1 | 1
|  | 5 | 11 | 14:31-14:45 | 1 | 1
|  | 5 | 11 | 14:46-15:00 | 1 | 1
|  | 5 | 11 | 15:01-15:15 | 1 | 1
|  | 5 | 11 | 15:16-15:30 | 1 | 1
|  | 5 | 11 | 15:31-15:45 | 1 | 1
|  | 5 | 11 | 15:46-16:00 | 1 | 1
|  | 5 | 11 | 16:01-16:15 | 1 | 1
|  | 5 | 11 | 16:16-16:30 | 1 | 1
|  | 5 | 11 | 16:31-16:45 | 1 | 1
|  | 5 | 11 | 16:46-17:00 | 1 | 1
|  | 5 | 11 | 17:01-17:15 | 1 | 1
|  | 5 | 11 | 17:16-17:30 | 1 | 1
|  | 5 | 11 | 17:31-17:45 | 1 | 1
|  | 5 | 11 | 17:46-18:00 | 1 | 1
|  | 5 | 11 | 18:01-18:15 | 1 | 1
|  | 5 | 11 | 18:16-18:30 | 1 | 1
|  | 5 | 11 | 18:31-18:45 | 1 | 1
|  | 5 | 11 | 18:46-19:00 | 1 | 1
|  | 5 | 11 | 19:01-19:15 | 1 | 1
|  | 5 | 11 | 19:16-19:30 | 1 | 1
|  | 5 | 11 | 19:31-19:45 | 1 | 1
|  | 5 | 11 | 19:46-20:00 | 1 | 1
|  | 5 | 11 | 20:01-20:15 | 1 | 1
|  | 5 | 11 | 20:16-20:30 | 1 | 1
|  | 5 | 11 | 20:31-20:45 | 1 | 1
|  | 5 | 11 | 20:46-21:00 | 1 | 1
|  | 5 | 11 | 21:01-21:15 | 1 | 1
|  | 5 | 11 | 21:16-21:30 | 1 | 1
|  | 5 | 11 | 21:31-21:45 | 1 | 1
|  | 5 | 11 | 21:46-22:00 | 1 | 1
|  | 5 | 11 | 22:01-22:15 | 1 | 1
|  | 5 | 11 | 22:16-22:30 | 1 | 1
|  | 5 | 11 | 22:31-22:45 | 1 | 1
|  | 5 | 11 | 22:46-23:00 | 1 | 1
|  | 5 | 11 | 23:01-23:15 | 1 | 1
|  | 5 | 11 | 23:16-23:30 | 1 | 1
|  | 5 | 11 | 23:31-23:45 | 1 | 1
|  | 5 | 11 | 23:46-24:00 | 1 | 1
|  | 5 | 12 | 00:01-00:15 | 1 | 1
|  | 5 | 12 | 00:16-00:30 | 1 | 1
|  | 5 | 12 | 00:31-00:45 | 1 | 1
|  | 5 | 12 | 00:46-01:00 | 1 | 1
|  | 5 | 12 | 01:01-01:15 | 1 | 1
|  | 5 | 12 | 01:16-01:30 | 1 | 1
|  | 5 | 12 | 01:31-01:45 | 1 | 1
|  | 5 | 12 | 01:46-02:00 | 1 | 1
|  | 5 | 12 | 02:01-02:15 | 1 | 1
|  | 5 | 12 | 02:16-02:30 | 1 | 1
|  | 5 | 12 | 02:31-02:45 | 1 | 1
|  | 5 | 12 | 02:46-03:00 | 1 | 1
|  | 5 | 12 | 03:01-03:15 | 1 | 1
|  | 5 | 12 | 03:16-03:30 | 1 | 1
|  | 5 | 12 | 03:31-03:45 | 1 | 1
|  | 5 | 12 | 03:46-04:00 | 1 | 1
|  | 5 | 12 | 04:01-04:15 | 1 | 1
|  | 5 | 12 | 04:16-04:30 | 1 | 1
|  | 5 | 12 | 04:31-04:45 | 1 | 1
|  | 5 | 12 | 04:46-05:00 | 1 | 1
|  | 5 | 12 | 05:01-05:15 | 1 | 1
|  | 5 | 12 | 05:16-05:30 | 1 | 1
|  | 5 | 12 | 05:31-05:45 | 1 | 1
|  | 5 | 12 | 05:46-06:00 | 1 | 1
|  | 5 | 12 | 06:01-06:15 | 1 | 1
|  | 5 | 12 | 06:16-06:30 | 1 | 1
|  | 5 | 12 | 06:31-06:45 | 1 | 1
|  | 5 | 12 | 06:46-07:00 | 1 | 1
|  | 5 | 12 | 07:01-07:15 | 1 | 1
|  | 5 | 12 | 07:16-07:30 | 1 | 1
|  | 5 | 12 | 07:31-07:45 | 1 | 1
|  | 5 | 12 | 07:46-08:00 | 1 | 1
|  | 5 | 12 | 08:01-08:15 | 1 | 1
|  | 5 | 12 | 08:16-08:30 | 1 | 1
|  | 5 | 12 | 08:31-08:45 | 1 | 1
|  | 5 | 12 | 08:46-09:00 | 1 | 1
|  | 5 | 12 | 09:01-09:15 | 1 | 1
|  | 5 | 12 | 09:16-09:30 | 1 | 1
|  | 5 | 12 | 09:31-09:45 | 1 | 1
|  | 5 | 12 | 09:46-10:00 | 1 | 1
|  | 5 | 12 | 10:01-10:15 | 1 | 1
|  | 5 | 12 | 10:16-10:30 | 1 | 1
|  | 5 | 12 | 10:31-10:45 | 1 | 1
|  | 5 | 12 | 10:46-11:00 | 1 | 1
|  | 5 | 12 | 11:01-11:15 | 1 | 1
|  | 5 | 12 | 11:16-11:30 | 1 | 1
|  | 5 | 12 | 11:31-11:45 | 1 | 1
|  | 5 | 12 | 11:46-12:00 | 1 | 1
|  | 5 | 12 | 12:01-12:15 | 1 | 1
|  | 5 | 12 | 12:16-12:30 | 1 | 1
|  | 5 | 12 | 12:31-12:45 | 1 | 1
|  | 5 | 12 | 12:46-13:00 | 1 | 1
|  | 5 | 12 | 13:01-13:15 | 1 | 1
|  | 5 | 12 | 13:16-13:30 | 1 | 1
|  | 5 | 12 | 13:31-13:45 | 1 | 1
|  | 5 | 12 | 13:46-14:00 | 1 | 1
|  | 5 | 12 | 14:01-14:15 | 1 | 1
|  | 5 | 12 | 14:16-14:30 | 1 | 1
|  | 5 | 12 | 14:31-14:45 | 1 | 1
|  | 5 | 12 | 14:46-15:00 | 1 | 1
|  | 5 | 12 | 15:01-15:15 | 1 | 1
|  | 5 | 12 | 15:16-15:30 | 1 | 1
|  | 5 | 12 | 15:31-15:45 | 1 | 1
|  | 5 | 12 | 15:46-16:00 | 1 | 1
|  | 5 | 12 | 16:01-16:15 | 1 | 1
|  | 5 | 12 | 16:16-16:30 | 1 | 1
|  | 5 | 12 | 16:31-16:45 | 1 | 1
|  | 5 | 12 | 16:46-17:00 | 1 | 1
|  | 5 | 12 | 17:01-17:15 | 1 | 1
|  | 5 | 12 | 17:16-17:30 | 1 | 1
|  | 5 | 12 | 17:31-17:45 | 1 | 1
|  | 5 | 12 | 17:46-18:00 | 1 | 1
|  | 5 | 12 | 18:01-18:15 | 1 | 1
|  | 5 | 12 | 18:16-18:30 | 1 | 1
|  | 5 | 12 | 18:31-18:45 | 1 | 1
|  | 5 | 12 | 18:46-19:00 | 1 | 1
|  | 5 | 12 | 19:01-19:15 | 1 | 1
|  | 5 | 12 | 19:16-19:30 | 1 | 1
|  | 5 | 12 | 19:31-19:45 | 1 | 1
|  | 5 | 12 | 19:46-20:00 | 1 | 1
|  | 5 | 12 | 20:01-20:15 | 1 | 1
|  | 5 | 12 | 20:16-20:30 | 1 | 1
|  | 5 | 12 | 20:31-20:45 | 1 | 1
|  | 5 | 12 | 20:46-21:00 | 1 | 1
|  | 5 | 12 | 21:01-21:15 | 1 | 1
|  | 5 | 12 | 21:16-21:30 | 1 | 1
|  | 5 | 12 | 21:31-21:45 | 1 | 1
|  | 5 | 12 | 21:46-22:00 | 1 | 1
|  | 5 | 12 | 22:01-22:15 | 1 | 1
|  | 5 | 12 | 22:16-22:30 | 1 | 1
|  | 5 | 12 | 22:31-22:45 | 1 | 1
|  | 5 | 12 | 22:46-23:00 | 1 | 1
|  | 5 | 12 | 23:01-23:15 | 1 | 1
|  | 5 | 12 | 23:16-23:30 | 1 | 1
|  | 5 | 12 | 23:31-23:45 | 1 | 1
|  | 5 | 12 | 23:46-24:00 | 1 | 1
|  | 5 | 13 | 00:01-00:15 | 0 | 1
|  | 5 | 13 | 00:16-00:30 | 0 | 1
|  | 5 | 13 | 00:31-00:45 | 0 | 1
|  | 5 | 13 | 00:46-01:00 | 0 | 1
|  | 5 | 13 | 01:01-01:15 | 0 | 1
|  | 5 | 13 | 01:16-01:30 | 0 | 1
|  | 5 | 13 | 01:31-01:45 | 0 | 1
|  | 5 | 13 | 01:46-02:00 | 0 | 1
|  | 5 | 13 | 02:01-02:15 | 0 | 1
|  | 5 | 13 | 02:16-02:30 | 0 | 1
|  | 5 | 13 | 02:31-02:45 | 0 | 1
|  | 5 | 13 | 02:46-03:00 | 0 | 1
|  | 5 | 13 | 03:01-03:15 | 0 | 1
|  | 5 | 13 | 03:16-03:30 | 0 | 1
|  | 5 | 13 | 03:31-03:45 | 0 | 1
|  | 5 | 13 | 03:46-04:00 | 0 | 1
|  | 5 | 13 | 04:01-04:15 | 0 | 1
|  | 5 | 13 | 04:16-04:30 | 0 | 1
|  | 5 | 13 | 04:31-04:45 | 0 | 1
|  | 5 | 13 | 04:46-05:00 | 0 | 1
|  | 5 | 13 | 05:01-05:15 | 0 | 1
|  | 5 | 13 | 05:16-05:30 | 0 | 1
|  | 5 | 13 | 05:31-05:45 | 0 | 1
|  | 5 | 13 | 05:46-06:00 | 0 | 1
|  | 5 | 13 | 06:01-06:15 | 0 | 1
|  | 5 | 13 | 06:16-06:30 | 0 | 1
|  | 5 | 13 | 06:31-06:45 | 0 | 1
|  | 5 | 13 | 06:46-07:00 | 0 | 1
|  | 5 | 13 | 07:01-07:15 | 0 | 1
|  | 5 | 13 | 07:16-07:30 | 0 | 1
|  | 5 | 13 | 07:31-07:45 | 0 | 1
|  | 5 | 13 | 07:46-08:00 | 0 | 1
|  | 5 | 13 | 08:01-08:15 | 0 | 1
|  | 5 | 13 | 08:16-08:30 | 0 | 1
|  | 5 | 13 | 08:31-08:45 | 0 | 1
|  | 5 | 13 | 08:46-09:00 | 0 | 1
|  | 5 | 13 | 09:01-09:15 | 0 | 1
|  | 5 | 13 | 09:16-09:30 | 0 | 1
|  | 5 | 13 | 09:31-09:45 | 0 | 1
|  | 5 | 13 | 09:46-10:00 | 0 | 1
|  | 5 | 13 | 10:01-10:15 | 0 | 1
|  | 5 | 13 | 10:16-10:30 | 0 | 1
|  | 5 | 13 | 10:31-10:45 | 0 | 1
|  | 5 | 13 | 10:46-11:00 | 0 | 1
|  | 5 | 13 | 11:01-11:15 | 0 | 1
|  | 5 | 13 | 11:16-11:30 | 0 | 1
|  | 5 | 13 | 11:31-11:45 | 0 | 1
|  | 5 | 13 | 11:46-12:00 | 0 | 1
|  | 5 | 13 | 12:01-12:15 | 0 | 1
|  | 5 | 13 | 12:16-12:30 | 0 | 1
|  | 5 | 13 | 12:31-12:45 | 0 | 1
|  | 5 | 13 | 12:46-13:00 | 0 | 1
|  | 5 | 13 | 13:01-13:15 | 0 | 1
|  | 5 | 13 | 13:16-13:30 | 0 | 1
|  | 5 | 13 | 13:31-13:45 | 0 | 1
|  | 5 | 13 | 13:46-14:00 | 0 | 1
|  | 5 | 13 | 14:01-14:15 | 0 | 1
|  | 5 | 13 | 14:16-14:30 | 0 | 1
|  | 5 | 13 | 14:31-14:45 | 0 | 1
|  | 5 | 13 | 14:46-15:00 | 0 | 1
|  | 5 | 13 | 15:01-15:15 | 0 | 1
|  | 5 | 13 | 15:16-15:30 | 0 | 1
|  | 5 | 13 | 15:31-15:45 | 0 | 1
|  | 5 | 13 | 15:46-16:00 | 0 | 1
|  | 5 | 13 | 16:01-16:15 | 0 | 1
|  | 5 | 13 | 16:16-16:30 | 0 | 1
|  | 5 | 13 | 16:31-16:45 | 0 | 1
|  | 5 | 13 | 16:46-17:00 | 0 | 1
|  | 5 | 13 | 17:01-17:15 | 0 | 1
|  | 5 | 13 | 17:16-17:30 | 0 | 1
|  | 5 | 13 | 17:31-17:45 | 0 | 1
|  | 5 | 13 | 17:46-18:00 | 0 | 1
|  | 5 | 13 | 18:01-18:15 | 0 | 1
|  | 5 | 13 | 18:16-18:30 | 0 | 1
|  | 5 | 13 | 18:31-18:45 | 0 | 1
|  | 5 | 13 | 18:46-19:00 | 0 | 1
|  | 5 | 13 | 19:01-19:15 | 0 | 1
|  | 5 | 13 | 19:16-19:30 | 0 | 1
|  | 5 | 13 | 19:31-19:45 | 0 | 1
|  | 5 | 13 | 19:46-20:00 | 0 | 1
|  | 5 | 13 | 20:01-20:15 | 0 | 1
|  | 5 | 13 | 20:16-20:30 | 0 | 1
|  | 5 | 13 | 20:31-20:45 | 0 | 1
|  | 5 | 13 | 20:46-21:00 | 0 | 1
|  | 5 | 13 | 21:01-21:15 | 0 | 1
|  | 5 | 13 | 21:16-21:30 | 0 | 1
|  | 5 | 13 | 21:31-21:45 | 0 | 1
|  | 5 | 13 | 21:46-22:00 | 0 | 1
|  | 5 | 13 | 22:01-22:15 | 0 | 1
|  | 5 | 13 | 22:16-22:30 | 0 | 1
|  | 5 | 13 | 22:31-22:45 | 0 | 1
|  | 5 | 13 | 22:46-23:00 | 0 | 1
|  | 5 | 13 | 23:01-23:15 | 0 | 1
|  | 5 | 13 | 23:16-23:30 | 0 | 1
|  | 5 | 13 | 23:31-23:45 | 0 | 1
|  | 5 | 13 | 23:46-24:00 | 0 | 1
|  | 5 | 14 | 00:01-00:15 | 0 | 1
|  | 5 | 14 | 00:16-00:30 | 0 | 1
|  | 5 | 14 | 00:31-00:45 | 0 | 1
|  | 5 | 14 | 00:46-01:00 | 0 | 1
|  | 5 | 14 | 01:01-01:15 | 0 | 1
|  | 5 | 14 | 01:16-01:30 | 0 | 1
|  | 5 | 14 | 01:31-01:45 | 0 | 1
|  | 5 | 14 | 01:46-02:00 | 0 | 1
|  | 5 | 14 | 02:01-02:15 | 0 | 1
|  | 5 | 14 | 02:16-02:30 | 0 | 1
|  | 5 | 14 | 02:31-02:45 | 0 | 1
|  | 5 | 14 | 02:46-03:00 | 0 | 1
|  | 5 | 14 | 03:01-03:15 | 0 | 1
|  | 5 | 14 | 03:16-03:30 | 0 | 1
|  | 5 | 14 | 03:31-03:45 | 0 | 1
|  | 5 | 14 | 03:46-04:00 | 0 | 1
|  | 5 | 14 | 04:01-04:15 | 0 | 1
|  | 5 | 14 | 04:16-04:30 | 0 | 1
|  | 5 | 14 | 04:31-04:45 | 0 | 1
|  | 5 | 14 | 04:46-05:00 | 0 | 1
|  | 5 | 14 | 05:01-05:15 | 0 | 1
|  | 5 | 14 | 05:16-05:30 | 0 | 1
|  | 5 | 14 | 05:31-05:45 | 0 | 1
|  | 5 | 14 | 05:46-06:00 | 0 | 1
|  | 5 | 14 | 06:01-06:15 | 0 | 1
|  | 5 | 14 | 06:16-06:30 | 0 | 1
|  | 5 | 14 | 06:31-06:45 | 0 | 1
|  | 5 | 14 | 06:46-07:00 | 0 | 1
|  | 5 | 14 | 07:01-07:15 | 0 | 1
|  | 5 | 14 | 07:16-07:30 | 0 | 1
|  | 5 | 14 | 07:31-07:45 | 0 | 1
|  | 5 | 14 | 07:46-08:00 | 0 | 1
|  | 5 | 14 | 08:01-08:15 | 0 | 1
|  | 5 | 14 | 08:16-08:30 | 0 | 1
|  | 5 | 14 | 08:31-08:45 | 0 | 1
|  | 5 | 14 | 08:46-09:00 | 0 | 1
|  | 5 | 14 | 09:01-09:15 | 0 | 1
|  | 5 | 14 | 09:16-09:30 | 0 | 1
|  | 5 | 14 | 09:31-09:45 | 0 | 1
|  | 5 | 14 | 09:46-10:00 | 0 | 1
|  | 5 | 14 | 10:01-10:15 | 0 | 1
|  | 5 | 14 | 10:16-10:30 | 0 | 1
|  | 5 | 14 | 10:31-10:45 | 0 | 1
|  | 5 | 14 | 10:46-11:00 | 0 | 1
|  | 5 | 14 | 11:01-11:15 | 0 | 1
|  | 5 | 14 | 11:16-11:30 | 0 | 1
|  | 5 | 14 | 11:31-11:45 | 0 | 1
|  | 5 | 14 | 11:46-12:00 | 0 | 1
|  | 5 | 14 | 12:01-12:15 | 0 | 1
|  | 5 | 14 | 12:16-12:30 | 0 | 1
|  | 5 | 14 | 12:31-12:45 | 0 | 1
|  | 5 | 14 | 12:46-13:00 | 0 | 1
|  | 5 | 14 | 13:01-13:15 | 0 | 1
|  | 5 | 14 | 13:16-13:30 | 0 | 1
|  | 5 | 14 | 13:31-13:45 | 0 | 1
|  | 5 | 14 | 13:46-14:00 | 0 | 1
|  | 5 | 14 | 14:01-14:15 | 0 | 1
|  | 5 | 14 | 14:16-14:30 | 0 | 1
|  | 5 | 14 | 14:31-14:45 | 0 | 1
|  | 5 | 14 | 14:46-15:00 | 0 | 1
|  | 5 | 14 | 15:01-15:15 | 0 | 1
|  | 5 | 14 | 15:16-15:30 | 0 | 1
|  | 5 | 14 | 15:31-15:45 | 0 | 1
|  | 5 | 14 | 15:46-16:00 | 0 | 1
|  | 5 | 14 | 16:01-16:15 | 0 | 1
|  | 5 | 14 | 16:16-16:30 | 0 | 1
|  | 5 | 14 | 16:31-16:45 | 0 | 1
|  | 5 | 14 | 16:46-17:00 | 0 | 1
|  | 5 | 14 | 17:01-17:15 | 0 | 1
|  | 5 | 14 | 17:16-17:30 | 0 | 1
|  | 5 | 14 | 17:31-17:45 | 0 | 1
|  | 5 | 14 | 17:46-18:00 | 0 | 1
|  | 5 | 14 | 18:01-18:15 | 0 | 1
|  | 5 | 14 | 18:16-18:30 | 0 | 1
|  | 5 | 14 | 18:31-18:45 | 0 | 1
|  | 5 | 14 | 18:46-19:00 | 0 | 1
|  | 5 | 14 | 19:01-19:15 | 0 | 1
|  | 5 | 14 | 19:16-19:30 | 0 | 1
|  | 5 | 14 | 19:31-19:45 | 0 | 1
|  | 5 | 14 | 19:46-20:00 | 0 | 1
|  | 5 | 14 | 20:01-20:15 | 0 | 1
|  | 5 | 14 | 20:16-20:30 | 0 | 1
|  | 5 | 14 | 20:31-20:45 | 0 | 1
|  | 5 | 14 | 20:46-21:00 | 0 | 1
|  | 5 | 14 | 21:01-21:15 | 0 | 1
|  | 5 | 14 | 21:16-21:30 | 0 | 1
|  | 5 | 14 | 21:31-21:45 | 0 | 1
|  | 5 | 14 | 21:46-22:00 | 0 | 1
|  | 5 | 14 | 22:01-22:15 | 0 | 1
|  | 5 | 14 | 22:16-22:30 | 0 | 1
|  | 5 | 14 | 22:31-22:45 | 0 | 1
|  | 5 | 14 | 22:46-23:00 | 0 | 1
|  | 5 | 14 | 23:01-23:15 | 0 | 1
|  | 5 | 14 | 23:16-23:30 | 0 | 1
|  | 5 | 14 | 23:31-23:45 | 0 | 1
|  | 5 | 14 | 23:46-24:00 | 0 | 1
|  | 5 | 15 | 00:01-00:15 | 1 | 1
|  | 5 | 15 | 00:16-00:30 | 1 | 1
|  | 5 | 15 | 00:31-00:45 | 1 | 1
|  | 5 | 15 | 00:46-01:00 | 1 | 1
|  | 5 | 15 | 01:01-01:15 | 1 | 1
|  | 5 | 15 | 01:16-01:30 | 1 | 1
|  | 5 | 15 | 01:31-01:45 | 1 | 1
|  | 5 | 15 | 01:46-02:00 | 1 | 1
|  | 5 | 15 | 02:01-02:15 | 1 | 1
|  | 5 | 15 | 02:16-02:30 | 1 | 1
|  | 5 | 15 | 02:31-02:45 | 1 | 1
|  | 5 | 15 | 02:46-03:00 | 1 | 1
|  | 5 | 15 | 03:01-03:15 | 1 | 1
|  | 5 | 15 | 03:16-03:30 | 1 | 1
|  | 5 | 15 | 03:31-03:45 | 1 | 1
|  | 5 | 15 | 03:46-04:00 | 1 | 1
|  | 5 | 15 | 04:01-04:15 | 1 | 1
|  | 5 | 15 | 04:16-04:30 | 1 | 1
|  | 5 | 15 | 04:31-04:45 | 1 | 1
|  | 5 | 15 | 04:46-05:00 | 1 | 1
|  | 5 | 15 | 05:01-05:15 | 1 | 1
|  | 5 | 15 | 05:16-05:30 | 1 | 1
|  | 5 | 15 | 05:31-05:45 | 1 | 1
|  | 5 | 15 | 05:46-06:00 | 1 | 1
|  | 5 | 15 | 06:01-06:15 | 1 | 1
|  | 5 | 15 | 06:16-06:30 | 1 | 1
|  | 5 | 15 | 06:31-06:45 | 1 | 1
|  | 5 | 15 | 06:46-07:00 | 1 | 1
|  | 5 | 15 | 07:01-07:15 | 1 | 1
|  | 5 | 15 | 07:16-07:30 | 1 | 1
|  | 5 | 15 | 07:31-07:45 | 1 | 1
|  | 5 | 15 | 07:46-08:00 | 1 | 1
|  | 5 | 15 | 08:01-08:15 | 1 | 1
|  | 5 | 15 | 08:16-08:30 | 1 | 1
|  | 5 | 15 | 08:31-08:45 | 1 | 1
|  | 5 | 15 | 08:46-09:00 | 1 | 1
|  | 5 | 15 | 09:01-09:15 | 1 | 1
|  | 5 | 15 | 09:16-09:30 | 1 | 1
|  | 5 | 15 | 09:31-09:45 | 1 | 1
|  | 5 | 15 | 09:46-10:00 | 1 | 1
|  | 5 | 15 | 10:01-10:15 | 1 | 1
|  | 5 | 15 | 10:16-10:30 | 1 | 1
|  | 5 | 15 | 10:31-10:45 | 1 | 1
|  | 5 | 15 | 10:46-11:00 | 1 | 1
|  | 5 | 15 | 11:01-11:15 | 1 | 1
|  | 5 | 15 | 11:16-11:30 | 1 | 1
|  | 5 | 15 | 11:31-11:45 | 1 | 1
|  | 5 | 15 | 11:46-12:00 | 1 | 1
|  | 5 | 15 | 12:01-12:15 | 1 | 1
|  | 5 | 15 | 12:16-12:30 | 1 | 1
|  | 5 | 15 | 12:31-12:45 | 1 | 1
|  | 5 | 15 | 12:46-13:00 | 1 | 1
|  | 5 | 15 | 13:01-13:15 | 1 | 1
|  | 5 | 15 | 13:16-13:30 | 1 | 1
|  | 5 | 15 | 13:31-13:45 | 1 | 1
|  | 5 | 15 | 13:46-14:00 | 1 | 1
|  | 5 | 15 | 14:01-14:15 | 1 | 1
|  | 5 | 15 | 14:16-14:30 | 1 | 1
|  | 5 | 15 | 14:31-14:45 | 1 | 1
|  | 5 | 15 | 14:46-15:00 | 1 | 1
|  | 5 | 15 | 15:01-15:15 | 1 | 1
|  | 5 | 15 | 15:16-15:30 | 1 | 1
|  | 5 | 15 | 15:31-15:45 | 1 | 1
|  | 5 | 15 | 15:46-16:00 | 1 | 1
|  | 5 | 15 | 16:01-16:15 | 1 | 1
|  | 5 | 15 | 16:16-16:30 | 1 | 1
|  | 5 | 15 | 16:31-16:45 | 1 | 1
|  | 5 | 15 | 16:46-17:00 | 1 | 1
|  | 5 | 15 | 17:01-17:15 | 1 | 1
|  | 5 | 15 | 17:16-17:30 | 1 | 1
|  | 5 | 15 | 17:31-17:45 | 1 | 1
|  | 5 | 15 | 17:46-18:00 | 1 | 1
|  | 5 | 15 | 18:01-18:15 | 1 | 1
|  | 5 | 15 | 18:16-18:30 | 1 | 1
|  | 5 | 15 | 18:31-18:45 | 1 | 1
|  | 5 | 15 | 18:46-19:00 | 1 | 1
|  | 5 | 15 | 19:01-19:15 | 1 | 1
|  | 5 | 15 | 19:16-19:30 | 1 | 1
|  | 5 | 15 | 19:31-19:45 | 1 | 1
|  | 5 | 15 | 19:46-20:00 | 1 | 1
|  | 5 | 15 | 20:01-20:15 | 1 | 1
|  | 5 | 15 | 20:16-20:30 | 1 | 1
|  | 5 | 15 | 20:31-20:45 | 1 | 1
|  | 5 | 15 | 20:46-21:00 | 1 | 1
|  | 5 | 15 | 21:01-21:15 | 1 | 1
|  | 5 | 15 | 21:16-21:30 | 1 | 1
|  | 5 | 15 | 21:31-21:45 | 1 | 1
|  | 5 | 15 | 21:46-22:00 | 1 | 1
|  | 5 | 15 | 22:01-22:15 | 1 | 1
|  | 5 | 15 | 22:16-22:30 | 1 | 1
|  | 5 | 15 | 22:31-22:45 | 1 | 1
|  | 5 | 15 | 22:46-23:00 | 1 | 1
|  | 5 | 15 | 23:01-23:15 | 1 | 1
|  | 5 | 15 | 23:16-23:30 | 1 | 1
|  | 5 | 15 | 23:31-23:45 | 1 | 1
|  | 5 | 15 | 23:46-24:00 | 1 | 1
|  | 5 | 16 | 00:01-00:15 | 1 | 1
|  | 5 | 16 | 00:16-00:30 | 1 | 1
|  | 5 | 16 | 00:31-00:45 | 1 | 1
|  | 5 | 16 | 00:46-01:00 | 1 | 1
|  | 5 | 16 | 01:01-01:15 | 1 | 1
|  | 5 | 16 | 01:16-01:30 | 1 | 1
|  | 5 | 16 | 01:31-01:45 | 1 | 1
|  | 5 | 16 | 01:46-02:00 | 1 | 1
|  | 5 | 16 | 02:01-02:15 | 1 | 1
|  | 5 | 16 | 02:16-02:30 | 1 | 1
|  | 5 | 16 | 02:31-02:45 | 1 | 1
|  | 5 | 16 | 02:46-03:00 | 1 | 1
|  | 5 | 16 | 03:01-03:15 | 1 | 1
|  | 5 | 16 | 03:16-03:30 | 1 | 1
|  | 5 | 16 | 03:31-03:45 | 1 | 1
|  | 5 | 16 | 03:46-04:00 | 1 | 1
|  | 5 | 16 | 04:01-04:15 | 1 | 1
|  | 5 | 16 | 04:16-04:30 | 1 | 1
|  | 5 | 16 | 04:31-04:45 | 1 | 1
|  | 5 | 16 | 04:46-05:00 | 1 | 1
|  | 5 | 16 | 05:01-05:15 | 1 | 1
|  | 5 | 16 | 05:16-05:30 | 1 | 1
|  | 5 | 16 | 05:31-05:45 | 1 | 1
|  | 5 | 16 | 05:46-06:00 | 1 | 1
|  | 5 | 16 | 06:01-06:15 | 1 | 1
|  | 5 | 16 | 06:16-06:30 | 1 | 1
|  | 5 | 16 | 06:31-06:45 | 1 | 1
|  | 5 | 16 | 06:46-07:00 | 1 | 1
|  | 5 | 16 | 07:01-07:15 | 1 | 1
|  | 5 | 16 | 07:16-07:30 | 1 | 1
|  | 5 | 16 | 07:31-07:45 | 1 | 1
|  | 5 | 16 | 07:46-08:00 | 1 | 1
|  | 5 | 16 | 08:01-08:15 | 1 | 1
|  | 5 | 16 | 08:16-08:30 | 1 | 1
|  | 5 | 16 | 08:31-08:45 | 1 | 1
|  | 5 | 16 | 08:46-09:00 | 1 | 1
|  | 5 | 16 | 09:01-09:15 | 1 | 1
|  | 5 | 16 | 09:16-09:30 | 1 | 1
|  | 5 | 16 | 09:31-09:45 | 1 | 1
|  | 5 | 16 | 09:46-10:00 | 1 | 1
|  | 5 | 16 | 10:01-10:15 | 1 | 1
|  | 5 | 16 | 10:16-10:30 | 1 | 1
|  | 5 | 16 | 10:31-10:45 | 1 | 1
|  | 5 | 16 | 10:46-11:00 | 1 | 1
|  | 5 | 16 | 11:01-11:15 | 1 | 1
|  | 5 | 16 | 11:16-11:30 | 1 | 1
|  | 5 | 16 | 11:31-11:45 | 1 | 1
|  | 5 | 16 | 11:46-12:00 | 1 | 1
|  | 5 | 16 | 12:01-12:15 | 1 | 1
|  | 5 | 16 | 12:16-12:30 | 1 | 1
|  | 5 | 16 | 12:31-12:45 | 1 | 1
|  | 5 | 16 | 12:46-13:00 | 1 | 1
|  | 5 | 16 | 13:01-13:15 | 1 | 1
|  | 5 | 16 | 13:16-13:30 | 1 | 1
|  | 5 | 16 | 13:31-13:45 | 1 | 1
|  | 5 | 16 | 13:46-14:00 | 1 | 1
|  | 5 | 16 | 14:01-14:15 | 1 | 1
|  | 5 | 16 | 14:16-14:30 | 1 | 1
|  | 5 | 16 | 14:31-14:45 | 1 | 1
|  | 5 | 16 | 14:46-15:00 | 1 | 1
|  | 5 | 16 | 15:01-15:15 | 1 | 1
|  | 5 | 16 | 15:16-15:30 | 1 | 1
|  | 5 | 16 | 15:31-15:45 | 1 | 1
|  | 5 | 16 | 15:46-16:00 | 1 | 1
|  | 5 | 16 | 16:01-16:15 | 1 | 1
|  | 5 | 16 | 16:16-16:30 | 1 | 1
|  | 5 | 16 | 16:31-16:45 | 1 | 1
|  | 5 | 16 | 16:46-17:00 | 1 | 1
|  | 5 | 16 | 17:01-17:15 | 1 | 1
|  | 5 | 16 | 17:16-17:30 | 1 | 1
|  | 5 | 16 | 17:31-17:45 | 1 | 1
|  | 5 | 16 | 17:46-18:00 | 1 | 1
|  | 5 | 16 | 18:01-18:15 | 1 | 1
|  | 5 | 16 | 18:16-18:30 | 1 | 1
|  | 5 | 16 | 18:31-18:45 | 1 | 1
|  | 5 | 16 | 18:46-19:00 | 1 | 1
|  | 5 | 16 | 19:01-19:15 | 1 | 1
|  | 5 | 16 | 19:16-19:30 | 1 | 1
|  | 5 | 16 | 19:31-19:45 | 1 | 1
|  | 5 | 16 | 19:46-20:00 | 1 | 1
|  | 5 | 16 | 20:01-20:15 | 1 | 1
|  | 5 | 16 | 20:16-20:30 | 1 | 1
|  | 5 | 16 | 20:31-20:45 | 1 | 1
|  | 5 | 16 | 20:46-21:00 | 1 | 1
|  | 5 | 16 | 21:01-21:15 | 1 | 1
|  | 5 | 16 | 21:16-21:30 | 1 | 1
|  | 5 | 16 | 21:31-21:45 | 1 | 1
|  | 5 | 16 | 21:46-22:00 | 1 | 1
|  | 5 | 16 | 22:01-22:15 | 1 | 1
|  | 5 | 16 | 22:16-22:30 | 1 | 1
|  | 5 | 16 | 22:31-22:45 | 1 | 1
|  | 5 | 16 | 22:46-23:00 | 1 | 1
|  | 5 | 16 | 23:01-23:15 | 1 | 1
|  | 5 | 16 | 23:16-23:30 | 1 | 1
|  | 5 | 16 | 23:31-23:45 | 1 | 1
|  | 5 | 16 | 23:46-24:00 | 1 | 1
|  | 5 | 17 | 00:01-00:15 | 1 | 1
|  | 5 | 17 | 00:16-00:30 | 1 | 1
|  | 5 | 17 | 00:31-00:45 | 1 | 1
|  | 5 | 17 | 00:46-01:00 | 1 | 1
|  | 5 | 17 | 01:01-01:15 | 1 | 1
|  | 5 | 17 | 01:16-01:30 | 1 | 1
|  | 5 | 17 | 01:31-01:45 | 1 | 1
|  | 5 | 17 | 01:46-02:00 | 1 | 1
|  | 5 | 17 | 02:01-02:15 | 1 | 1
|  | 5 | 17 | 02:16-02:30 | 1 | 1
|  | 5 | 17 | 02:31-02:45 | 1 | 1
|  | 5 | 17 | 02:46-03:00 | 1 | 1
|  | 5 | 17 | 03:01-03:15 | 1 | 1
|  | 5 | 17 | 03:16-03:30 | 1 | 1
|  | 5 | 17 | 03:31-03:45 | 1 | 1
|  | 5 | 17 | 03:46-04:00 | 1 | 1
|  | 5 | 17 | 04:01-04:15 | 1 | 1
|  | 5 | 17 | 04:16-04:30 | 1 | 1
|  | 5 | 17 | 04:31-04:45 | 1 | 1
|  | 5 | 17 | 04:46-05:00 | 1 | 1
|  | 5 | 17 | 05:01-05:15 | 1 | 1
|  | 5 | 17 | 05:16-05:30 | 1 | 1
|  | 5 | 17 | 05:31-05:45 | 1 | 1
|  | 5 | 17 | 05:46-06:00 | 1 | 1
|  | 5 | 17 | 06:01-06:15 | 1 | 1
|  | 5 | 17 | 06:16-06:30 | 1 | 1
|  | 5 | 17 | 06:31-06:45 | 1 | 1
|  | 5 | 17 | 06:46-07:00 | 1 | 1
|  | 5 | 17 | 07:01-07:15 | 1 | 1
|  | 5 | 17 | 07:16-07:30 | 1 | 1
|  | 5 | 17 | 07:31-07:45 | 1 | 1
|  | 5 | 17 | 07:46-08:00 | 1 | 1
|  | 5 | 17 | 08:01-08:15 | 1 | 1
|  | 5 | 17 | 08:16-08:30 | 1 | 1
|  | 5 | 17 | 08:31-08:45 | 1 | 1
|  | 5 | 17 | 08:46-09:00 | 1 | 1
|  | 5 | 17 | 09:01-09:15 | 1 | 1
|  | 5 | 17 | 09:16-09:30 | 1 | 1
|  | 5 | 17 | 09:31-09:45 | 1 | 1
|  | 5 | 17 | 09:46-10:00 | 1 | 1
|  | 5 | 17 | 10:01-10:15 | 1 | 1
|  | 5 | 17 | 10:16-10:30 | 1 | 1
|  | 5 | 17 | 10:31-10:45 | 1 | 1
|  | 5 | 17 | 10:46-11:00 | 1 | 1
|  | 5 | 17 | 11:01-11:15 | 1 | 1
|  | 5 | 17 | 11:16-11:30 | 1 | 1
|  | 5 | 17 | 11:31-11:45 | 1 | 1
|  | 5 | 17 | 11:46-12:00 | 1 | 1
|  | 5 | 17 | 12:01-12:15 | 1 | 1
|  | 5 | 17 | 12:16-12:30 | 1 | 1
|  | 5 | 17 | 12:31-12:45 | 1 | 1
|  | 5 | 17 | 12:46-13:00 | 1 | 1
|  | 5 | 17 | 13:01-13:15 | 1 | 1
|  | 5 | 17 | 13:16-13:30 | 1 | 1
|  | 5 | 17 | 13:31-13:45 | 1 | 1
|  | 5 | 17 | 13:46-14:00 | 1 | 1
|  | 5 | 17 | 14:01-14:15 | 1 | 1
|  | 5 | 17 | 14:16-14:30 | 1 | 1
|  | 5 | 17 | 14:31-14:45 | 1 | 1
|  | 5 | 17 | 14:46-15:00 | 1 | 1
|  | 5 | 17 | 15:01-15:15 | 1 | 1
|  | 5 | 17 | 15:16-15:30 | 1 | 1
|  | 5 | 17 | 15:31-15:45 | 1 | 1
|  | 5 | 17 | 15:46-16:00 | 1 | 1
|  | 5 | 17 | 16:01-16:15 | 1 | 1
|  | 5 | 17 | 16:16-16:30 | 1 | 1
|  | 5 | 17 | 16:31-16:45 | 1 | 1
|  | 5 | 17 | 16:46-17:00 | 1 | 1
|  | 5 | 17 | 17:01-17:15 | 1 | 1
|  | 5 | 17 | 17:16-17:30 | 1 | 1
|  | 5 | 17 | 17:31-17:45 | 1 | 1
|  | 5 | 17 | 17:46-18:00 | 1 | 1
|  | 5 | 17 | 18:01-18:15 | 1 | 1
|  | 5 | 17 | 18:16-18:30 | 1 | 1
|  | 5 | 17 | 18:31-18:45 | 1 | 1
|  | 5 | 17 | 18:46-19:00 | 1 | 1
|  | 5 | 17 | 19:01-19:15 | 1 | 1
|  | 5 | 17 | 19:16-19:30 | 1 | 1
|  | 5 | 17 | 19:31-19:45 | 1 | 1
|  | 5 | 17 | 19:46-20:00 | 1 | 1
|  | 5 | 17 | 20:01-20:15 | 1 | 1
|  | 5 | 17 | 20:16-20:30 | 1 | 1
|  | 5 | 17 | 20:31-20:45 | 1 | 1
|  | 5 | 17 | 20:46-21:00 | 1 | 1
|  | 5 | 17 | 21:01-21:15 | 1 | 1
|  | 5 | 17 | 21:16-21:30 | 1 | 1
|  | 5 | 17 | 21:31-21:45 | 1 | 1
|  | 5 | 17 | 21:46-22:00 | 1 | 1
|  | 5 | 17 | 22:01-22:15 | 1 | 1
|  | 5 | 17 | 22:16-22:30 | 1 | 1
|  | 5 | 17 | 22:31-22:45 | 1 | 1
|  | 5 | 17 | 22:46-23:00 | 1 | 1
|  | 5 | 17 | 23:01-23:15 | 1 | 1
|  | 5 | 17 | 23:16-23:30 | 1 | 1
|  | 5 | 17 | 23:31-23:45 | 1 | 1
|  | 5 | 17 | 23:46-24:00 | 1 | 1
|  | 5 | 18 | 00:01-00:15 | 1 | 1
|  | 5 | 18 | 00:16-00:30 | 1 | 1
|  | 5 | 18 | 00:31-00:45 | 1 | 1
|  | 5 | 18 | 00:46-01:00 | 1 | 1
|  | 5 | 18 | 01:01-01:15 | 1 | 1
|  | 5 | 18 | 01:16-01:30 | 1 | 1
|  | 5 | 18 | 01:31-01:45 | 1 | 1
|  | 5 | 18 | 01:46-02:00 | 1 | 1
|  | 5 | 18 | 02:01-02:15 | 1 | 1
|  | 5 | 18 | 02:16-02:30 | 1 | 1
|  | 5 | 18 | 02:31-02:45 | 1 | 1
|  | 5 | 18 | 02:46-03:00 | 1 | 1
|  | 5 | 18 | 03:01-03:15 | 1 | 1
|  | 5 | 18 | 03:16-03:30 | 1 | 1
|  | 5 | 18 | 03:31-03:45 | 1 | 1
|  | 5 | 18 | 03:46-04:00 | 1 | 1
|  | 5 | 18 | 04:01-04:15 | 1 | 1
|  | 5 | 18 | 04:16-04:30 | 1 | 1
|  | 5 | 18 | 04:31-04:45 | 1 | 1
|  | 5 | 18 | 04:46-05:00 | 1 | 1
|  | 5 | 18 | 05:01-05:15 | 1 | 1
|  | 5 | 18 | 05:16-05:30 | 1 | 1
|  | 5 | 18 | 05:31-05:45 | 1 | 1
|  | 5 | 18 | 05:46-06:00 | 1 | 1
|  | 5 | 18 | 06:01-06:15 | 1 | 1
|  | 5 | 18 | 06:16-06:30 | 1 | 1
|  | 5 | 18 | 06:31-06:45 | 1 | 1
|  | 5 | 18 | 06:46-07:00 | 1 | 1
|  | 5 | 18 | 07:01-07:15 | 1 | 1
|  | 5 | 18 | 07:16-07:30 | 1 | 1
|  | 5 | 18 | 07:31-07:45 | 1 | 1
|  | 5 | 18 | 07:46-08:00 | 1 | 1
|  | 5 | 18 | 08:01-08:15 | 1 | 1
|  | 5 | 18 | 08:16-08:30 | 1 | 1
|  | 5 | 18 | 08:31-08:45 | 1 | 1
|  | 5 | 18 | 08:46-09:00 | 1 | 1
|  | 5 | 18 | 09:01-09:15 | 1 | 1
|  | 5 | 18 | 09:16-09:30 | 1 | 1
|  | 5 | 18 | 09:31-09:45 | 1 | 1
|  | 5 | 18 | 09:46-10:00 | 1 | 1
|  | 5 | 18 | 10:01-10:15 | 1 | 1
|  | 5 | 18 | 10:16-10:30 | 1 | 1
|  | 5 | 18 | 10:31-10:45 | 1 | 1
|  | 5 | 18 | 10:46-11:00 | 1 | 1
|  | 5 | 18 | 11:01-11:15 | 1 | 1
|  | 5 | 18 | 11:16-11:30 | 1 | 1
|  | 5 | 18 | 11:31-11:45 | 1 | 1
|  | 5 | 18 | 11:46-12:00 | 1 | 1
|  | 5 | 18 | 12:01-12:15 | 1 | 1
|  | 5 | 18 | 12:16-12:30 | 1 | 1
|  | 5 | 18 | 12:31-12:45 | 1 | 1
|  | 5 | 18 | 12:46-13:00 | 1 | 1
|  | 5 | 18 | 13:01-13:15 | 1 | 1
|  | 5 | 18 | 13:16-13:30 | 1 | 1
|  | 5 | 18 | 13:31-13:45 | 1 | 1
|  | 5 | 18 | 13:46-14:00 | 1 | 1
|  | 5 | 18 | 14:01-14:15 | 1 | 1
|  | 5 | 18 | 14:16-14:30 | 1 | 1
|  | 5 | 18 | 14:31-14:45 | 1 | 1
|  | 5 | 18 | 14:46-15:00 | 1 | 1
|  | 5 | 18 | 15:01-15:15 | 1 | 1
|  | 5 | 18 | 15:16-15:30 | 1 | 1
|  | 5 | 18 | 15:31-15:45 | 1 | 1
|  | 5 | 18 | 15:46-16:00 | 1 | 1
|  | 5 | 18 | 16:01-16:15 | 1 | 1
|  | 5 | 18 | 16:16-16:30 | 1 | 1
|  | 5 | 18 | 16:31-16:45 | 1 | 1
|  | 5 | 18 | 16:46-17:00 | 1 | 1
|  | 5 | 18 | 17:01-17:15 | 1 | 1
|  | 5 | 18 | 17:16-17:30 | 1 | 1
|  | 5 | 18 | 17:31-17:45 | 1 | 1
|  | 5 | 18 | 17:46-18:00 | 1 | 1
|  | 5 | 18 | 18:01-18:15 | 1 | 1
|  | 5 | 18 | 18:16-18:30 | 1 | 1
|  | 5 | 18 | 18:31-18:45 | 1 | 1
|  | 5 | 18 | 18:46-19:00 | 1 | 1
|  | 5 | 18 | 19:01-19:15 | 1 | 1
|  | 5 | 18 | 19:16-19:30 | 1 | 1
|  | 5 | 18 | 19:31-19:45 | 1 | 1
|  | 5 | 18 | 19:46-20:00 | 1 | 1
|  | 5 | 18 | 20:01-20:15 | 1 | 1
|  | 5 | 18 | 20:16-20:30 | 1 | 1
|  | 5 | 18 | 20:31-20:45 | 1 | 1
|  | 5 | 18 | 20:46-21:00 | 1 | 1
|  | 5 | 18 | 21:01-21:15 | 1 | 1
|  | 5 | 18 | 21:16-21:30 | 1 | 1
|  | 5 | 18 | 21:31-21:45 | 1 | 1
|  | 5 | 18 | 21:46-22:00 | 1 | 1
|  | 5 | 18 | 22:01-22:15 | 1 | 1
|  | 5 | 18 | 22:16-22:30 | 1 | 1
|  | 5 | 18 | 22:31-22:45 | 1 | 1
|  | 5 | 18 | 22:46-23:00 | 1 | 1
|  | 5 | 18 | 23:01-23:15 | 1 | 1
|  | 5 | 18 | 23:16-23:30 | 1 | 1
|  | 5 | 18 | 23:31-23:45 | 1 | 1
|  | 5 | 18 | 23:46-24:00 | 1 | 1
|  | 5 | 19 | 00:01-00:15 | 1 | 1
|  | 5 | 19 | 00:16-00:30 | 1 | 1
|  | 5 | 19 | 00:31-00:45 | 1 | 1
|  | 5 | 19 | 00:46-01:00 | 1 | 1
|  | 5 | 19 | 01:01-01:15 | 1 | 1
|  | 5 | 19 | 01:16-01:30 | 1 | 1
|  | 5 | 19 | 01:31-01:45 | 1 | 1
|  | 5 | 19 | 01:46-02:00 | 1 | 1
|  | 5 | 19 | 02:01-02:15 | 1 | 1
|  | 5 | 19 | 02:16-02:30 | 1 | 1
|  | 5 | 19 | 02:31-02:45 | 1 | 1
|  | 5 | 19 | 02:46-03:00 | 1 | 1
|  | 5 | 19 | 03:01-03:15 | 1 | 1
|  | 5 | 19 | 03:16-03:30 | 1 | 1
|  | 5 | 19 | 03:31-03:45 | 1 | 1
|  | 5 | 19 | 03:46-04:00 | 1 | 1
|  | 5 | 19 | 04:01-04:15 | 1 | 1
|  | 5 | 19 | 04:16-04:30 | 1 | 1
|  | 5 | 19 | 04:31-04:45 | 1 | 1
|  | 5 | 19 | 04:46-05:00 | 1 | 1
|  | 5 | 19 | 05:01-05:15 | 1 | 1
|  | 5 | 19 | 05:16-05:30 | 1 | 1
|  | 5 | 19 | 05:31-05:45 | 1 | 1
|  | 5 | 19 | 05:46-06:00 | 1 | 1
|  | 5 | 19 | 06:01-06:15 | 1 | 1
|  | 5 | 19 | 06:16-06:30 | 1 | 1
|  | 5 | 19 | 06:31-06:45 | 1 | 1
|  | 5 | 19 | 06:46-07:00 | 1 | 1
|  | 5 | 19 | 07:01-07:15 | 1 | 1
|  | 5 | 19 | 07:16-07:30 | 1 | 1
|  | 5 | 19 | 07:31-07:45 | 1 | 1
|  | 5 | 19 | 07:46-08:00 | 1 | 1
|  | 5 | 19 | 08:01-08:15 | 1 | 1
|  | 5 | 19 | 08:16-08:30 | 1 | 1
|  | 5 | 19 | 08:31-08:45 | 1 | 1
|  | 5 | 19 | 08:46-09:00 | 1 | 1
|  | 5 | 19 | 09:01-09:15 | 1 | 1
|  | 5 | 19 | 09:16-09:30 | 1 | 1
|  | 5 | 19 | 09:31-09:45 | 1 | 1
|  | 5 | 19 | 09:46-10:00 | 1 | 1
|  | 5 | 19 | 10:01-10:15 | 1 | 1
|  | 5 | 19 | 10:16-10:30 | 1 | 1
|  | 5 | 19 | 10:31-10:45 | 1 | 1
|  | 5 | 19 | 10:46-11:00 | 1 | 1
|  | 5 | 19 | 11:01-11:15 | 1 | 1
|  | 5 | 19 | 11:16-11:30 | 1 | 1
|  | 5 | 19 | 11:31-11:45 | 1 | 1
|  | 5 | 19 | 11:46-12:00 | 1 | 1
|  | 5 | 19 | 12:01-12:15 | 1 | 1
|  | 5 | 19 | 12:16-12:30 | 1 | 1
|  | 5 | 19 | 12:31-12:45 | 1 | 1
|  | 5 | 19 | 12:46-13:00 | 1 | 1
|  | 5 | 19 | 13:01-13:15 | 1 | 1
|  | 5 | 19 | 13:16-13:30 | 1 | 1
|  | 5 | 19 | 13:31-13:45 | 1 | 1
|  | 5 | 19 | 13:46-14:00 | 1 | 1
|  | 5 | 19 | 14:01-14:15 | 1 | 1
|  | 5 | 19 | 14:16-14:30 | 1 | 1
|  | 5 | 19 | 14:31-14:45 | 1 | 1
|  | 5 | 19 | 14:46-15:00 | 1 | 1
|  | 5 | 19 | 15:01-15:15 | 1 | 1
|  | 5 | 19 | 15:16-15:30 | 1 | 1
|  | 5 | 19 | 15:31-15:45 | 1 | 1
|  | 5 | 19 | 15:46-16:00 | 1 | 1
|  | 5 | 19 | 16:01-16:15 | 1 | 1
|  | 5 | 19 | 16:16-16:30 | 1 | 1
|  | 5 | 19 | 16:31-16:45 | 1 | 1
|  | 5 | 19 | 16:46-17:00 | 1 | 1
|  | 5 | 19 | 17:01-17:15 | 1 | 1
|  | 5 | 19 | 17:16-17:30 | 1 | 1
|  | 5 | 19 | 17:31-17:45 | 1 | 1
|  | 5 | 19 | 17:46-18:00 | 1 | 1
|  | 5 | 19 | 18:01-18:15 | 1 | 1
|  | 5 | 19 | 18:16-18:30 | 1 | 1
|  | 5 | 19 | 18:31-18:45 | 1 | 1
|  | 5 | 19 | 18:46-19:00 | 1 | 1
|  | 5 | 19 | 19:01-19:15 | 1 | 1
|  | 5 | 19 | 19:16-19:30 | 1 | 1
|  | 5 | 19 | 19:31-19:45 | 1 | 1
|  | 5 | 19 | 19:46-20:00 | 1 | 1
|  | 5 | 19 | 20:01-20:15 | 1 | 1
|  | 5 | 19 | 20:16-20:30 | 1 | 1
|  | 5 | 19 | 20:31-20:45 | 1 | 1
|  | 5 | 19 | 20:46-21:00 | 1 | 1
|  | 5 | 19 | 21:01-21:15 | 1 | 1
|  | 5 | 19 | 21:16-21:30 | 1 | 1
|  | 5 | 19 | 21:31-21:45 | 1 | 1
|  | 5 | 19 | 21:46-22:00 | 1 | 1
|  | 5 | 19 | 22:01-22:15 | 1 | 1
|  | 5 | 19 | 22:16-22:30 | 1 | 1
|  | 5 | 19 | 22:31-22:45 | 1 | 1
|  | 5 | 19 | 22:46-23:00 | 1 | 1
|  | 5 | 19 | 23:01-23:15 | 1 | 1
|  | 5 | 19 | 23:16-23:30 | 1 | 1
|  | 5 | 19 | 23:31-23:45 | 1 | 1
|  | 5 | 19 | 23:46-24:00 | 1 | 1
|  | 5 | 20 | 00:01-00:15 | 0 | 1
|  | 5 | 20 | 00:16-00:30 | 0 | 1
|  | 5 | 20 | 00:31-00:45 | 0 | 1
|  | 5 | 20 | 00:46-01:00 | 0 | 1
|  | 5 | 20 | 01:01-01:15 | 0 | 1
|  | 5 | 20 | 01:16-01:30 | 0 | 1
|  | 5 | 20 | 01:31-01:45 | 0 | 1
|  | 5 | 20 | 01:46-02:00 | 0 | 1
|  | 5 | 20 | 02:01-02:15 | 0 | 1
|  | 5 | 20 | 02:16-02:30 | 0 | 1
|  | 5 | 20 | 02:31-02:45 | 0 | 1
|  | 5 | 20 | 02:46-03:00 | 0 | 1
|  | 5 | 20 | 03:01-03:15 | 0 | 1
|  | 5 | 20 | 03:16-03:30 | 0 | 1
|  | 5 | 20 | 03:31-03:45 | 0 | 1
|  | 5 | 20 | 03:46-04:00 | 0 | 1
|  | 5 | 20 | 04:01-04:15 | 0 | 1
|  | 5 | 20 | 04:16-04:30 | 0 | 1
|  | 5 | 20 | 04:31-04:45 | 0 | 1
|  | 5 | 20 | 04:46-05:00 | 0 | 1
|  | 5 | 20 | 05:01-05:15 | 0 | 1
|  | 5 | 20 | 05:16-05:30 | 0 | 1
|  | 5 | 20 | 05:31-05:45 | 0 | 1
|  | 5 | 20 | 05:46-06:00 | 0 | 1
|  | 5 | 20 | 06:01-06:15 | 0 | 1
|  | 5 | 20 | 06:16-06:30 | 0 | 1
|  | 5 | 20 | 06:31-06:45 | 0 | 1
|  | 5 | 20 | 06:46-07:00 | 0 | 1
|  | 5 | 20 | 07:01-07:15 | 0 | 1
|  | 5 | 20 | 07:16-07:30 | 0 | 1
|  | 5 | 20 | 07:31-07:45 | 0 | 1
|  | 5 | 20 | 07:46-08:00 | 0 | 1
|  | 5 | 20 | 08:01-08:15 | 0 | 1
|  | 5 | 20 | 08:16-08:30 | 0 | 1
|  | 5 | 20 | 08:31-08:45 | 0 | 1
|  | 5 | 20 | 08:46-09:00 | 0 | 1
|  | 5 | 20 | 09:01-09:15 | 0 | 1
|  | 5 | 20 | 09:16-09:30 | 0 | 1
|  | 5 | 20 | 09:31-09:45 | 0 | 1
|  | 5 | 20 | 09:46-10:00 | 0 | 1
|  | 5 | 20 | 10:01-10:15 | 0 | 1
|  | 5 | 20 | 10:16-10:30 | 0 | 1
|  | 5 | 20 | 10:31-10:45 | 0 | 1
|  | 5 | 20 | 10:46-11:00 | 0 | 1
|  | 5 | 20 | 11:01-11:15 | 0 | 1
|  | 5 | 20 | 11:16-11:30 | 0 | 1
|  | 5 | 20 | 11:31-11:45 | 0 | 1
|  | 5 | 20 | 11:46-12:00 | 0 | 1
|  | 5 | 20 | 12:01-12:15 | 0 | 1
|  | 5 | 20 | 12:16-12:30 | 0 | 1
|  | 5 | 20 | 12:31-12:45 | 0 | 1
|  | 5 | 20 | 12:46-13:00 | 0 | 1
|  | 5 | 20 | 13:01-13:15 | 0 | 1
|  | 5 | 20 | 13:16-13:30 | 0 | 1
|  | 5 | 20 | 13:31-13:45 | 0 | 1
|  | 5 | 20 | 13:46-14:00 | 0 | 1
|  | 5 | 20 | 14:01-14:15 | 0 | 1
|  | 5 | 20 | 14:16-14:30 | 0 | 1
|  | 5 | 20 | 14:31-14:45 | 0 | 1
|  | 5 | 20 | 14:46-15:00 | 0 | 1
|  | 5 | 20 | 15:01-15:15 | 0 | 1
|  | 5 | 20 | 15:16-15:30 | 0 | 1
|  | 5 | 20 | 15:31-15:45 | 0 | 1
|  | 5 | 20 | 15:46-16:00 | 0 | 1
|  | 5 | 20 | 16:01-16:15 | 0 | 1
|  | 5 | 20 | 16:16-16:30 | 0 | 1
|  | 5 | 20 | 16:31-16:45 | 0 | 1
|  | 5 | 20 | 16:46-17:00 | 0 | 1
|  | 5 | 20 | 17:01-17:15 | 0 | 1
|  | 5 | 20 | 17:16-17:30 | 0 | 1
|  | 5 | 20 | 17:31-17:45 | 0 | 1
|  | 5 | 20 | 17:46-18:00 | 0 | 1
|  | 5 | 20 | 18:01-18:15 | 0 | 1
|  | 5 | 20 | 18:16-18:30 | 0 | 1
|  | 5 | 20 | 18:31-18:45 | 0 | 1
|  | 5 | 20 | 18:46-19:00 | 0 | 1
|  | 5 | 20 | 19:01-19:15 | 0 | 1
|  | 5 | 20 | 19:16-19:30 | 0 | 1
|  | 5 | 20 | 19:31-19:45 | 0 | 1
|  | 5 | 20 | 19:46-20:00 | 0 | 1
|  | 5 | 20 | 20:01-20:15 | 0 | 1
|  | 5 | 20 | 20:16-20:30 | 0 | 1
|  | 5 | 20 | 20:31-20:45 | 0 | 1
|  | 5 | 20 | 20:46-21:00 | 0 | 1
|  | 5 | 20 | 21:01-21:15 | 0 | 1
|  | 5 | 20 | 21:16-21:30 | 0 | 1
|  | 5 | 20 | 21:31-21:45 | 0 | 1
|  | 5 | 20 | 21:46-22:00 | 0 | 1
|  | 5 | 20 | 22:01-22:15 | 0 | 1
|  | 5 | 20 | 22:16-22:30 | 0 | 1
|  | 5 | 20 | 22:31-22:45 | 0 | 1
|  | 5 | 20 | 22:46-23:00 | 0 | 1
|  | 5 | 20 | 23:01-23:15 | 0 | 1
|  | 5 | 20 | 23:16-23:30 | 0 | 1
|  | 5 | 20 | 23:31-23:45 | 0 | 1
|  | 5 | 20 | 23:46-24:00 | 0 | 1
|  | 5 | 21 | 00:01-00:15 | 0 | 1
|  | 5 | 21 | 00:16-00:30 | 0 | 1
|  | 5 | 21 | 00:31-00:45 | 0 | 1
|  | 5 | 21 | 00:46-01:00 | 0 | 1
|  | 5 | 21 | 01:01-01:15 | 0 | 1
|  | 5 | 21 | 01:16-01:30 | 0 | 1
|  | 5 | 21 | 01:31-01:45 | 0 | 1
|  | 5 | 21 | 01:46-02:00 | 0 | 1
|  | 5 | 21 | 02:01-02:15 | 0 | 1
|  | 5 | 21 | 02:16-02:30 | 0 | 1
|  | 5 | 21 | 02:31-02:45 | 0 | 1
|  | 5 | 21 | 02:46-03:00 | 0 | 1
|  | 5 | 21 | 03:01-03:15 | 0 | 1
|  | 5 | 21 | 03:16-03:30 | 0 | 1
|  | 5 | 21 | 03:31-03:45 | 0 | 1
|  | 5 | 21 | 03:46-04:00 | 0 | 1
|  | 5 | 21 | 04:01-04:15 | 0 | 1
|  | 5 | 21 | 04:16-04:30 | 0 | 1
|  | 5 | 21 | 04:31-04:45 | 0 | 1
|  | 5 | 21 | 04:46-05:00 | 0 | 1
|  | 5 | 21 | 05:01-05:15 | 0 | 1
|  | 5 | 21 | 05:16-05:30 | 0 | 1
|  | 5 | 21 | 05:31-05:45 | 0 | 1
|  | 5 | 21 | 05:46-06:00 | 0 | 1
|  | 5 | 21 | 06:01-06:15 | 0 | 1
|  | 5 | 21 | 06:16-06:30 | 0 | 1
|  | 5 | 21 | 06:31-06:45 | 0 | 1
|  | 5 | 21 | 06:46-07:00 | 0 | 1
|  | 5 | 21 | 07:01-07:15 | 0 | 1
|  | 5 | 21 | 07:16-07:30 | 0 | 1
|  | 5 | 21 | 07:31-07:45 | 0 | 1
|  | 5 | 21 | 07:46-08:00 | 0 | 1
|  | 5 | 21 | 08:01-08:15 | 0 | 1
|  | 5 | 21 | 08:16-08:30 | 0 | 1
|  | 5 | 21 | 08:31-08:45 | 0 | 1
|  | 5 | 21 | 08:46-09:00 | 0 | 1
|  | 5 | 21 | 09:01-09:15 | 0 | 1
|  | 5 | 21 | 09:16-09:30 | 0 | 1
|  | 5 | 21 | 09:31-09:45 | 0 | 1
|  | 5 | 21 | 09:46-10:00 | 0 | 1
|  | 5 | 21 | 10:01-10:15 | 0 | 1
|  | 5 | 21 | 10:16-10:30 | 0 | 1
|  | 5 | 21 | 10:31-10:45 | 0 | 1
|  | 5 | 21 | 10:46-11:00 | 0 | 1
|  | 5 | 21 | 11:01-11:15 | 0 | 1
|  | 5 | 21 | 11:16-11:30 | 0 | 1
|  | 5 | 21 | 11:31-11:45 | 0 | 1
|  | 5 | 21 | 11:46-12:00 | 0 | 1
|  | 5 | 21 | 12:01-12:15 | 0 | 1
|  | 5 | 21 | 12:16-12:30 | 0 | 1
|  | 5 | 21 | 12:31-12:45 | 0 | 1
|  | 5 | 21 | 12:46-13:00 | 0 | 1
|  | 5 | 21 | 13:01-13:15 | 0 | 1
|  | 5 | 21 | 13:16-13:30 | 0 | 1
|  | 5 | 21 | 13:31-13:45 | 0 | 1
|  | 5 | 21 | 13:46-14:00 | 0 | 1
|  | 5 | 21 | 14:01-14:15 | 0 | 1
|  | 5 | 21 | 14:16-14:30 | 0 | 1
|  | 5 | 21 | 14:31-14:45 | 0 | 1
|  | 5 | 21 | 14:46-15:00 | 0 | 1
|  | 5 | 21 | 15:01-15:15 | 0 | 1
|  | 5 | 21 | 15:16-15:30 | 0 | 1
|  | 5 | 21 | 15:31-15:45 | 0 | 1
|  | 5 | 21 | 15:46-16:00 | 0 | 1
|  | 5 | 21 | 16:01-16:15 | 0 | 1
|  | 5 | 21 | 16:16-16:30 | 0 | 1
|  | 5 | 21 | 16:31-16:45 | 0 | 1
|  | 5 | 21 | 16:46-17:00 | 0 | 1
|  | 5 | 21 | 17:01-17:15 | 0 | 1
|  | 5 | 21 | 17:16-17:30 | 0 | 1
|  | 5 | 21 | 17:31-17:45 | 0 | 1
|  | 5 | 21 | 17:46-18:00 | 0 | 1
|  | 5 | 21 | 18:01-18:15 | 0 | 1
|  | 5 | 21 | 18:16-18:30 | 0 | 1
|  | 5 | 21 | 18:31-18:45 | 0 | 1
|  | 5 | 21 | 18:46-19:00 | 0 | 1
|  | 5 | 21 | 19:01-19:15 | 0 | 1
|  | 5 | 21 | 19:16-19:30 | 0 | 1
|  | 5 | 21 | 19:31-19:45 | 0 | 1
|  | 5 | 21 | 19:46-20:00 | 0 | 1
|  | 5 | 21 | 20:01-20:15 | 0 | 1
|  | 5 | 21 | 20:16-20:30 | 0 | 1
|  | 5 | 21 | 20:31-20:45 | 0 | 1
|  | 5 | 21 | 20:46-21:00 | 0 | 1
|  | 5 | 21 | 21:01-21:15 | 0 | 1
|  | 5 | 21 | 21:16-21:30 | 0 | 1
|  | 5 | 21 | 21:31-21:45 | 0 | 1
|  | 5 | 21 | 21:46-22:00 | 0 | 1
|  | 5 | 21 | 22:01-22:15 | 0 | 1
|  | 5 | 21 | 22:16-22:30 | 0 | 1
|  | 5 | 21 | 22:31-22:45 | 0 | 1
|  | 5 | 21 | 22:46-23:00 | 0 | 1
|  | 5 | 21 | 23:01-23:15 | 0 | 1
|  | 5 | 21 | 23:16-23:30 | 0 | 1
|  | 5 | 21 | 23:31-23:45 | 0 | 1
|  | 5 | 21 | 23:46-24:00 | 0 | 1
|  | 5 | 22 | 00:01-00:15 | 1 | 1
|  | 5 | 22 | 00:16-00:30 | 1 | 1
|  | 5 | 22 | 00:31-00:45 | 1 | 1
|  | 5 | 22 | 00:46-01:00 | 1 | 1
|  | 5 | 22 | 01:01-01:15 | 1 | 1
|  | 5 | 22 | 01:16-01:30 | 1 | 1
|  | 5 | 22 | 01:31-01:45 | 1 | 1
|  | 5 | 22 | 01:46-02:00 | 1 | 1
|  | 5 | 22 | 02:01-02:15 | 1 | 1
|  | 5 | 22 | 02:16-02:30 | 1 | 1
|  | 5 | 22 | 02:31-02:45 | 1 | 1
|  | 5 | 22 | 02:46-03:00 | 1 | 1
|  | 5 | 22 | 03:01-03:15 | 1 | 1
|  | 5 | 22 | 03:16-03:30 | 1 | 1
|  | 5 | 22 | 03:31-03:45 | 1 | 1
|  | 5 | 22 | 03:46-04:00 | 1 | 1
|  | 5 | 22 | 04:01-04:15 | 1 | 1
|  | 5 | 22 | 04:16-04:30 | 1 | 1
|  | 5 | 22 | 04:31-04:45 | 1 | 1
|  | 5 | 22 | 04:46-05:00 | 1 | 1
|  | 5 | 22 | 05:01-05:15 | 1 | 1
|  | 5 | 22 | 05:16-05:30 | 1 | 1
|  | 5 | 22 | 05:31-05:45 | 1 | 1
|  | 5 | 22 | 05:46-06:00 | 1 | 1
|  | 5 | 22 | 06:01-06:15 | 1 | 1
|  | 5 | 22 | 06:16-06:30 | 1 | 1
|  | 5 | 22 | 06:31-06:45 | 1 | 1
|  | 5 | 22 | 06:46-07:00 | 1 | 1
|  | 5 | 22 | 07:01-07:15 | 1 | 1
|  | 5 | 22 | 07:16-07:30 | 1 | 1
|  | 5 | 22 | 07:31-07:45 | 1 | 1
|  | 5 | 22 | 07:46-08:00 | 1 | 1
|  | 5 | 22 | 08:01-08:15 | 1 | 1
|  | 5 | 22 | 08:16-08:30 | 1 | 1
|  | 5 | 22 | 08:31-08:45 | 1 | 1
|  | 5 | 22 | 08:46-09:00 | 1 | 1
|  | 5 | 22 | 09:01-09:15 | 1 | 1
|  | 5 | 22 | 09:16-09:30 | 1 | 1
|  | 5 | 22 | 09:31-09:45 | 1 | 1
|  | 5 | 22 | 09:46-10:00 | 1 | 1
|  | 5 | 22 | 10:01-10:15 | 1 | 1
|  | 5 | 22 | 10:16-10:30 | 1 | 1
|  | 5 | 22 | 10:31-10:45 | 1 | 1
|  | 5 | 22 | 10:46-11:00 | 1 | 1
|  | 5 | 22 | 11:01-11:15 | 1 | 1
|  | 5 | 22 | 11:16-11:30 | 1 | 1
|  | 5 | 22 | 11:31-11:45 | 1 | 1
|  | 5 | 22 | 11:46-12:00 | 1 | 1
|  | 5 | 22 | 12:01-12:15 | 1 | 1
|  | 5 | 22 | 12:16-12:30 | 1 | 1
|  | 5 | 22 | 12:31-12:45 | 1 | 1
|  | 5 | 22 | 12:46-13:00 | 1 | 1
|  | 5 | 22 | 13:01-13:15 | 1 | 1
|  | 5 | 22 | 13:16-13:30 | 1 | 1
|  | 5 | 22 | 13:31-13:45 | 1 | 1
|  | 5 | 22 | 13:46-14:00 | 1 | 1
|  | 5 | 22 | 14:01-14:15 | 1 | 1
|  | 5 | 22 | 14:16-14:30 | 1 | 1
|  | 5 | 22 | 14:31-14:45 | 1 | 1
|  | 5 | 22 | 14:46-15:00 | 1 | 1
|  | 5 | 22 | 15:01-15:15 | 1 | 1
|  | 5 | 22 | 15:16-15:30 | 1 | 1
|  | 5 | 22 | 15:31-15:45 | 1 | 1
|  | 5 | 22 | 15:46-16:00 | 1 | 1
|  | 5 | 22 | 16:01-16:15 | 1 | 1
|  | 5 | 22 | 16:16-16:30 | 1 | 1
|  | 5 | 22 | 16:31-16:45 | 1 | 1
|  | 5 | 22 | 16:46-17:00 | 1 | 1
|  | 5 | 22 | 17:01-17:15 | 1 | 1
|  | 5 | 22 | 17:16-17:30 | 1 | 1
|  | 5 | 22 | 17:31-17:45 | 1 | 1
|  | 5 | 22 | 17:46-18:00 | 1 | 1
|  | 5 | 22 | 18:01-18:15 | 1 | 1
|  | 5 | 22 | 18:16-18:30 | 1 | 1
|  | 5 | 22 | 18:31-18:45 | 1 | 1
|  | 5 | 22 | 18:46-19:00 | 1 | 1
|  | 5 | 22 | 19:01-19:15 | 1 | 1
|  | 5 | 22 | 19:16-19:30 | 1 | 1
|  | 5 | 22 | 19:31-19:45 | 1 | 1
|  | 5 | 22 | 19:46-20:00 | 1 | 1
|  | 5 | 22 | 20:01-20:15 | 1 | 1
|  | 5 | 22 | 20:16-20:30 | 1 | 1
|  | 5 | 22 | 20:31-20:45 | 1 | 1
|  | 5 | 22 | 20:46-21:00 | 1 | 1
|  | 5 | 22 | 21:01-21:15 | 1 | 1
|  | 5 | 22 | 21:16-21:30 | 1 | 1
|  | 5 | 22 | 21:31-21:45 | 1 | 1
|  | 5 | 22 | 21:46-22:00 | 1 | 1
|  | 5 | 22 | 22:01-22:15 | 1 | 1
|  | 5 | 22 | 22:16-22:30 | 1 | 1
|  | 5 | 22 | 22:31-22:45 | 1 | 1
|  | 5 | 22 | 22:46-23:00 | 1 | 1
|  | 5 | 22 | 23:01-23:15 | 1 | 1
|  | 5 | 22 | 23:16-23:30 | 1 | 1
|  | 5 | 22 | 23:31-23:45 | 1 | 1
|  | 5 | 22 | 23:46-24:00 | 1 | 1
|  | 5 | 23 | 00:01-00:15 | 1 | 1
|  | 5 | 23 | 00:16-00:30 | 1 | 1
|  | 5 | 23 | 00:31-00:45 | 1 | 1
|  | 5 | 23 | 00:46-01:00 | 1 | 1
|  | 5 | 23 | 01:01-01:15 | 1 | 1
|  | 5 | 23 | 01:16-01:30 | 1 | 1
|  | 5 | 23 | 01:31-01:45 | 1 | 1
|  | 5 | 23 | 01:46-02:00 | 1 | 1
|  | 5 | 23 | 02:01-02:15 | 1 | 1
|  | 5 | 23 | 02:16-02:30 | 1 | 1
|  | 5 | 23 | 02:31-02:45 | 1 | 1
|  | 5 | 23 | 02:46-03:00 | 1 | 1
|  | 5 | 23 | 03:01-03:15 | 1 | 1
|  | 5 | 23 | 03:16-03:30 | 1 | 1
|  | 5 | 23 | 03:31-03:45 | 1 | 1
|  | 5 | 23 | 03:46-04:00 | 1 | 1
|  | 5 | 23 | 04:01-04:15 | 1 | 1
|  | 5 | 23 | 04:16-04:30 | 1 | 1
|  | 5 | 23 | 04:31-04:45 | 1 | 1
|  | 5 | 23 | 04:46-05:00 | 1 | 1
|  | 5 | 23 | 05:01-05:15 | 1 | 1
|  | 5 | 23 | 05:16-05:30 | 1 | 1
|  | 5 | 23 | 05:31-05:45 | 1 | 1
|  | 5 | 23 | 05:46-06:00 | 1 | 1
|  | 5 | 23 | 06:01-06:15 | 1 | 1
|  | 5 | 23 | 06:16-06:30 | 1 | 1
|  | 5 | 23 | 06:31-06:45 | 1 | 1
|  | 5 | 23 | 06:46-07:00 | 1 | 1
|  | 5 | 23 | 07:01-07:15 | 1 | 1
|  | 5 | 23 | 07:16-07:30 | 1 | 1
|  | 5 | 23 | 07:31-07:45 | 1 | 1
|  | 5 | 23 | 07:46-08:00 | 1 | 1
|  | 5 | 23 | 08:01-08:15 | 1 | 1
|  | 5 | 23 | 08:16-08:30 | 1 | 1
|  | 5 | 23 | 08:31-08:45 | 1 | 1
|  | 5 | 23 | 08:46-09:00 | 1 | 1
|  | 5 | 23 | 09:01-09:15 | 1 | 1
|  | 5 | 23 | 09:16-09:30 | 1 | 1
|  | 5 | 23 | 09:31-09:45 | 1 | 1
|  | 5 | 23 | 09:46-10:00 | 1 | 1
|  | 5 | 23 | 10:01-10:15 | 1 | 1
|  | 5 | 23 | 10:16-10:30 | 1 | 1
|  | 5 | 23 | 10:31-10:45 | 1 | 1
|  | 5 | 23 | 10:46-11:00 | 1 | 1
|  | 5 | 23 | 11:01-11:15 | 1 | 1
|  | 5 | 23 | 11:16-11:30 | 1 | 1
|  | 5 | 23 | 11:31-11:45 | 1 | 1
|  | 5 | 23 | 11:46-12:00 | 1 | 1
|  | 5 | 23 | 12:01-12:15 | 1 | 1
|  | 5 | 23 | 12:16-12:30 | 1 | 1
|  | 5 | 23 | 12:31-12:45 | 1 | 1
|  | 5 | 23 | 12:46-13:00 | 1 | 1
|  | 5 | 23 | 13:01-13:15 | 1 | 1
|  | 5 | 23 | 13:16-13:30 | 1 | 1
|  | 5 | 23 | 13:31-13:45 | 1 | 1
|  | 5 | 23 | 13:46-14:00 | 1 | 1
|  | 5 | 23 | 14:01-14:15 | 1 | 1
|  | 5 | 23 | 14:16-14:30 | 1 | 1
|  | 5 | 23 | 14:31-14:45 | 1 | 1
|  | 5 | 23 | 14:46-15:00 | 1 | 1
|  | 5 | 23 | 15:01-15:15 | 1 | 1
|  | 5 | 23 | 15:16-15:30 | 1 | 1
|  | 5 | 23 | 15:31-15:45 | 1 | 1
|  | 5 | 23 | 15:46-16:00 | 1 | 1
|  | 5 | 23 | 16:01-16:15 | 1 | 1
|  | 5 | 23 | 16:16-16:30 | 1 | 1
|  | 5 | 23 | 16:31-16:45 | 1 | 1
|  | 5 | 23 | 16:46-17:00 | 1 | 1
|  | 5 | 23 | 17:01-17:15 | 1 | 1
|  | 5 | 23 | 17:16-17:30 | 1 | 1
|  | 5 | 23 | 17:31-17:45 | 1 | 1
|  | 5 | 23 | 17:46-18:00 | 1 | 1
|  | 5 | 23 | 18:01-18:15 | 1 | 1
|  | 5 | 23 | 18:16-18:30 | 1 | 1
|  | 5 | 23 | 18:31-18:45 | 1 | 1
|  | 5 | 23 | 18:46-19:00 | 1 | 1
|  | 5 | 23 | 19:01-19:15 | 1 | 1
|  | 5 | 23 | 19:16-19:30 | 1 | 1
|  | 5 | 23 | 19:31-19:45 | 1 | 1
|  | 5 | 23 | 19:46-20:00 | 1 | 1
|  | 5 | 23 | 20:01-20:15 | 1 | 1
|  | 5 | 23 | 20:16-20:30 | 1 | 1
|  | 5 | 23 | 20:31-20:45 | 1 | 1
|  | 5 | 23 | 20:46-21:00 | 1 | 1
|  | 5 | 23 | 21:01-21:15 | 1 | 1
|  | 5 | 23 | 21:16-21:30 | 1 | 1
|  | 5 | 23 | 21:31-21:45 | 1 | 1
|  | 5 | 23 | 21:46-22:00 | 1 | 1
|  | 5 | 23 | 22:01-22:15 | 1 | 1
|  | 5 | 23 | 22:16-22:30 | 1 | 1
|  | 5 | 23 | 22:31-22:45 | 1 | 1
|  | 5 | 23 | 22:46-23:00 | 1 | 1
|  | 5 | 23 | 23:01-23:15 | 1 | 1
|  | 5 | 23 | 23:16-23:30 | 1 | 1
|  | 5 | 23 | 23:31-23:45 | 1 | 1
|  | 5 | 23 | 23:46-24:00 | 1 | 1
|  | 5 | 24 | 00:01-00:15 | 1 | 1
|  | 5 | 24 | 00:16-00:30 | 1 | 1
|  | 5 | 24 | 00:31-00:45 | 1 | 1
|  | 5 | 24 | 00:46-01:00 | 1 | 1
|  | 5 | 24 | 01:01-01:15 | 1 | 1
|  | 5 | 24 | 01:16-01:30 | 1 | 1
|  | 5 | 24 | 01:31-01:45 | 1 | 1
|  | 5 | 24 | 01:46-02:00 | 1 | 1
|  | 5 | 24 | 02:01-02:15 | 1 | 1
|  | 5 | 24 | 02:16-02:30 | 1 | 1
|  | 5 | 24 | 02:31-02:45 | 1 | 1
|  | 5 | 24 | 02:46-03:00 | 1 | 1
|  | 5 | 24 | 03:01-03:15 | 1 | 1
|  | 5 | 24 | 03:16-03:30 | 1 | 1
|  | 5 | 24 | 03:31-03:45 | 1 | 1
|  | 5 | 24 | 03:46-04:00 | 1 | 1
|  | 5 | 24 | 04:01-04:15 | 1 | 1
|  | 5 | 24 | 04:16-04:30 | 1 | 1
|  | 5 | 24 | 04:31-04:45 | 1 | 1
|  | 5 | 24 | 04:46-05:00 | 1 | 1
|  | 5 | 24 | 05:01-05:15 | 1 | 1
|  | 5 | 24 | 05:16-05:30 | 1 | 1
|  | 5 | 24 | 05:31-05:45 | 1 | 1
|  | 5 | 24 | 05:46-06:00 | 1 | 1
|  | 5 | 24 | 06:01-06:15 | 1 | 1
|  | 5 | 24 | 06:16-06:30 | 1 | 1
|  | 5 | 24 | 06:31-06:45 | 1 | 1
|  | 5 | 24 | 06:46-07:00 | 1 | 1
|  | 5 | 24 | 07:01-07:15 | 1 | 1
|  | 5 | 24 | 07:16-07:30 | 1 | 1
|  | 5 | 24 | 07:31-07:45 | 1 | 1
|  | 5 | 24 | 07:46-08:00 | 1 | 1
|  | 5 | 24 | 08:01-08:15 | 1 | 1
|  | 5 | 24 | 08:16-08:30 | 1 | 1
|  | 5 | 24 | 08:31-08:45 | 1 | 1
|  | 5 | 24 | 08:46-09:00 | 1 | 1
|  | 5 | 24 | 09:01-09:15 | 1 | 1
|  | 5 | 24 | 09:16-09:30 | 1 | 1
|  | 5 | 24 | 09:31-09:45 | 1 | 1
|  | 5 | 24 | 09:46-10:00 | 1 | 1
|  | 5 | 24 | 10:01-10:15 | 1 | 1
|  | 5 | 24 | 10:16-10:30 | 1 | 1
|  | 5 | 24 | 10:31-10:45 | 1 | 1
|  | 5 | 24 | 10:46-11:00 | 1 | 1
|  | 5 | 24 | 11:01-11:15 | 1 | 1
|  | 5 | 24 | 11:16-11:30 | 1 | 1
|  | 5 | 24 | 11:31-11:45 | 1 | 1
|  | 5 | 24 | 11:46-12:00 | 1 | 1
|  | 5 | 24 | 12:01-12:15 | 1 | 1
|  | 5 | 24 | 12:16-12:30 | 1 | 1
|  | 5 | 24 | 12:31-12:45 | 1 | 1
|  | 5 | 24 | 12:46-13:00 | 1 | 1
|  | 5 | 24 | 13:01-13:15 | 1 | 1
|  | 5 | 24 | 13:16-13:30 | 1 | 1
|  | 5 | 24 | 13:31-13:45 | 1 | 1
|  | 5 | 24 | 13:46-14:00 | 1 | 1
|  | 5 | 24 | 14:01-14:15 | 1 | 1
|  | 5 | 24 | 14:16-14:30 | 1 | 1
|  | 5 | 24 | 14:31-14:45 | 1 | 1
|  | 5 | 24 | 14:46-15:00 | 1 | 1
|  | 5 | 24 | 15:01-15:15 | 1 | 1
|  | 5 | 24 | 15:16-15:30 | 1 | 1
|  | 5 | 24 | 15:31-15:45 | 1 | 1
|  | 5 | 24 | 15:46-16:00 | 1 | 1
|  | 5 | 24 | 16:01-16:15 | 1 | 1
|  | 5 | 24 | 16:16-16:30 | 1 | 1
|  | 5 | 24 | 16:31-16:45 | 1 | 1
|  | 5 | 24 | 16:46-17:00 | 1 | 1
|  | 5 | 24 | 17:01-17:15 | 1 | 1
|  | 5 | 24 | 17:16-17:30 | 1 | 1
|  | 5 | 24 | 17:31-17:45 | 1 | 1
|  | 5 | 24 | 17:46-18:00 | 1 | 1
|  | 5 | 24 | 18:01-18:15 | 1 | 1
|  | 5 | 24 | 18:16-18:30 | 1 | 1
|  | 5 | 24 | 18:31-18:45 | 1 | 1
|  | 5 | 24 | 18:46-19:00 | 1 | 1
|  | 5 | 24 | 19:01-19:15 | 1 | 1
|  | 5 | 24 | 19:16-19:30 | 1 | 1
|  | 5 | 24 | 19:31-19:45 | 1 | 1
|  | 5 | 24 | 19:46-20:00 | 1 | 1
|  | 5 | 24 | 20:01-20:15 | 1 | 1
|  | 5 | 24 | 20:16-20:30 | 1 | 1
|  | 5 | 24 | 20:31-20:45 | 1 | 1
|  | 5 | 24 | 20:46-21:00 | 1 | 1
|  | 5 | 24 | 21:01-21:15 | 1 | 1
|  | 5 | 24 | 21:16-21:30 | 1 | 1
|  | 5 | 24 | 21:31-21:45 | 1 | 1
|  | 5 | 24 | 21:46-22:00 | 1 | 1
|  | 5 | 24 | 22:01-22:15 | 1 | 1
|  | 5 | 24 | 22:16-22:30 | 1 | 1
|  | 5 | 24 | 22:31-22:45 | 1 | 1
|  | 5 | 24 | 22:46-23:00 | 1 | 1
|  | 5 | 24 | 23:01-23:15 | 1 | 1
|  | 5 | 24 | 23:16-23:30 | 1 | 1
|  | 5 | 24 | 23:31-23:45 | 1 | 1
|  | 5 | 24 | 23:46-24:00 | 1 | 1
|  | 5 | 25 | 00:01-00:15 | 1 | 1
|  | 5 | 25 | 00:16-00:30 | 1 | 1
|  | 5 | 25 | 00:31-00:45 | 1 | 1
|  | 5 | 25 | 00:46-01:00 | 1 | 1
|  | 5 | 25 | 01:01-01:15 | 1 | 1
|  | 5 | 25 | 01:16-01:30 | 1 | 1
|  | 5 | 25 | 01:31-01:45 | 1 | 1
|  | 5 | 25 | 01:46-02:00 | 1 | 1
|  | 5 | 25 | 02:01-02:15 | 1 | 1
|  | 5 | 25 | 02:16-02:30 | 1 | 1
|  | 5 | 25 | 02:31-02:45 | 1 | 1
|  | 5 | 25 | 02:46-03:00 | 1 | 1
|  | 5 | 25 | 03:01-03:15 | 1 | 1
|  | 5 | 25 | 03:16-03:30 | 1 | 1
|  | 5 | 25 | 03:31-03:45 | 1 | 1
|  | 5 | 25 | 03:46-04:00 | 1 | 1
|  | 5 | 25 | 04:01-04:15 | 1 | 1
|  | 5 | 25 | 04:16-04:30 | 1 | 1
|  | 5 | 25 | 04:31-04:45 | 1 | 1
|  | 5 | 25 | 04:46-05:00 | 1 | 1
|  | 5 | 25 | 05:01-05:15 | 1 | 1
|  | 5 | 25 | 05:16-05:30 | 1 | 1
|  | 5 | 25 | 05:31-05:45 | 1 | 1
|  | 5 | 25 | 05:46-06:00 | 1 | 1
|  | 5 | 25 | 06:01-06:15 | 1 | 1
|  | 5 | 25 | 06:16-06:30 | 1 | 1
|  | 5 | 25 | 06:31-06:45 | 1 | 1
|  | 5 | 25 | 06:46-07:00 | 1 | 1
|  | 5 | 25 | 07:01-07:15 | 1 | 1
|  | 5 | 25 | 07:16-07:30 | 1 | 1
|  | 5 | 25 | 07:31-07:45 | 1 | 1
|  | 5 | 25 | 07:46-08:00 | 1 | 1
|  | 5 | 25 | 08:01-08:15 | 1 | 1
|  | 5 | 25 | 08:16-08:30 | 1 | 1
|  | 5 | 25 | 08:31-08:45 | 1 | 1
|  | 5 | 25 | 08:46-09:00 | 1 | 1
|  | 5 | 25 | 09:01-09:15 | 1 | 1
|  | 5 | 25 | 09:16-09:30 | 1 | 1
|  | 5 | 25 | 09:31-09:45 | 1 | 1
|  | 5 | 25 | 09:46-10:00 | 1 | 1
|  | 5 | 25 | 10:01-10:15 | 1 | 1
|  | 5 | 25 | 10:16-10:30 | 1 | 1
|  | 5 | 25 | 10:31-10:45 | 1 | 1
|  | 5 | 25 | 10:46-11:00 | 1 | 1
|  | 5 | 25 | 11:01-11:15 | 1 | 1
|  | 5 | 25 | 11:16-11:30 | 1 | 1
|  | 5 | 25 | 11:31-11:45 | 1 | 1
|  | 5 | 25 | 11:46-12:00 | 1 | 1
|  | 5 | 25 | 12:01-12:15 | 1 | 1
|  | 5 | 25 | 12:16-12:30 | 1 | 1
|  | 5 | 25 | 12:31-12:45 | 1 | 1
|  | 5 | 25 | 12:46-13:00 | 1 | 1
|  | 5 | 25 | 13:01-13:15 | 1 | 1
|  | 5 | 25 | 13:16-13:30 | 1 | 1
|  | 5 | 25 | 13:31-13:45 | 1 | 1
|  | 5 | 25 | 13:46-14:00 | 1 | 1
|  | 5 | 25 | 14:01-14:15 | 1 | 1
|  | 5 | 25 | 14:16-14:30 | 1 | 1
|  | 5 | 25 | 14:31-14:45 | 1 | 1
|  | 5 | 25 | 14:46-15:00 | 1 | 1
|  | 5 | 25 | 15:01-15:15 | 1 | 1
|  | 5 | 25 | 15:16-15:30 | 1 | 1
|  | 5 | 25 | 15:31-15:45 | 1 | 1
|  | 5 | 25 | 15:46-16:00 | 1 | 1
|  | 5 | 25 | 16:01-16:15 | 1 | 1
|  | 5 | 25 | 16:16-16:30 | 1 | 1
|  | 5 | 25 | 16:31-16:45 | 1 | 1
|  | 5 | 25 | 16:46-17:00 | 1 | 1
|  | 5 | 25 | 17:01-17:15 | 1 | 1
|  | 5 | 25 | 17:16-17:30 | 1 | 1
|  | 5 | 25 | 17:31-17:45 | 1 | 1
|  | 5 | 25 | 17:46-18:00 | 1 | 1
|  | 5 | 25 | 18:01-18:15 | 1 | 1
|  | 5 | 25 | 18:16-18:30 | 1 | 1
|  | 5 | 25 | 18:31-18:45 | 1 | 1
|  | 5 | 25 | 18:46-19:00 | 1 | 1
|  | 5 | 25 | 19:01-19:15 | 1 | 1
|  | 5 | 25 | 19:16-19:30 | 1 | 1
|  | 5 | 25 | 19:31-19:45 | 1 | 1
|  | 5 | 25 | 19:46-20:00 | 1 | 1
|  | 5 | 25 | 20:01-20:15 | 1 | 1
|  | 5 | 25 | 20:16-20:30 | 1 | 1
|  | 5 | 25 | 20:31-20:45 | 1 | 1
|  | 5 | 25 | 20:46-21:00 | 1 | 1
|  | 5 | 25 | 21:01-21:15 | 1 | 1
|  | 5 | 25 | 21:16-21:30 | 1 | 1
|  | 5 | 25 | 21:31-21:45 | 1 | 1
|  | 5 | 25 | 21:46-22:00 | 1 | 1
|  | 5 | 25 | 22:01-22:15 | 1 | 1
|  | 5 | 25 | 22:16-22:30 | 1 | 1
|  | 5 | 25 | 22:31-22:45 | 1 | 1
|  | 5 | 25 | 22:46-23:00 | 1 | 1
|  | 5 | 25 | 23:01-23:15 | 1 | 1
|  | 5 | 25 | 23:16-23:30 | 1 | 1
|  | 5 | 25 | 23:31-23:45 | 1 | 1
|  | 5 | 25 | 23:46-24:00 | 1 | 1
|  | 5 | 26 | 00:01-00:15 | 1 | 1
|  | 5 | 26 | 00:16-00:30 | 1 | 1
|  | 5 | 26 | 00:31-00:45 | 1 | 1
|  | 5 | 26 | 00:46-01:00 | 1 | 1
|  | 5 | 26 | 01:01-01:15 | 1 | 1
|  | 5 | 26 | 01:16-01:30 | 1 | 1
|  | 5 | 26 | 01:31-01:45 | 1 | 1
|  | 5 | 26 | 01:46-02:00 | 1 | 1
|  | 5 | 26 | 02:01-02:15 | 1 | 1
|  | 5 | 26 | 02:16-02:30 | 1 | 1
|  | 5 | 26 | 02:31-02:45 | 1 | 1
|  | 5 | 26 | 02:46-03:00 | 1 | 1
|  | 5 | 26 | 03:01-03:15 | 1 | 1
|  | 5 | 26 | 03:16-03:30 | 1 | 1
|  | 5 | 26 | 03:31-03:45 | 1 | 1
|  | 5 | 26 | 03:46-04:00 | 1 | 1
|  | 5 | 26 | 04:01-04:15 | 1 | 1
|  | 5 | 26 | 04:16-04:30 | 1 | 1
|  | 5 | 26 | 04:31-04:45 | 1 | 1
|  | 5 | 26 | 04:46-05:00 | 1 | 1
|  | 5 | 26 | 05:01-05:15 | 1 | 1
|  | 5 | 26 | 05:16-05:30 | 1 | 1
|  | 5 | 26 | 05:31-05:45 | 1 | 1
|  | 5 | 26 | 05:46-06:00 | 1 | 1
|  | 5 | 26 | 06:01-06:15 | 1 | 1
|  | 5 | 26 | 06:16-06:30 | 1 | 1
|  | 5 | 26 | 06:31-06:45 | 1 | 1
|  | 5 | 26 | 06:46-07:00 | 1 | 1
|  | 5 | 26 | 07:01-07:15 | 1 | 1
|  | 5 | 26 | 07:16-07:30 | 1 | 1
|  | 5 | 26 | 07:31-07:45 | 1 | 1
|  | 5 | 26 | 07:46-08:00 | 1 | 1
|  | 5 | 26 | 08:01-08:15 | 1 | 1
|  | 5 | 26 | 08:16-08:30 | 1 | 1
|  | 5 | 26 | 08:31-08:45 | 1 | 1
|  | 5 | 26 | 08:46-09:00 | 1 | 1
|  | 5 | 26 | 09:01-09:15 | 1 | 1
|  | 5 | 26 | 09:16-09:30 | 1 | 1
|  | 5 | 26 | 09:31-09:45 | 1 | 1
|  | 5 | 26 | 09:46-10:00 | 1 | 1
|  | 5 | 26 | 10:01-10:15 | 1 | 1
|  | 5 | 26 | 10:16-10:30 | 1 | 1
|  | 5 | 26 | 10:31-10:45 | 1 | 1
|  | 5 | 26 | 10:46-11:00 | 1 | 1
|  | 5 | 26 | 11:01-11:15 | 1 | 1
|  | 5 | 26 | 11:16-11:30 | 1 | 1
|  | 5 | 26 | 11:31-11:45 | 1 | 1
|  | 5 | 26 | 11:46-12:00 | 1 | 1
|  | 5 | 26 | 12:01-12:15 | 1 | 1
|  | 5 | 26 | 12:16-12:30 | 1 | 1
|  | 5 | 26 | 12:31-12:45 | 1 | 1
|  | 5 | 26 | 12:46-13:00 | 1 | 1
|  | 5 | 26 | 13:01-13:15 | 1 | 1
|  | 5 | 26 | 13:16-13:30 | 1 | 1
|  | 5 | 26 | 13:31-13:45 | 1 | 1
|  | 5 | 26 | 13:46-14:00 | 1 | 1
|  | 5 | 26 | 14:01-14:15 | 1 | 1
|  | 5 | 26 | 14:16-14:30 | 1 | 1
|  | 5 | 26 | 14:31-14:45 | 1 | 1
|  | 5 | 26 | 14:46-15:00 | 1 | 1
|  | 5 | 26 | 15:01-15:15 | 1 | 1
|  | 5 | 26 | 15:16-15:30 | 1 | 1
|  | 5 | 26 | 15:31-15:45 | 1 | 1
|  | 5 | 26 | 15:46-16:00 | 1 | 1
|  | 5 | 26 | 16:01-16:15 | 1 | 1
|  | 5 | 26 | 16:16-16:30 | 1 | 1
|  | 5 | 26 | 16:31-16:45 | 1 | 1
|  | 5 | 26 | 16:46-17:00 | 1 | 1
|  | 5 | 26 | 17:01-17:15 | 1 | 1
|  | 5 | 26 | 17:16-17:30 | 1 | 1
|  | 5 | 26 | 17:31-17:45 | 1 | 1
|  | 5 | 26 | 17:46-18:00 | 1 | 1
|  | 5 | 26 | 18:01-18:15 | 1 | 1
|  | 5 | 26 | 18:16-18:30 | 1 | 1
|  | 5 | 26 | 18:31-18:45 | 1 | 1
|  | 5 | 26 | 18:46-19:00 | 1 | 1
|  | 5 | 26 | 19:01-19:15 | 1 | 1
|  | 5 | 26 | 19:16-19:30 | 1 | 1
|  | 5 | 26 | 19:31-19:45 | 1 | 1
|  | 5 | 26 | 19:46-20:00 | 1 | 1
|  | 5 | 26 | 20:01-20:15 | 1 | 1
|  | 5 | 26 | 20:16-20:30 | 1 | 1
|  | 5 | 26 | 20:31-20:45 | 1 | 1
|  | 5 | 26 | 20:46-21:00 | 1 | 1
|  | 5 | 26 | 21:01-21:15 | 1 | 1
|  | 5 | 26 | 21:16-21:30 | 1 | 1
|  | 5 | 26 | 21:31-21:45 | 1 | 1
|  | 5 | 26 | 21:46-22:00 | 1 | 1
|  | 5 | 26 | 22:01-22:15 | 1 | 1
|  | 5 | 26 | 22:16-22:30 | 1 | 1
|  | 5 | 26 | 22:31-22:45 | 1 | 1
|  | 5 | 26 | 22:46-23:00 | 1 | 1
|  | 5 | 26 | 23:01-23:15 | 1 | 1
|  | 5 | 26 | 23:16-23:30 | 1 | 1
|  | 5 | 26 | 23:31-23:45 | 1 | 1
|  | 5 | 26 | 23:46-24:00 | 1 | 1
|  | 5 | 27 | 00:01-00:15 | 0 | 1
|  | 5 | 27 | 00:16-00:30 | 0 | 1
|  | 5 | 27 | 00:31-00:45 | 0 | 1
|  | 5 | 27 | 00:46-01:00 | 0 | 1
|  | 5 | 27 | 01:01-01:15 | 0 | 1
|  | 5 | 27 | 01:16-01:30 | 0 | 1
|  | 5 | 27 | 01:31-01:45 | 0 | 1
|  | 5 | 27 | 01:46-02:00 | 0 | 1
|  | 5 | 27 | 02:01-02:15 | 0 | 1
|  | 5 | 27 | 02:16-02:30 | 0 | 1
|  | 5 | 27 | 02:31-02:45 | 0 | 1
|  | 5 | 27 | 02:46-03:00 | 0 | 1
|  | 5 | 27 | 03:01-03:15 | 0 | 1
|  | 5 | 27 | 03:16-03:30 | 0 | 1
|  | 5 | 27 | 03:31-03:45 | 0 | 1
|  | 5 | 27 | 03:46-04:00 | 0 | 1
|  | 5 | 27 | 04:01-04:15 | 0 | 1
|  | 5 | 27 | 04:16-04:30 | 0 | 1
|  | 5 | 27 | 04:31-04:45 | 0 | 1
|  | 5 | 27 | 04:46-05:00 | 0 | 1
|  | 5 | 27 | 05:01-05:15 | 0 | 1
|  | 5 | 27 | 05:16-05:30 | 0 | 1
|  | 5 | 27 | 05:31-05:45 | 0 | 1
|  | 5 | 27 | 05:46-06:00 | 0 | 1
|  | 5 | 27 | 06:01-06:15 | 0 | 1
|  | 5 | 27 | 06:16-06:30 | 0 | 1
|  | 5 | 27 | 06:31-06:45 | 0 | 1
|  | 5 | 27 | 06:46-07:00 | 0 | 1
|  | 5 | 27 | 07:01-07:15 | 0 | 1
|  | 5 | 27 | 07:16-07:30 | 0 | 1
|  | 5 | 27 | 07:31-07:45 | 0 | 1
|  | 5 | 27 | 07:46-08:00 | 0 | 1
|  | 5 | 27 | 08:01-08:15 | 0 | 1
|  | 5 | 27 | 08:16-08:30 | 0 | 1
|  | 5 | 27 | 08:31-08:45 | 0 | 1
|  | 5 | 27 | 08:46-09:00 | 0 | 1
|  | 5 | 27 | 09:01-09:15 | 0 | 1
|  | 5 | 27 | 09:16-09:30 | 0 | 1
|  | 5 | 27 | 09:31-09:45 | 0 | 1
|  | 5 | 27 | 09:46-10:00 | 0 | 1
|  | 5 | 27 | 10:01-10:15 | 0 | 1
|  | 5 | 27 | 10:16-10:30 | 0 | 1
|  | 5 | 27 | 10:31-10:45 | 0 | 1
|  | 5 | 27 | 10:46-11:00 | 0 | 1
|  | 5 | 27 | 11:01-11:15 | 0 | 1
|  | 5 | 27 | 11:16-11:30 | 0 | 1
|  | 5 | 27 | 11:31-11:45 | 0 | 1
|  | 5 | 27 | 11:46-12:00 | 0 | 1
|  | 5 | 27 | 12:01-12:15 | 0 | 1
|  | 5 | 27 | 12:16-12:30 | 0 | 1
|  | 5 | 27 | 12:31-12:45 | 0 | 1
|  | 5 | 27 | 12:46-13:00 | 0 | 1
|  | 5 | 27 | 13:01-13:15 | 0 | 1
|  | 5 | 27 | 13:16-13:30 | 0 | 1
|  | 5 | 27 | 13:31-13:45 | 0 | 1
|  | 5 | 27 | 13:46-14:00 | 0 | 1
|  | 5 | 27 | 14:01-14:15 | 0 | 1
|  | 5 | 27 | 14:16-14:30 | 0 | 1
|  | 5 | 27 | 14:31-14:45 | 0 | 1
|  | 5 | 27 | 14:46-15:00 | 0 | 1
|  | 5 | 27 | 15:01-15:15 | 0 | 1
|  | 5 | 27 | 15:16-15:30 | 0 | 1
|  | 5 | 27 | 15:31-15:45 | 0 | 1
|  | 5 | 27 | 15:46-16:00 | 0 | 1
|  | 5 | 27 | 16:01-16:15 | 0 | 1
|  | 5 | 27 | 16:16-16:30 | 0 | 1
|  | 5 | 27 | 16:31-16:45 | 0 | 1
|  | 5 | 27 | 16:46-17:00 | 0 | 1
|  | 5 | 27 | 17:01-17:15 | 0 | 1
|  | 5 | 27 | 17:16-17:30 | 0 | 1
|  | 5 | 27 | 17:31-17:45 | 0 | 1
|  | 5 | 27 | 17:46-18:00 | 0 | 1
|  | 5 | 27 | 18:01-18:15 | 0 | 1
|  | 5 | 27 | 18:16-18:30 | 0 | 1
|  | 5 | 27 | 18:31-18:45 | 0 | 1
|  | 5 | 27 | 18:46-19:00 | 0 | 1
|  | 5 | 27 | 19:01-19:15 | 0 | 1
|  | 5 | 27 | 19:16-19:30 | 0 | 1
|  | 5 | 27 | 19:31-19:45 | 0 | 1
|  | 5 | 27 | 19:46-20:00 | 0 | 1
|  | 5 | 27 | 20:01-20:15 | 0 | 1
|  | 5 | 27 | 20:16-20:30 | 0 | 1
|  | 5 | 27 | 20:31-20:45 | 0 | 1
|  | 5 | 27 | 20:46-21:00 | 0 | 1
|  | 5 | 27 | 21:01-21:15 | 0 | 1
|  | 5 | 27 | 21:16-21:30 | 0 | 1
|  | 5 | 27 | 21:31-21:45 | 0 | 1
|  | 5 | 27 | 21:46-22:00 | 0 | 1
|  | 5 | 27 | 22:01-22:15 | 0 | 1
|  | 5 | 27 | 22:16-22:30 | 0 | 1
|  | 5 | 27 | 22:31-22:45 | 0 | 1
|  | 5 | 27 | 22:46-23:00 | 0 | 1
|  | 5 | 27 | 23:01-23:15 | 0 | 1
|  | 5 | 27 | 23:16-23:30 | 0 | 1
|  | 5 | 27 | 23:31-23:45 | 0 | 1
|  | 5 | 27 | 23:46-24:00 | 0 | 1
|  | 5 | 28 | 00:01-00:15 | 0 | 1
|  | 5 | 28 | 00:16-00:30 | 0 | 1
|  | 5 | 28 | 00:31-00:45 | 0 | 1
|  | 5 | 28 | 00:46-01:00 | 0 | 1
|  | 5 | 28 | 01:01-01:15 | 0 | 1
|  | 5 | 28 | 01:16-01:30 | 0 | 1
|  | 5 | 28 | 01:31-01:45 | 0 | 1
|  | 5 | 28 | 01:46-02:00 | 0 | 1
|  | 5 | 28 | 02:01-02:15 | 0 | 1
|  | 5 | 28 | 02:16-02:30 | 0 | 1
|  | 5 | 28 | 02:31-02:45 | 0 | 1
|  | 5 | 28 | 02:46-03:00 | 0 | 1
|  | 5 | 28 | 03:01-03:15 | 0 | 1
|  | 5 | 28 | 03:16-03:30 | 0 | 1
|  | 5 | 28 | 03:31-03:45 | 0 | 1
|  | 5 | 28 | 03:46-04:00 | 0 | 1
|  | 5 | 28 | 04:01-04:15 | 0 | 1
|  | 5 | 28 | 04:16-04:30 | 0 | 1
|  | 5 | 28 | 04:31-04:45 | 0 | 1
|  | 5 | 28 | 04:46-05:00 | 0 | 1
|  | 5 | 28 | 05:01-05:15 | 0 | 1
|  | 5 | 28 | 05:16-05:30 | 0 | 1
|  | 5 | 28 | 05:31-05:45 | 0 | 1
|  | 5 | 28 | 05:46-06:00 | 0 | 1
|  | 5 | 28 | 06:01-06:15 | 0 | 1
|  | 5 | 28 | 06:16-06:30 | 0 | 1
|  | 5 | 28 | 06:31-06:45 | 0 | 1
|  | 5 | 28 | 06:46-07:00 | 0 | 1
|  | 5 | 28 | 07:01-07:15 | 0 | 1
|  | 5 | 28 | 07:16-07:30 | 0 | 1
|  | 5 | 28 | 07:31-07:45 | 0 | 1
|  | 5 | 28 | 07:46-08:00 | 0 | 1
|  | 5 | 28 | 08:01-08:15 | 0 | 1
|  | 5 | 28 | 08:16-08:30 | 0 | 1
|  | 5 | 28 | 08:31-08:45 | 0 | 1
|  | 5 | 28 | 08:46-09:00 | 0 | 1
|  | 5 | 28 | 09:01-09:15 | 0 | 1
|  | 5 | 28 | 09:16-09:30 | 0 | 1
|  | 5 | 28 | 09:31-09:45 | 0 | 1
|  | 5 | 28 | 09:46-10:00 | 0 | 1
|  | 5 | 28 | 10:01-10:15 | 0 | 1
|  | 5 | 28 | 10:16-10:30 | 0 | 1
|  | 5 | 28 | 10:31-10:45 | 0 | 1
|  | 5 | 28 | 10:46-11:00 | 0 | 1
|  | 5 | 28 | 11:01-11:15 | 0 | 1
|  | 5 | 28 | 11:16-11:30 | 0 | 1
|  | 5 | 28 | 11:31-11:45 | 0 | 1
|  | 5 | 28 | 11:46-12:00 | 0 | 1
|  | 5 | 28 | 12:01-12:15 | 0 | 1
|  | 5 | 28 | 12:16-12:30 | 0 | 1
|  | 5 | 28 | 12:31-12:45 | 0 | 1
|  | 5 | 28 | 12:46-13:00 | 0 | 1
|  | 5 | 28 | 13:01-13:15 | 0 | 1
|  | 5 | 28 | 13:16-13:30 | 0 | 1
|  | 5 | 28 | 13:31-13:45 | 0 | 1
|  | 5 | 28 | 13:46-14:00 | 0 | 1
|  | 5 | 28 | 14:01-14:15 | 0 | 1
|  | 5 | 28 | 14:16-14:30 | 0 | 1
|  | 5 | 28 | 14:31-14:45 | 0 | 1
|  | 5 | 28 | 14:46-15:00 | 0 | 1
|  | 5 | 28 | 15:01-15:15 | 0 | 1
|  | 5 | 28 | 15:16-15:30 | 0 | 1
|  | 5 | 28 | 15:31-15:45 | 0 | 1
|  | 5 | 28 | 15:46-16:00 | 0 | 1
|  | 5 | 28 | 16:01-16:15 | 0 | 1
|  | 5 | 28 | 16:16-16:30 | 0 | 1
|  | 5 | 28 | 16:31-16:45 | 0 | 1
|  | 5 | 28 | 16:46-17:00 | 0 | 1
|  | 5 | 28 | 17:01-17:15 | 0 | 1
|  | 5 | 28 | 17:16-17:30 | 0 | 1
|  | 5 | 28 | 17:31-17:45 | 0 | 1
|  | 5 | 28 | 17:46-18:00 | 0 | 1
|  | 5 | 28 | 18:01-18:15 | 0 | 1
|  | 5 | 28 | 18:16-18:30 | 0 | 1
|  | 5 | 28 | 18:31-18:45 | 0 | 1
|  | 5 | 28 | 18:46-19:00 | 0 | 1
|  | 5 | 28 | 19:01-19:15 | 0 | 1
|  | 5 | 28 | 19:16-19:30 | 0 | 1
|  | 5 | 28 | 19:31-19:45 | 0 | 1
|  | 5 | 28 | 19:46-20:00 | 0 | 1
|  | 5 | 28 | 20:01-20:15 | 0 | 1
|  | 5 | 28 | 20:16-20:30 | 0 | 1
|  | 5 | 28 | 20:31-20:45 | 0 | 1
|  | 5 | 28 | 20:46-21:00 | 0 | 1
|  | 5 | 28 | 21:01-21:15 | 0 | 1
|  | 5 | 28 | 21:16-21:30 | 0 | 1
|  | 5 | 28 | 21:31-21:45 | 0 | 1
|  | 5 | 28 | 21:46-22:00 | 0 | 1
|  | 5 | 28 | 22:01-22:15 | 0 | 1
|  | 5 | 28 | 22:16-22:30 | 0 | 1
|  | 5 | 28 | 22:31-22:45 | 0 | 1
|  | 5 | 28 | 22:46-23:00 | 0 | 1
|  | 5 | 28 | 23:01-23:15 | 0 | 1
|  | 5 | 28 | 23:16-23:30 | 0 | 1
|  | 5 | 28 | 23:31-23:45 | 0 | 1
|  | 5 | 28 | 23:46-24:00 | 0 | 1
|  | 5 | 29 | 00:01-00:15 | 1 | 1
|  | 5 | 29 | 00:16-00:30 | 1 | 1
|  | 5 | 29 | 00:31-00:45 | 1 | 1
|  | 5 | 29 | 00:46-01:00 | 1 | 1
|  | 5 | 29 | 01:01-01:15 | 1 | 1
|  | 5 | 29 | 01:16-01:30 | 1 | 1
|  | 5 | 29 | 01:31-01:45 | 1 | 1
|  | 5 | 29 | 01:46-02:00 | 1 | 1
|  | 5 | 29 | 02:01-02:15 | 1 | 1
|  | 5 | 29 | 02:16-02:30 | 1 | 1
|  | 5 | 29 | 02:31-02:45 | 1 | 1
|  | 5 | 29 | 02:46-03:00 | 1 | 1
|  | 5 | 29 | 03:01-03:15 | 1 | 1
|  | 5 | 29 | 03:16-03:30 | 1 | 1
|  | 5 | 29 | 03:31-03:45 | 1 | 1
|  | 5 | 29 | 03:46-04:00 | 1 | 1
|  | 5 | 29 | 04:01-04:15 | 1 | 1
|  | 5 | 29 | 04:16-04:30 | 1 | 1
|  | 5 | 29 | 04:31-04:45 | 1 | 1
|  | 5 | 29 | 04:46-05:00 | 1 | 1
|  | 5 | 29 | 05:01-05:15 | 1 | 1
|  | 5 | 29 | 05:16-05:30 | 1 | 1
|  | 5 | 29 | 05:31-05:45 | 1 | 1
|  | 5 | 29 | 05:46-06:00 | 1 | 1
|  | 5 | 29 | 06:01-06:15 | 1 | 1
|  | 5 | 29 | 06:16-06:30 | 1 | 1
|  | 5 | 29 | 06:31-06:45 | 1 | 1
|  | 5 | 29 | 06:46-07:00 | 1 | 1
|  | 5 | 29 | 07:01-07:15 | 1 | 1
|  | 5 | 29 | 07:16-07:30 | 1 | 1
|  | 5 | 29 | 07:31-07:45 | 1 | 1
|  | 5 | 29 | 07:46-08:00 | 1 | 1
|  | 5 | 29 | 08:01-08:15 | 1 | 1
|  | 5 | 29 | 08:16-08:30 | 1 | 1
|  | 5 | 29 | 08:31-08:45 | 1 | 1
|  | 5 | 29 | 08:46-09:00 | 1 | 1
|  | 5 | 29 | 09:01-09:15 | 1 | 1
|  | 5 | 29 | 09:16-09:30 | 1 | 1
|  | 5 | 29 | 09:31-09:45 | 1 | 1
|  | 5 | 29 | 09:46-10:00 | 1 | 1
|  | 5 | 29 | 10:01-10:15 | 1 | 1
|  | 5 | 29 | 10:16-10:30 | 1 | 1
|  | 5 | 29 | 10:31-10:45 | 1 | 1
|  | 5 | 29 | 10:46-11:00 | 1 | 1
|  | 5 | 29 | 11:01-11:15 | 1 | 1
|  | 5 | 29 | 11:16-11:30 | 1 | 1
|  | 5 | 29 | 11:31-11:45 | 1 | 1
|  | 5 | 29 | 11:46-12:00 | 1 | 1
|  | 5 | 29 | 12:01-12:15 | 1 | 1
|  | 5 | 29 | 12:16-12:30 | 1 | 1
|  | 5 | 29 | 12:31-12:45 | 1 | 1
|  | 5 | 29 | 12:46-13:00 | 1 | 1
|  | 5 | 29 | 13:01-13:15 | 1 | 1
|  | 5 | 29 | 13:16-13:30 | 1 | 1
|  | 5 | 29 | 13:31-13:45 | 1 | 1
|  | 5 | 29 | 13:46-14:00 | 1 | 1
|  | 5 | 29 | 14:01-14:15 | 1 | 1
|  | 5 | 29 | 14:16-14:30 | 1 | 1
|  | 5 | 29 | 14:31-14:45 | 1 | 1
|  | 5 | 29 | 14:46-15:00 | 1 | 1
|  | 5 | 29 | 15:01-15:15 | 1 | 1
|  | 5 | 29 | 15:16-15:30 | 1 | 1
|  | 5 | 29 | 15:31-15:45 | 1 | 1
|  | 5 | 29 | 15:46-16:00 | 1 | 1
|  | 5 | 29 | 16:01-16:15 | 1 | 1
|  | 5 | 29 | 16:16-16:30 | 1 | 1
|  | 5 | 29 | 16:31-16:45 | 1 | 1
|  | 5 | 29 | 16:46-17:00 | 1 | 1
|  | 5 | 29 | 17:01-17:15 | 1 | 1
|  | 5 | 29 | 17:16-17:30 | 1 | 1
|  | 5 | 29 | 17:31-17:45 | 1 | 1
|  | 5 | 29 | 17:46-18:00 | 1 | 1
|  | 5 | 29 | 18:01-18:15 | 1 | 1
|  | 5 | 29 | 18:16-18:30 | 1 | 1
|  | 5 | 29 | 18:31-18:45 | 1 | 1
|  | 5 | 29 | 18:46-19:00 | 1 | 1
|  | 5 | 29 | 19:01-19:15 | 1 | 1
|  | 5 | 29 | 19:16-19:30 | 1 | 1
|  | 5 | 29 | 19:31-19:45 | 1 | 1
|  | 5 | 29 | 19:46-20:00 | 1 | 1
|  | 5 | 29 | 20:01-20:15 | 1 | 1
|  | 5 | 29 | 20:16-20:30 | 1 | 1
|  | 5 | 29 | 20:31-20:45 | 1 | 1
|  | 5 | 29 | 20:46-21:00 | 1 | 1
|  | 5 | 29 | 21:01-21:15 | 1 | 1
|  | 5 | 29 | 21:16-21:30 | 1 | 1
|  | 5 | 29 | 21:31-21:45 | 1 | 1
|  | 5 | 29 | 21:46-22:00 | 1 | 1
|  | 5 | 29 | 22:01-22:15 | 1 | 1
|  | 5 | 29 | 22:16-22:30 | 1 | 1
|  | 5 | 29 | 22:31-22:45 | 1 | 1
|  | 5 | 29 | 22:46-23:00 | 1 | 1
|  | 5 | 29 | 23:01-23:15 | 1 | 1
|  | 5 | 29 | 23:16-23:30 | 1 | 1
|  | 5 | 29 | 23:31-23:45 | 1 | 1
|  | 5 | 29 | 23:46-24:00 | 1 | 1
|  | 5 | 30 | 00:01-00:15 | 1 | 1
|  | 5 | 30 | 00:16-00:30 | 1 | 1
|  | 5 | 30 | 00:31-00:45 | 1 | 1
|  | 5 | 30 | 00:46-01:00 | 1 | 1
|  | 5 | 30 | 01:01-01:15 | 1 | 1
|  | 5 | 30 | 01:16-01:30 | 1 | 1
|  | 5 | 30 | 01:31-01:45 | 1 | 1
|  | 5 | 30 | 01:46-02:00 | 1 | 1
|  | 5 | 30 | 02:01-02:15 | 1 | 1
|  | 5 | 30 | 02:16-02:30 | 1 | 1
|  | 5 | 30 | 02:31-02:45 | 1 | 1
|  | 5 | 30 | 02:46-03:00 | 1 | 1
|  | 5 | 30 | 03:01-03:15 | 1 | 1
|  | 5 | 30 | 03:16-03:30 | 1 | 1
|  | 5 | 30 | 03:31-03:45 | 1 | 1
|  | 5 | 30 | 03:46-04:00 | 1 | 1
|  | 5 | 30 | 04:01-04:15 | 1 | 1
|  | 5 | 30 | 04:16-04:30 | 1 | 1
|  | 5 | 30 | 04:31-04:45 | 1 | 1
|  | 5 | 30 | 04:46-05:00 | 1 | 1
|  | 5 | 30 | 05:01-05:15 | 1 | 1
|  | 5 | 30 | 05:16-05:30 | 1 | 1
|  | 5 | 30 | 05:31-05:45 | 1 | 1
|  | 5 | 30 | 05:46-06:00 | 1 | 1
|  | 5 | 30 | 06:01-06:15 | 1 | 1
|  | 5 | 30 | 06:16-06:30 | 1 | 1
|  | 5 | 30 | 06:31-06:45 | 1 | 1
|  | 5 | 30 | 06:46-07:00 | 1 | 1
|  | 5 | 30 | 07:01-07:15 | 1 | 1
|  | 5 | 30 | 07:16-07:30 | 1 | 1
|  | 5 | 30 | 07:31-07:45 | 1 | 1
|  | 5 | 30 | 07:46-08:00 | 1 | 1
|  | 5 | 30 | 08:01-08:15 | 1 | 1
|  | 5 | 30 | 08:16-08:30 | 1 | 1
|  | 5 | 30 | 08:31-08:45 | 1 | 1
|  | 5 | 30 | 08:46-09:00 | 1 | 1
|  | 5 | 30 | 09:01-09:15 | 1 | 1
|  | 5 | 30 | 09:16-09:30 | 1 | 1
|  | 5 | 30 | 09:31-09:45 | 1 | 1
|  | 5 | 30 | 09:46-10:00 | 1 | 1
|  | 5 | 30 | 10:01-10:15 | 1 | 1
|  | 5 | 30 | 10:16-10:30 | 1 | 1
|  | 5 | 30 | 10:31-10:45 | 1 | 1
|  | 5 | 30 | 10:46-11:00 | 1 | 1
|  | 5 | 30 | 11:01-11:15 | 1 | 1
|  | 5 | 30 | 11:16-11:30 | 1 | 1
|  | 5 | 30 | 11:31-11:45 | 1 | 1
|  | 5 | 30 | 11:46-12:00 | 1 | 1
|  | 5 | 30 | 12:01-12:15 | 1 | 1
|  | 5 | 30 | 12:16-12:30 | 1 | 1
|  | 5 | 30 | 12:31-12:45 | 1 | 1
|  | 5 | 30 | 12:46-13:00 | 1 | 1
|  | 5 | 30 | 13:01-13:15 | 1 | 1
|  | 5 | 30 | 13:16-13:30 | 1 | 1
|  | 5 | 30 | 13:31-13:45 | 1 | 1
|  | 5 | 30 | 13:46-14:00 | 1 | 1
|  | 5 | 30 | 14:01-14:15 | 1 | 1
|  | 5 | 30 | 14:16-14:30 | 1 | 1
|  | 5 | 30 | 14:31-14:45 | 1 | 1
|  | 5 | 30 | 14:46-15:00 | 1 | 1
|  | 5 | 30 | 15:01-15:15 | 1 | 1
|  | 5 | 30 | 15:16-15:30 | 1 | 1
|  | 5 | 30 | 15:31-15:45 | 1 | 1
|  | 5 | 30 | 15:46-16:00 | 1 | 1
|  | 5 | 30 | 16:01-16:15 | 1 | 1
|  | 5 | 30 | 16:16-16:30 | 1 | 1
|  | 5 | 30 | 16:31-16:45 | 1 | 1
|  | 5 | 30 | 16:46-17:00 | 1 | 1
|  | 5 | 30 | 17:01-17:15 | 1 | 1
|  | 5 | 30 | 17:16-17:30 | 1 | 1
|  | 5 | 30 | 17:31-17:45 | 1 | 1
|  | 5 | 30 | 17:46-18:00 | 1 | 1
|  | 5 | 30 | 18:01-18:15 | 1 | 1
|  | 5 | 30 | 18:16-18:30 | 1 | 1
|  | 5 | 30 | 18:31-18:45 | 1 | 1
|  | 5 | 30 | 18:46-19:00 | 1 | 1
|  | 5 | 30 | 19:01-19:15 | 1 | 1
|  | 5 | 30 | 19:16-19:30 | 1 | 1
|  | 5 | 30 | 19:31-19:45 | 1 | 1
|  | 5 | 30 | 19:46-20:00 | 1 | 1
|  | 5 | 30 | 20:01-20:15 | 1 | 1
|  | 5 | 30 | 20:16-20:30 | 1 | 1
|  | 5 | 30 | 20:31-20:45 | 1 | 1
|  | 5 | 30 | 20:46-21:00 | 1 | 1
|  | 5 | 30 | 21:01-21:15 | 1 | 1
|  | 5 | 30 | 21:16-21:30 | 1 | 1
|  | 5 | 30 | 21:31-21:45 | 1 | 1
|  | 5 | 30 | 21:46-22:00 | 1 | 1
|  | 5 | 30 | 22:01-22:15 | 1 | 1
|  | 5 | 30 | 22:16-22:30 | 1 | 1
|  | 5 | 30 | 22:31-22:45 | 1 | 1
|  | 5 | 30 | 22:46-23:00 | 1 | 1
|  | 5 | 30 | 23:01-23:15 | 1 | 1
|  | 5 | 30 | 23:16-23:30 | 1 | 1
|  | 5 | 30 | 23:31-23:45 | 1 | 1
|  | 5 | 30 | 23:46-24:00 | 1 | 1
|  | 5 | 31 | 00:01-00:15 | 1 | 1
|  | 5 | 31 | 00:16-00:30 | 1 | 1
|  | 5 | 31 | 00:31-00:45 | 1 | 1
|  | 5 | 31 | 00:46-01:00 | 1 | 1
|  | 5 | 31 | 01:01-01:15 | 1 | 1
|  | 5 | 31 | 01:16-01:30 | 1 | 1
|  | 5 | 31 | 01:31-01:45 | 1 | 1
|  | 5 | 31 | 01:46-02:00 | 1 | 1
|  | 5 | 31 | 02:01-02:15 | 1 | 1
|  | 5 | 31 | 02:16-02:30 | 1 | 1
|  | 5 | 31 | 02:31-02:45 | 1 | 1
|  | 5 | 31 | 02:46-03:00 | 1 | 1
|  | 5 | 31 | 03:01-03:15 | 1 | 1
|  | 5 | 31 | 03:16-03:30 | 1 | 1
|  | 5 | 31 | 03:31-03:45 | 1 | 1
|  | 5 | 31 | 03:46-04:00 | 1 | 1
|  | 5 | 31 | 04:01-04:15 | 1 | 1
|  | 5 | 31 | 04:16-04:30 | 1 | 1
|  | 5 | 31 | 04:31-04:45 | 1 | 1
|  | 5 | 31 | 04:46-05:00 | 1 | 1
|  | 5 | 31 | 05:01-05:15 | 1 | 1
|  | 5 | 31 | 05:16-05:30 | 1 | 1
|  | 5 | 31 | 05:31-05:45 | 1 | 1
|  | 5 | 31 | 05:46-06:00 | 1 | 1
|  | 5 | 31 | 06:01-06:15 | 1 | 1
|  | 5 | 31 | 06:16-06:30 | 1 | 1
|  | 5 | 31 | 06:31-06:45 | 1 | 1
|  | 5 | 31 | 06:46-07:00 | 1 | 1
|  | 5 | 31 | 07:01-07:15 | 1 | 1
|  | 5 | 31 | 07:16-07:30 | 1 | 1
|  | 5 | 31 | 07:31-07:45 | 1 | 1
|  | 5 | 31 | 07:46-08:00 | 1 | 1
|  | 5 | 31 | 08:01-08:15 | 1 | 1
|  | 5 | 31 | 08:16-08:30 | 1 | 1
|  | 5 | 31 | 08:31-08:45 | 1 | 1
|  | 5 | 31 | 08:46-09:00 | 1 | 1
|  | 5 | 31 | 09:01-09:15 | 1 | 1
|  | 5 | 31 | 09:16-09:30 | 1 | 1
|  | 5 | 31 | 09:31-09:45 | 1 | 1
|  | 5 | 31 | 09:46-10:00 | 1 | 1
|  | 5 | 31 | 10:01-10:15 | 1 | 1
|  | 5 | 31 | 10:16-10:30 | 1 | 1
|  | 5 | 31 | 10:31-10:45 | 1 | 1
|  | 5 | 31 | 10:46-11:00 | 1 | 1
|  | 5 | 31 | 11:01-11:15 | 1 | 1
|  | 5 | 31 | 11:16-11:30 | 1 | 1
|  | 5 | 31 | 11:31-11:45 | 1 | 1
|  | 5 | 31 | 11:46-12:00 | 1 | 1
|  | 5 | 31 | 12:01-12:15 | 1 | 1
|  | 5 | 31 | 12:16-12:30 | 1 | 1
|  | 5 | 31 | 12:31-12:45 | 1 | 1
|  | 5 | 31 | 12:46-13:00 | 1 | 1
|  | 5 | 31 | 13:01-13:15 | 1 | 1
|  | 5 | 31 | 13:16-13:30 | 1 | 1
|  | 5 | 31 | 13:31-13:45 | 1 | 1
|  | 5 | 31 | 13:46-14:00 | 1 | 1
|  | 5 | 31 | 14:01-14:15 | 1 | 1
|  | 5 | 31 | 14:16-14:30 | 1 | 1
|  | 5 | 31 | 14:31-14:45 | 1 | 1
|  | 5 | 31 | 14:46-15:00 | 1 | 1
|  | 5 | 31 | 15:01-15:15 | 1 | 1
|  | 5 | 31 | 15:16-15:30 | 1 | 1
|  | 5 | 31 | 15:31-15:45 | 1 | 1
|  | 5 | 31 | 15:46-16:00 | 1 | 1
|  | 5 | 31 | 16:01-16:15 | 1 | 1
|  | 5 | 31 | 16:16-16:30 | 1 | 1
|  | 5 | 31 | 16:31-16:45 | 1 | 1
|  | 5 | 31 | 16:46-17:00 | 1 | 1
|  | 5 | 31 | 17:01-17:15 | 1 | 1
|  | 5 | 31 | 17:16-17:30 | 1 | 1
|  | 5 | 31 | 17:31-17:45 | 1 | 1
|  | 5 | 31 | 17:46-18:00 | 1 | 1
|  | 5 | 31 | 18:01-18:15 | 1 | 1
|  | 5 | 31 | 18:16-18:30 | 1 | 1
|  | 5 | 31 | 18:31-18:45 | 1 | 1
|  | 5 | 31 | 18:46-19:00 | 1 | 1
|  | 5 | 31 | 19:01-19:15 | 1 | 1
|  | 5 | 31 | 19:16-19:30 | 1 | 1
|  | 5 | 31 | 19:31-19:45 | 1 | 1
|  | 5 | 31 | 19:46-20:00 | 1 | 1
|  | 5 | 31 | 20:01-20:15 | 1 | 1
|  | 5 | 31 | 20:16-20:30 | 1 | 1
|  | 5 | 31 | 20:31-20:45 | 1 | 1
|  | 5 | 31 | 20:46-21:00 | 1 | 1
|  | 5 | 31 | 21:01-21:15 | 1 | 1
|  | 5 | 31 | 21:16-21:30 | 1 | 1
|  | 5 | 31 | 21:31-21:45 | 1 | 1
|  | 5 | 31 | 21:46-22:00 | 1 | 1
|  | 5 | 31 | 22:01-22:15 | 1 | 1
|  | 5 | 31 | 22:16-22:30 | 1 | 1
|  | 5 | 31 | 22:31-22:45 | 1 | 1
|  | 5 | 31 | 22:46-23:00 | 1 | 1
|  | 5 | 31 | 23:01-23:15 | 1 | 1
|  | 5 | 31 | 23:16-23:30 | 1 | 1
|  | 5 | 31 | 23:31-23:45 | 1 | 1
|  | 5 | 31 | 23:46-24:00 | 1 | 1
|  | 6 | 1 | 00:01-00:15 | 1 | 1
|  | 6 | 1 | 00:16-00:30 | 1 | 1
|  | 6 | 1 | 00:31-00:45 | 1 | 1
|  | 6 | 1 | 00:46-01:00 | 1 | 1
|  | 6 | 1 | 01:01-01:15 | 1 | 1
|  | 6 | 1 | 01:16-01:30 | 1 | 1
|  | 6 | 1 | 01:31-01:45 | 1 | 1
|  | 6 | 1 | 01:46-02:00 | 1 | 1
|  | 6 | 1 | 02:01-02:15 | 1 | 1
|  | 6 | 1 | 02:16-02:30 | 1 | 1
|  | 6 | 1 | 02:31-02:45 | 1 | 1
|  | 6 | 1 | 02:46-03:00 | 1 | 1
|  | 6 | 1 | 03:01-03:15 | 1 | 1
|  | 6 | 1 | 03:16-03:30 | 1 | 1
|  | 6 | 1 | 03:31-03:45 | 1 | 1
|  | 6 | 1 | 03:46-04:00 | 1 | 1
|  | 6 | 1 | 04:01-04:15 | 1 | 1
|  | 6 | 1 | 04:16-04:30 | 1 | 1
|  | 6 | 1 | 04:31-04:45 | 1 | 1
|  | 6 | 1 | 04:46-05:00 | 1 | 1
|  | 6 | 1 | 05:01-05:15 | 1 | 1
|  | 6 | 1 | 05:16-05:30 | 1 | 1
|  | 6 | 1 | 05:31-05:45 | 1 | 1
|  | 6 | 1 | 05:46-06:00 | 1 | 1
|  | 6 | 1 | 06:01-06:15 | 1 | 1
|  | 6 | 1 | 06:16-06:30 | 1 | 1
|  | 6 | 1 | 06:31-06:45 | 1 | 1
|  | 6 | 1 | 06:46-07:00 | 1 | 1
|  | 6 | 1 | 07:01-07:15 | 1 | 1
|  | 6 | 1 | 07:16-07:30 | 1 | 1
|  | 6 | 1 | 07:31-07:45 | 1 | 1
|  | 6 | 1 | 07:46-08:00 | 1 | 1
|  | 6 | 1 | 08:01-08:15 | 1 | 1
|  | 6 | 1 | 08:16-08:30 | 1 | 1
|  | 6 | 1 | 08:31-08:45 | 1 | 1
|  | 6 | 1 | 08:46-09:00 | 1 | 1
|  | 6 | 1 | 09:01-09:15 | 1 | 1
|  | 6 | 1 | 09:16-09:30 | 1 | 1
|  | 6 | 1 | 09:31-09:45 | 1 | 1
|  | 6 | 1 | 09:46-10:00 | 1 | 1
|  | 6 | 1 | 10:01-10:15 | 1 | 1
|  | 6 | 1 | 10:16-10:30 | 1 | 1
|  | 6 | 1 | 10:31-10:45 | 1 | 1
|  | 6 | 1 | 10:46-11:00 | 1 | 1
|  | 6 | 1 | 11:01-11:15 | 1 | 1
|  | 6 | 1 | 11:16-11:30 | 1 | 1
|  | 6 | 1 | 11:31-11:45 | 1 | 1
|  | 6 | 1 | 11:46-12:00 | 1 | 1
|  | 6 | 1 | 12:01-12:15 | 1 | 1
|  | 6 | 1 | 12:16-12:30 | 1 | 1
|  | 6 | 1 | 12:31-12:45 | 1 | 1
|  | 6 | 1 | 12:46-13:00 | 1 | 1
|  | 6 | 1 | 13:01-13:15 | 1 | 1
|  | 6 | 1 | 13:16-13:30 | 1 | 1
|  | 6 | 1 | 13:31-13:45 | 1 | 1
|  | 6 | 1 | 13:46-14:00 | 1 | 1
|  | 6 | 1 | 14:01-14:15 | 1 | 1
|  | 6 | 1 | 14:16-14:30 | 1 | 1
|  | 6 | 1 | 14:31-14:45 | 1 | 1
|  | 6 | 1 | 14:46-15:00 | 1 | 1
|  | 6 | 1 | 15:01-15:15 | 1 | 1
|  | 6 | 1 | 15:16-15:30 | 1 | 1
|  | 6 | 1 | 15:31-15:45 | 1 | 1
|  | 6 | 1 | 15:46-16:00 | 1 | 1
|  | 6 | 1 | 16:01-16:15 | 1 | 1
|  | 6 | 1 | 16:16-16:30 | 1 | 1
|  | 6 | 1 | 16:31-16:45 | 1 | 1
|  | 6 | 1 | 16:46-17:00 | 1 | 1
|  | 6 | 1 | 17:01-17:15 | 1 | 1
|  | 6 | 1 | 17:16-17:30 | 1 | 1
|  | 6 | 1 | 17:31-17:45 | 1 | 1
|  | 6 | 1 | 17:46-18:00 | 1 | 1
|  | 6 | 1 | 18:01-18:15 | 1 | 1
|  | 6 | 1 | 18:16-18:30 | 1 | 1
|  | 6 | 1 | 18:31-18:45 | 1 | 1
|  | 6 | 1 | 18:46-19:00 | 1 | 1
|  | 6 | 1 | 19:01-19:15 | 1 | 1
|  | 6 | 1 | 19:16-19:30 | 1 | 1
|  | 6 | 1 | 19:31-19:45 | 1 | 1
|  | 6 | 1 | 19:46-20:00 | 1 | 1
|  | 6 | 1 | 20:01-20:15 | 1 | 1
|  | 6 | 1 | 20:16-20:30 | 1 | 1
|  | 6 | 1 | 20:31-20:45 | 1 | 1
|  | 6 | 1 | 20:46-21:00 | 1 | 1
|  | 6 | 1 | 21:01-21:15 | 1 | 1
|  | 6 | 1 | 21:16-21:30 | 1 | 1
|  | 6 | 1 | 21:31-21:45 | 1 | 1
|  | 6 | 1 | 21:46-22:00 | 1 | 1
|  | 6 | 1 | 22:01-22:15 | 1 | 1
|  | 6 | 1 | 22:16-22:30 | 1 | 1
|  | 6 | 1 | 22:31-22:45 | 1 | 1
|  | 6 | 1 | 22:46-23:00 | 1 | 1
|  | 6 | 1 | 23:01-23:15 | 1 | 1
|  | 6 | 1 | 23:16-23:30 | 1 | 1
|  | 6 | 1 | 23:31-23:45 | 1 | 1
|  | 6 | 1 | 23:46-24:00 | 1 | 1
|  | 6 | 2 | 00:01-00:15 | 1 | 1
|  | 6 | 2 | 00:16-00:30 | 1 | 1
|  | 6 | 2 | 00:31-00:45 | 1 | 1
|  | 6 | 2 | 00:46-01:00 | 1 | 1
|  | 6 | 2 | 01:01-01:15 | 1 | 1
|  | 6 | 2 | 01:16-01:30 | 1 | 1
|  | 6 | 2 | 01:31-01:45 | 1 | 1
|  | 6 | 2 | 01:46-02:00 | 1 | 1
|  | 6 | 2 | 02:01-02:15 | 1 | 1
|  | 6 | 2 | 02:16-02:30 | 1 | 1
|  | 6 | 2 | 02:31-02:45 | 1 | 1
|  | 6 | 2 | 02:46-03:00 | 1 | 1
|  | 6 | 2 | 03:01-03:15 | 1 | 1
|  | 6 | 2 | 03:16-03:30 | 1 | 1
|  | 6 | 2 | 03:31-03:45 | 1 | 1
|  | 6 | 2 | 03:46-04:00 | 1 | 1
|  | 6 | 2 | 04:01-04:15 | 1 | 1
|  | 6 | 2 | 04:16-04:30 | 1 | 1
|  | 6 | 2 | 04:31-04:45 | 1 | 1
|  | 6 | 2 | 04:46-05:00 | 1 | 1
|  | 6 | 2 | 05:01-05:15 | 1 | 1
|  | 6 | 2 | 05:16-05:30 | 1 | 1
|  | 6 | 2 | 05:31-05:45 | 1 | 1
|  | 6 | 2 | 05:46-06:00 | 1 | 1
|  | 6 | 2 | 06:01-06:15 | 1 | 1
|  | 6 | 2 | 06:16-06:30 | 1 | 1
|  | 6 | 2 | 06:31-06:45 | 1 | 1
|  | 6 | 2 | 06:46-07:00 | 1 | 1
|  | 6 | 2 | 07:01-07:15 | 1 | 1
|  | 6 | 2 | 07:16-07:30 | 1 | 1
|  | 6 | 2 | 07:31-07:45 | 1 | 1
|  | 6 | 2 | 07:46-08:00 | 1 | 1
|  | 6 | 2 | 08:01-08:15 | 1 | 1
|  | 6 | 2 | 08:16-08:30 | 1 | 1
|  | 6 | 2 | 08:31-08:45 | 1 | 1
|  | 6 | 2 | 08:46-09:00 | 1 | 1
|  | 6 | 2 | 09:01-09:15 | 1 | 1
|  | 6 | 2 | 09:16-09:30 | 1 | 1
|  | 6 | 2 | 09:31-09:45 | 1 | 1
|  | 6 | 2 | 09:46-10:00 | 1 | 1
|  | 6 | 2 | 10:01-10:15 | 1 | 1
|  | 6 | 2 | 10:16-10:30 | 1 | 1
|  | 6 | 2 | 10:31-10:45 | 1 | 1
|  | 6 | 2 | 10:46-11:00 | 1 | 1
|  | 6 | 2 | 11:01-11:15 | 1 | 1
|  | 6 | 2 | 11:16-11:30 | 1 | 1
|  | 6 | 2 | 11:31-11:45 | 1 | 1
|  | 6 | 2 | 11:46-12:00 | 1 | 1
|  | 6 | 2 | 12:01-12:15 | 1 | 1
|  | 6 | 2 | 12:16-12:30 | 1 | 1
|  | 6 | 2 | 12:31-12:45 | 1 | 1
|  | 6 | 2 | 12:46-13:00 | 1 | 1
|  | 6 | 2 | 13:01-13:15 | 1 | 1
|  | 6 | 2 | 13:16-13:30 | 1 | 1
|  | 6 | 2 | 13:31-13:45 | 1 | 1
|  | 6 | 2 | 13:46-14:00 | 1 | 1
|  | 6 | 2 | 14:01-14:15 | 1 | 1
|  | 6 | 2 | 14:16-14:30 | 1 | 1
|  | 6 | 2 | 14:31-14:45 | 1 | 1
|  | 6 | 2 | 14:46-15:00 | 1 | 1
|  | 6 | 2 | 15:01-15:15 | 1 | 1
|  | 6 | 2 | 15:16-15:30 | 1 | 1
|  | 6 | 2 | 15:31-15:45 | 1 | 1
|  | 6 | 2 | 15:46-16:00 | 1 | 1
|  | 6 | 2 | 16:01-16:15 | 1 | 1
|  | 6 | 2 | 16:16-16:30 | 1 | 1
|  | 6 | 2 | 16:31-16:45 | 1 | 1
|  | 6 | 2 | 16:46-17:00 | 1 | 1
|  | 6 | 2 | 17:01-17:15 | 1 | 1
|  | 6 | 2 | 17:16-17:30 | 1 | 1
|  | 6 | 2 | 17:31-17:45 | 1 | 1
|  | 6 | 2 | 17:46-18:00 | 1 | 1
|  | 6 | 2 | 18:01-18:15 | 1 | 1
|  | 6 | 2 | 18:16-18:30 | 1 | 1
|  | 6 | 2 | 18:31-18:45 | 1 | 1
|  | 6 | 2 | 18:46-19:00 | 1 | 1
|  | 6 | 2 | 19:01-19:15 | 1 | 1
|  | 6 | 2 | 19:16-19:30 | 1 | 1
|  | 6 | 2 | 19:31-19:45 | 1 | 1
|  | 6 | 2 | 19:46-20:00 | 1 | 1
|  | 6 | 2 | 20:01-20:15 | 1 | 1
|  | 6 | 2 | 20:16-20:30 | 1 | 1
|  | 6 | 2 | 20:31-20:45 | 1 | 1
|  | 6 | 2 | 20:46-21:00 | 1 | 1
|  | 6 | 2 | 21:01-21:15 | 1 | 1
|  | 6 | 2 | 21:16-21:30 | 1 | 1
|  | 6 | 2 | 21:31-21:45 | 1 | 1
|  | 6 | 2 | 21:46-22:00 | 1 | 1
|  | 6 | 2 | 22:01-22:15 | 1 | 1
|  | 6 | 2 | 22:16-22:30 | 1 | 1
|  | 6 | 2 | 22:31-22:45 | 1 | 1
|  | 6 | 2 | 22:46-23:00 | 1 | 1
|  | 6 | 2 | 23:01-23:15 | 1 | 1
|  | 6 | 2 | 23:16-23:30 | 1 | 1
|  | 6 | 2 | 23:31-23:45 | 1 | 1
|  | 6 | 2 | 23:46-24:00 | 1 | 1
|  | 6 | 3 | 00:01-00:15 | 0 | 1
|  | 6 | 3 | 00:16-00:30 | 0 | 1
|  | 6 | 3 | 00:31-00:45 | 0 | 1
|  | 6 | 3 | 00:46-01:00 | 0 | 1
|  | 6 | 3 | 01:01-01:15 | 0 | 1
|  | 6 | 3 | 01:16-01:30 | 0 | 1
|  | 6 | 3 | 01:31-01:45 | 0 | 1
|  | 6 | 3 | 01:46-02:00 | 0 | 1
|  | 6 | 3 | 02:01-02:15 | 0 | 1
|  | 6 | 3 | 02:16-02:30 | 0 | 1
|  | 6 | 3 | 02:31-02:45 | 0 | 1
|  | 6 | 3 | 02:46-03:00 | 0 | 1
|  | 6 | 3 | 03:01-03:15 | 0 | 1
|  | 6 | 3 | 03:16-03:30 | 0 | 1
|  | 6 | 3 | 03:31-03:45 | 0 | 1
|  | 6 | 3 | 03:46-04:00 | 0 | 1
|  | 6 | 3 | 04:01-04:15 | 0 | 1
|  | 6 | 3 | 04:16-04:30 | 0 | 1
|  | 6 | 3 | 04:31-04:45 | 0 | 1
|  | 6 | 3 | 04:46-05:00 | 0 | 1
|  | 6 | 3 | 05:01-05:15 | 0 | 1
|  | 6 | 3 | 05:16-05:30 | 0 | 1
|  | 6 | 3 | 05:31-05:45 | 0 | 1
|  | 6 | 3 | 05:46-06:00 | 0 | 1
|  | 6 | 3 | 06:01-06:15 | 0 | 1
|  | 6 | 3 | 06:16-06:30 | 0 | 1
|  | 6 | 3 | 06:31-06:45 | 0 | 1
|  | 6 | 3 | 06:46-07:00 | 0 | 1
|  | 6 | 3 | 07:01-07:15 | 0 | 1
|  | 6 | 3 | 07:16-07:30 | 0 | 1
|  | 6 | 3 | 07:31-07:45 | 0 | 1
|  | 6 | 3 | 07:46-08:00 | 0 | 1
|  | 6 | 3 | 08:01-08:15 | 0 | 1
|  | 6 | 3 | 08:16-08:30 | 0 | 1
|  | 6 | 3 | 08:31-08:45 | 0 | 1
|  | 6 | 3 | 08:46-09:00 | 0 | 1
|  | 6 | 3 | 09:01-09:15 | 0 | 1
|  | 6 | 3 | 09:16-09:30 | 0 | 1
|  | 6 | 3 | 09:31-09:45 | 0 | 1
|  | 6 | 3 | 09:46-10:00 | 0 | 1
|  | 6 | 3 | 10:01-10:15 | 0 | 1
|  | 6 | 3 | 10:16-10:30 | 0 | 1
|  | 6 | 3 | 10:31-10:45 | 0 | 1
|  | 6 | 3 | 10:46-11:00 | 0 | 1
|  | 6 | 3 | 11:01-11:15 | 0 | 1
|  | 6 | 3 | 11:16-11:30 | 0 | 1
|  | 6 | 3 | 11:31-11:45 | 0 | 1
|  | 6 | 3 | 11:46-12:00 | 0 | 1
|  | 6 | 3 | 12:01-12:15 | 0 | 1
|  | 6 | 3 | 12:16-12:30 | 0 | 1
|  | 6 | 3 | 12:31-12:45 | 0 | 1
|  | 6 | 3 | 12:46-13:00 | 0 | 1
|  | 6 | 3 | 13:01-13:15 | 0 | 1
|  | 6 | 3 | 13:16-13:30 | 0 | 1
|  | 6 | 3 | 13:31-13:45 | 0 | 1
|  | 6 | 3 | 13:46-14:00 | 0 | 1
|  | 6 | 3 | 14:01-14:15 | 0 | 1
|  | 6 | 3 | 14:16-14:30 | 0 | 1
|  | 6 | 3 | 14:31-14:45 | 0 | 1
|  | 6 | 3 | 14:46-15:00 | 0 | 1
|  | 6 | 3 | 15:01-15:15 | 0 | 1
|  | 6 | 3 | 15:16-15:30 | 0 | 1
|  | 6 | 3 | 15:31-15:45 | 0 | 1
|  | 6 | 3 | 15:46-16:00 | 0 | 1
|  | 6 | 3 | 16:01-16:15 | 0 | 1
|  | 6 | 3 | 16:16-16:30 | 0 | 1
|  | 6 | 3 | 16:31-16:45 | 0 | 1
|  | 6 | 3 | 16:46-17:00 | 0 | 1
|  | 6 | 3 | 17:01-17:15 | 0 | 1
|  | 6 | 3 | 17:16-17:30 | 0 | 1
|  | 6 | 3 | 17:31-17:45 | 0 | 1
|  | 6 | 3 | 17:46-18:00 | 0 | 1
|  | 6 | 3 | 18:01-18:15 | 0 | 1
|  | 6 | 3 | 18:16-18:30 | 0 | 1
|  | 6 | 3 | 18:31-18:45 | 0 | 1
|  | 6 | 3 | 18:46-19:00 | 0 | 1
|  | 6 | 3 | 19:01-19:15 | 0 | 1
|  | 6 | 3 | 19:16-19:30 | 0 | 1
|  | 6 | 3 | 19:31-19:45 | 0 | 1
|  | 6 | 3 | 19:46-20:00 | 0 | 1
|  | 6 | 3 | 20:01-20:15 | 0 | 1
|  | 6 | 3 | 20:16-20:30 | 0 | 1
|  | 6 | 3 | 20:31-20:45 | 0 | 1
|  | 6 | 3 | 20:46-21:00 | 0 | 1
|  | 6 | 3 | 21:01-21:15 | 0 | 1
|  | 6 | 3 | 21:16-21:30 | 0 | 1
|  | 6 | 3 | 21:31-21:45 | 0 | 1
|  | 6 | 3 | 21:46-22:00 | 0 | 1
|  | 6 | 3 | 22:01-22:15 | 0 | 1
|  | 6 | 3 | 22:16-22:30 | 0 | 1
|  | 6 | 3 | 22:31-22:45 | 0 | 1
|  | 6 | 3 | 22:46-23:00 | 0 | 1
|  | 6 | 3 | 23:01-23:15 | 0 | 1
|  | 6 | 3 | 23:16-23:30 | 0 | 1
|  | 6 | 3 | 23:31-23:45 | 0 | 1
|  | 6 | 3 | 23:46-24:00 | 0 | 1
|  | 6 | 4 | 00:01-00:15 | 0 | 1
|  | 6 | 4 | 00:16-00:30 | 0 | 1
|  | 6 | 4 | 00:31-00:45 | 0 | 1
|  | 6 | 4 | 00:46-01:00 | 0 | 1
|  | 6 | 4 | 01:01-01:15 | 0 | 1
|  | 6 | 4 | 01:16-01:30 | 0 | 1
|  | 6 | 4 | 01:31-01:45 | 0 | 1
|  | 6 | 4 | 01:46-02:00 | 0 | 1
|  | 6 | 4 | 02:01-02:15 | 0 | 1
|  | 6 | 4 | 02:16-02:30 | 0 | 1
|  | 6 | 4 | 02:31-02:45 | 0 | 1
|  | 6 | 4 | 02:46-03:00 | 0 | 1
|  | 6 | 4 | 03:01-03:15 | 0 | 1
|  | 6 | 4 | 03:16-03:30 | 0 | 1
|  | 6 | 4 | 03:31-03:45 | 0 | 1
|  | 6 | 4 | 03:46-04:00 | 0 | 1
|  | 6 | 4 | 04:01-04:15 | 0 | 1
|  | 6 | 4 | 04:16-04:30 | 0 | 1
|  | 6 | 4 | 04:31-04:45 | 0 | 1
|  | 6 | 4 | 04:46-05:00 | 0 | 1
|  | 6 | 4 | 05:01-05:15 | 0 | 1
|  | 6 | 4 | 05:16-05:30 | 0 | 1
|  | 6 | 4 | 05:31-05:45 | 0 | 1
|  | 6 | 4 | 05:46-06:00 | 0 | 1
|  | 6 | 4 | 06:01-06:15 | 0 | 1
|  | 6 | 4 | 06:16-06:30 | 0 | 1
|  | 6 | 4 | 06:31-06:45 | 0 | 1
|  | 6 | 4 | 06:46-07:00 | 0 | 1
|  | 6 | 4 | 07:01-07:15 | 0 | 1
|  | 6 | 4 | 07:16-07:30 | 0 | 1
|  | 6 | 4 | 07:31-07:45 | 0 | 1
|  | 6 | 4 | 07:46-08:00 | 0 | 1
|  | 6 | 4 | 08:01-08:15 | 0 | 1
|  | 6 | 4 | 08:16-08:30 | 0 | 1
|  | 6 | 4 | 08:31-08:45 | 0 | 1
|  | 6 | 4 | 08:46-09:00 | 0 | 1
|  | 6 | 4 | 09:01-09:15 | 0 | 1
|  | 6 | 4 | 09:16-09:30 | 0 | 1
|  | 6 | 4 | 09:31-09:45 | 0 | 1
|  | 6 | 4 | 09:46-10:00 | 0 | 1
|  | 6 | 4 | 10:01-10:15 | 0 | 1
|  | 6 | 4 | 10:16-10:30 | 0 | 1
|  | 6 | 4 | 10:31-10:45 | 0 | 1
|  | 6 | 4 | 10:46-11:00 | 0 | 1
|  | 6 | 4 | 11:01-11:15 | 0 | 1
|  | 6 | 4 | 11:16-11:30 | 0 | 1
|  | 6 | 4 | 11:31-11:45 | 0 | 1
|  | 6 | 4 | 11:46-12:00 | 0 | 1
|  | 6 | 4 | 12:01-12:15 | 0 | 1
|  | 6 | 4 | 12:16-12:30 | 0 | 1
|  | 6 | 4 | 12:31-12:45 | 0 | 1
|  | 6 | 4 | 12:46-13:00 | 0 | 1
|  | 6 | 4 | 13:01-13:15 | 0 | 1
|  | 6 | 4 | 13:16-13:30 | 0 | 1
|  | 6 | 4 | 13:31-13:45 | 0 | 1
|  | 6 | 4 | 13:46-14:00 | 0 | 1
|  | 6 | 4 | 14:01-14:15 | 0 | 1
|  | 6 | 4 | 14:16-14:30 | 0 | 1
|  | 6 | 4 | 14:31-14:45 | 0 | 1
|  | 6 | 4 | 14:46-15:00 | 0 | 1
|  | 6 | 4 | 15:01-15:15 | 0 | 1
|  | 6 | 4 | 15:16-15:30 | 0 | 1
|  | 6 | 4 | 15:31-15:45 | 0 | 1
|  | 6 | 4 | 15:46-16:00 | 0 | 1
|  | 6 | 4 | 16:01-16:15 | 0 | 1
|  | 6 | 4 | 16:16-16:30 | 0 | 1
|  | 6 | 4 | 16:31-16:45 | 0 | 1
|  | 6 | 4 | 16:46-17:00 | 0 | 1
|  | 6 | 4 | 17:01-17:15 | 0 | 1
|  | 6 | 4 | 17:16-17:30 | 0 | 1
|  | 6 | 4 | 17:31-17:45 | 0 | 1
|  | 6 | 4 | 17:46-18:00 | 0 | 1
|  | 6 | 4 | 18:01-18:15 | 0 | 1
|  | 6 | 4 | 18:16-18:30 | 0 | 1
|  | 6 | 4 | 18:31-18:45 | 0 | 1
|  | 6 | 4 | 18:46-19:00 | 0 | 1
|  | 6 | 4 | 19:01-19:15 | 0 | 1
|  | 6 | 4 | 19:16-19:30 | 0 | 1
|  | 6 | 4 | 19:31-19:45 | 0 | 1
|  | 6 | 4 | 19:46-20:00 | 0 | 1
|  | 6 | 4 | 20:01-20:15 | 0 | 1
|  | 6 | 4 | 20:16-20:30 | 0 | 1
|  | 6 | 4 | 20:31-20:45 | 0 | 1
|  | 6 | 4 | 20:46-21:00 | 0 | 1
|  | 6 | 4 | 21:01-21:15 | 0 | 1
|  | 6 | 4 | 21:16-21:30 | 0 | 1
|  | 6 | 4 | 21:31-21:45 | 0 | 1
|  | 6 | 4 | 21:46-22:00 | 0 | 1
|  | 6 | 4 | 22:01-22:15 | 0 | 1
|  | 6 | 4 | 22:16-22:30 | 0 | 1
|  | 6 | 4 | 22:31-22:45 | 0 | 1
|  | 6 | 4 | 22:46-23:00 | 0 | 1
|  | 6 | 4 | 23:01-23:15 | 0 | 1
|  | 6 | 4 | 23:16-23:30 | 0 | 1
|  | 6 | 4 | 23:31-23:45 | 0 | 1
|  | 6 | 4 | 23:46-24:00 | 0 | 1
|  | 6 | 5 | 00:01-00:15 | 1 | 1
|  | 6 | 5 | 00:16-00:30 | 1 | 1
|  | 6 | 5 | 00:31-00:45 | 1 | 1
|  | 6 | 5 | 00:46-01:00 | 1 | 1
|  | 6 | 5 | 01:01-01:15 | 1 | 1
|  | 6 | 5 | 01:16-01:30 | 1 | 1
|  | 6 | 5 | 01:31-01:45 | 1 | 1
|  | 6 | 5 | 01:46-02:00 | 1 | 1
|  | 6 | 5 | 02:01-02:15 | 1 | 1
|  | 6 | 5 | 02:16-02:30 | 1 | 1
|  | 6 | 5 | 02:31-02:45 | 1 | 1
|  | 6 | 5 | 02:46-03:00 | 1 | 1
|  | 6 | 5 | 03:01-03:15 | 1 | 1
|  | 6 | 5 | 03:16-03:30 | 1 | 1
|  | 6 | 5 | 03:31-03:45 | 1 | 1
|  | 6 | 5 | 03:46-04:00 | 1 | 1
|  | 6 | 5 | 04:01-04:15 | 1 | 1
|  | 6 | 5 | 04:16-04:30 | 1 | 1
|  | 6 | 5 | 04:31-04:45 | 1 | 1
|  | 6 | 5 | 04:46-05:00 | 1 | 1
|  | 6 | 5 | 05:01-05:15 | 1 | 1
|  | 6 | 5 | 05:16-05:30 | 1 | 1
|  | 6 | 5 | 05:31-05:45 | 1 | 1
|  | 6 | 5 | 05:46-06:00 | 1 | 1
|  | 6 | 5 | 06:01-06:15 | 1 | 1
|  | 6 | 5 | 06:16-06:30 | 1 | 1
|  | 6 | 5 | 06:31-06:45 | 1 | 1
|  | 6 | 5 | 06:46-07:00 | 1 | 1
|  | 6 | 5 | 07:01-07:15 | 1 | 1
|  | 6 | 5 | 07:16-07:30 | 1 | 1
|  | 6 | 5 | 07:31-07:45 | 1 | 1
|  | 6 | 5 | 07:46-08:00 | 1 | 1
|  | 6 | 5 | 08:01-08:15 | 1 | 1
|  | 6 | 5 | 08:16-08:30 | 1 | 1
|  | 6 | 5 | 08:31-08:45 | 1 | 1
|  | 6 | 5 | 08:46-09:00 | 1 | 1
|  | 6 | 5 | 09:01-09:15 | 1 | 1
|  | 6 | 5 | 09:16-09:30 | 1 | 1
|  | 6 | 5 | 09:31-09:45 | 1 | 1
|  | 6 | 5 | 09:46-10:00 | 1 | 1
|  | 6 | 5 | 10:01-10:15 | 1 | 1
|  | 6 | 5 | 10:16-10:30 | 1 | 1
|  | 6 | 5 | 10:31-10:45 | 1 | 1
|  | 6 | 5 | 10:46-11:00 | 1 | 1
|  | 6 | 5 | 11:01-11:15 | 1 | 1
|  | 6 | 5 | 11:16-11:30 | 1 | 1
|  | 6 | 5 | 11:31-11:45 | 1 | 1
|  | 6 | 5 | 11:46-12:00 | 1 | 1
|  | 6 | 5 | 12:01-12:15 | 1 | 1
|  | 6 | 5 | 12:16-12:30 | 1 | 1
|  | 6 | 5 | 12:31-12:45 | 1 | 1
|  | 6 | 5 | 12:46-13:00 | 1 | 1
|  | 6 | 5 | 13:01-13:15 | 1 | 1
|  | 6 | 5 | 13:16-13:30 | 1 | 1
|  | 6 | 5 | 13:31-13:45 | 1 | 1
|  | 6 | 5 | 13:46-14:00 | 1 | 1
|  | 6 | 5 | 14:01-14:15 | 1 | 1
|  | 6 | 5 | 14:16-14:30 | 1 | 1
|  | 6 | 5 | 14:31-14:45 | 1 | 1
|  | 6 | 5 | 14:46-15:00 | 1 | 1
|  | 6 | 5 | 15:01-15:15 | 1 | 1
|  | 6 | 5 | 15:16-15:30 | 1 | 1
|  | 6 | 5 | 15:31-15:45 | 1 | 1
|  | 6 | 5 | 15:46-16:00 | 1 | 1
|  | 6 | 5 | 16:01-16:15 | 1 | 1
|  | 6 | 5 | 16:16-16:30 | 1 | 1
|  | 6 | 5 | 16:31-16:45 | 1 | 1
|  | 6 | 5 | 16:46-17:00 | 1 | 1
|  | 6 | 5 | 17:01-17:15 | 1 | 1
|  | 6 | 5 | 17:16-17:30 | 1 | 1
|  | 6 | 5 | 17:31-17:45 | 1 | 1
|  | 6 | 5 | 17:46-18:00 | 1 | 1
|  | 6 | 5 | 18:01-18:15 | 1 | 1
|  | 6 | 5 | 18:16-18:30 | 1 | 1
|  | 6 | 5 | 18:31-18:45 | 1 | 1
|  | 6 | 5 | 18:46-19:00 | 1 | 1
|  | 6 | 5 | 19:01-19:15 | 1 | 1
|  | 6 | 5 | 19:16-19:30 | 1 | 1
|  | 6 | 5 | 19:31-19:45 | 1 | 1
|  | 6 | 5 | 19:46-20:00 | 1 | 1
|  | 6 | 5 | 20:01-20:15 | 1 | 1
|  | 6 | 5 | 20:16-20:30 | 1 | 1
|  | 6 | 5 | 20:31-20:45 | 1 | 1
|  | 6 | 5 | 20:46-21:00 | 1 | 1
|  | 6 | 5 | 21:01-21:15 | 1 | 1
|  | 6 | 5 | 21:16-21:30 | 1 | 1
|  | 6 | 5 | 21:31-21:45 | 1 | 1
|  | 6 | 5 | 21:46-22:00 | 1 | 1
|  | 6 | 5 | 22:01-22:15 | 1 | 1
|  | 6 | 5 | 22:16-22:30 | 1 | 1
|  | 6 | 5 | 22:31-22:45 | 1 | 1
|  | 6 | 5 | 22:46-23:00 | 1 | 1
|  | 6 | 5 | 23:01-23:15 | 1 | 1
|  | 6 | 5 | 23:16-23:30 | 1 | 1
|  | 6 | 5 | 23:31-23:45 | 1 | 1
|  | 6 | 5 | 23:46-24:00 | 1 | 1
|  | 6 | 6 | 00:01-00:15 | 1 | 1
|  | 6 | 6 | 00:16-00:30 | 1 | 1
|  | 6 | 6 | 00:31-00:45 | 1 | 1
|  | 6 | 6 | 00:46-01:00 | 1 | 1
|  | 6 | 6 | 01:01-01:15 | 1 | 1
|  | 6 | 6 | 01:16-01:30 | 1 | 1
|  | 6 | 6 | 01:31-01:45 | 1 | 1
|  | 6 | 6 | 01:46-02:00 | 1 | 1
|  | 6 | 6 | 02:01-02:15 | 1 | 1
|  | 6 | 6 | 02:16-02:30 | 1 | 1
|  | 6 | 6 | 02:31-02:45 | 1 | 1
|  | 6 | 6 | 02:46-03:00 | 1 | 1
|  | 6 | 6 | 03:01-03:15 | 1 | 1
|  | 6 | 6 | 03:16-03:30 | 1 | 1
|  | 6 | 6 | 03:31-03:45 | 1 | 1
|  | 6 | 6 | 03:46-04:00 | 1 | 1
|  | 6 | 6 | 04:01-04:15 | 1 | 1
|  | 6 | 6 | 04:16-04:30 | 1 | 1
|  | 6 | 6 | 04:31-04:45 | 1 | 1
|  | 6 | 6 | 04:46-05:00 | 1 | 1
|  | 6 | 6 | 05:01-05:15 | 1 | 1
|  | 6 | 6 | 05:16-05:30 | 1 | 1
|  | 6 | 6 | 05:31-05:45 | 1 | 1
|  | 6 | 6 | 05:46-06:00 | 1 | 1
|  | 6 | 6 | 06:01-06:15 | 1 | 1
|  | 6 | 6 | 06:16-06:30 | 1 | 1
|  | 6 | 6 | 06:31-06:45 | 1 | 1
|  | 6 | 6 | 06:46-07:00 | 1 | 1
|  | 6 | 6 | 07:01-07:15 | 1 | 1
|  | 6 | 6 | 07:16-07:30 | 1 | 1
|  | 6 | 6 | 07:31-07:45 | 1 | 1
|  | 6 | 6 | 07:46-08:00 | 1 | 1
|  | 6 | 6 | 08:01-08:15 | 1 | 1
|  | 6 | 6 | 08:16-08:30 | 1 | 1
|  | 6 | 6 | 08:31-08:45 | 1 | 1
|  | 6 | 6 | 08:46-09:00 | 1 | 1
|  | 6 | 6 | 09:01-09:15 | 1 | 1
|  | 6 | 6 | 09:16-09:30 | 1 | 1
|  | 6 | 6 | 09:31-09:45 | 1 | 1
|  | 6 | 6 | 09:46-10:00 | 1 | 1
|  | 6 | 6 | 10:01-10:15 | 1 | 1
|  | 6 | 6 | 10:16-10:30 | 1 | 1
|  | 6 | 6 | 10:31-10:45 | 1 | 1
|  | 6 | 6 | 10:46-11:00 | 1 | 1
|  | 6 | 6 | 11:01-11:15 | 1 | 1
|  | 6 | 6 | 11:16-11:30 | 1 | 1
|  | 6 | 6 | 11:31-11:45 | 1 | 1
|  | 6 | 6 | 11:46-12:00 | 1 | 1
|  | 6 | 6 | 12:01-12:15 | 1 | 1
|  | 6 | 6 | 12:16-12:30 | 1 | 1
|  | 6 | 6 | 12:31-12:45 | 1 | 1
|  | 6 | 6 | 12:46-13:00 | 1 | 1
|  | 6 | 6 | 13:01-13:15 | 1 | 1
|  | 6 | 6 | 13:16-13:30 | 1 | 1
|  | 6 | 6 | 13:31-13:45 | 1 | 1
|  | 6 | 6 | 13:46-14:00 | 1 | 1
|  | 6 | 6 | 14:01-14:15 | 1 | 1
|  | 6 | 6 | 14:16-14:30 | 1 | 1
|  | 6 | 6 | 14:31-14:45 | 1 | 1
|  | 6 | 6 | 14:46-15:00 | 1 | 1
|  | 6 | 6 | 15:01-15:15 | 1 | 1
|  | 6 | 6 | 15:16-15:30 | 1 | 1
|  | 6 | 6 | 15:31-15:45 | 1 | 1
|  | 6 | 6 | 15:46-16:00 | 1 | 1
|  | 6 | 6 | 16:01-16:15 | 1 | 1
|  | 6 | 6 | 16:16-16:30 | 1 | 1
|  | 6 | 6 | 16:31-16:45 | 1 | 1
|  | 6 | 6 | 16:46-17:00 | 1 | 1
|  | 6 | 6 | 17:01-17:15 | 1 | 1
|  | 6 | 6 | 17:16-17:30 | 1 | 1
|  | 6 | 6 | 17:31-17:45 | 1 | 1
|  | 6 | 6 | 17:46-18:00 | 1 | 1
|  | 6 | 6 | 18:01-18:15 | 1 | 1
|  | 6 | 6 | 18:16-18:30 | 1 | 1
|  | 6 | 6 | 18:31-18:45 | 1 | 1
|  | 6 | 6 | 18:46-19:00 | 1 | 1
|  | 6 | 6 | 19:01-19:15 | 1 | 1
|  | 6 | 6 | 19:16-19:30 | 1 | 1
|  | 6 | 6 | 19:31-19:45 | 1 | 1
|  | 6 | 6 | 19:46-20:00 | 1 | 1
|  | 6 | 6 | 20:01-20:15 | 1 | 1
|  | 6 | 6 | 20:16-20:30 | 1 | 1
|  | 6 | 6 | 20:31-20:45 | 1 | 1
|  | 6 | 6 | 20:46-21:00 | 1 | 1
|  | 6 | 6 | 21:01-21:15 | 1 | 1
|  | 6 | 6 | 21:16-21:30 | 1 | 1
|  | 6 | 6 | 21:31-21:45 | 1 | 1
|  | 6 | 6 | 21:46-22:00 | 1 | 1
|  | 6 | 6 | 22:01-22:15 | 1 | 1
|  | 6 | 6 | 22:16-22:30 | 1 | 1
|  | 6 | 6 | 22:31-22:45 | 1 | 1
|  | 6 | 6 | 22:46-23:00 | 1 | 1
|  | 6 | 6 | 23:01-23:15 | 1 | 1
|  | 6 | 6 | 23:16-23:30 | 1 | 1
|  | 6 | 6 | 23:31-23:45 | 1 | 1
|  | 6 | 6 | 23:46-24:00 | 1 | 1
|  | 6 | 7 | 00:01-00:15 | 1 | 1
|  | 6 | 7 | 00:16-00:30 | 1 | 1
|  | 6 | 7 | 00:31-00:45 | 1 | 1
|  | 6 | 7 | 00:46-01:00 | 1 | 1
|  | 6 | 7 | 01:01-01:15 | 1 | 1
|  | 6 | 7 | 01:16-01:30 | 1 | 1
|  | 6 | 7 | 01:31-01:45 | 1 | 1
|  | 6 | 7 | 01:46-02:00 | 1 | 1
|  | 6 | 7 | 02:01-02:15 | 1 | 1
|  | 6 | 7 | 02:16-02:30 | 1 | 1
|  | 6 | 7 | 02:31-02:45 | 1 | 1
|  | 6 | 7 | 02:46-03:00 | 1 | 1
|  | 6 | 7 | 03:01-03:15 | 1 | 1
|  | 6 | 7 | 03:16-03:30 | 1 | 1
|  | 6 | 7 | 03:31-03:45 | 1 | 1
|  | 6 | 7 | 03:46-04:00 | 1 | 1
|  | 6 | 7 | 04:01-04:15 | 1 | 1
|  | 6 | 7 | 04:16-04:30 | 1 | 1
|  | 6 | 7 | 04:31-04:45 | 1 | 1
|  | 6 | 7 | 04:46-05:00 | 1 | 1
|  | 6 | 7 | 05:01-05:15 | 1 | 1
|  | 6 | 7 | 05:16-05:30 | 1 | 1
|  | 6 | 7 | 05:31-05:45 | 1 | 1
|  | 6 | 7 | 05:46-06:00 | 1 | 1
|  | 6 | 7 | 06:01-06:15 | 1 | 1
|  | 6 | 7 | 06:16-06:30 | 1 | 1
|  | 6 | 7 | 06:31-06:45 | 1 | 1
|  | 6 | 7 | 06:46-07:00 | 1 | 1
|  | 6 | 7 | 07:01-07:15 | 1 | 1
|  | 6 | 7 | 07:16-07:30 | 1 | 1
|  | 6 | 7 | 07:31-07:45 | 1 | 1
|  | 6 | 7 | 07:46-08:00 | 1 | 1
|  | 6 | 7 | 08:01-08:15 | 1 | 1
|  | 6 | 7 | 08:16-08:30 | 1 | 1
|  | 6 | 7 | 08:31-08:45 | 1 | 1
|  | 6 | 7 | 08:46-09:00 | 1 | 1
|  | 6 | 7 | 09:01-09:15 | 1 | 1
|  | 6 | 7 | 09:16-09:30 | 1 | 1
|  | 6 | 7 | 09:31-09:45 | 1 | 1
|  | 6 | 7 | 09:46-10:00 | 1 | 1
|  | 6 | 7 | 10:01-10:15 | 1 | 1
|  | 6 | 7 | 10:16-10:30 | 1 | 1
|  | 6 | 7 | 10:31-10:45 | 1 | 1
|  | 6 | 7 | 10:46-11:00 | 1 | 1
|  | 6 | 7 | 11:01-11:15 | 1 | 1
|  | 6 | 7 | 11:16-11:30 | 1 | 1
|  | 6 | 7 | 11:31-11:45 | 1 | 1
|  | 6 | 7 | 11:46-12:00 | 1 | 1
|  | 6 | 7 | 12:01-12:15 | 1 | 1
|  | 6 | 7 | 12:16-12:30 | 1 | 1
|  | 6 | 7 | 12:31-12:45 | 1 | 1
|  | 6 | 7 | 12:46-13:00 | 1 | 1
|  | 6 | 7 | 13:01-13:15 | 1 | 1
|  | 6 | 7 | 13:16-13:30 | 1 | 1
|  | 6 | 7 | 13:31-13:45 | 1 | 1
|  | 6 | 7 | 13:46-14:00 | 1 | 1
|  | 6 | 7 | 14:01-14:15 | 1 | 1
|  | 6 | 7 | 14:16-14:30 | 1 | 1
|  | 6 | 7 | 14:31-14:45 | 1 | 1
|  | 6 | 7 | 14:46-15:00 | 1 | 1
|  | 6 | 7 | 15:01-15:15 | 1 | 1
|  | 6 | 7 | 15:16-15:30 | 1 | 1
|  | 6 | 7 | 15:31-15:45 | 1 | 1
|  | 6 | 7 | 15:46-16:00 | 1 | 1
|  | 6 | 7 | 16:01-16:15 | 1 | 1
|  | 6 | 7 | 16:16-16:30 | 1 | 1
|  | 6 | 7 | 16:31-16:45 | 1 | 1
|  | 6 | 7 | 16:46-17:00 | 1 | 1
|  | 6 | 7 | 17:01-17:15 | 1 | 1
|  | 6 | 7 | 17:16-17:30 | 1 | 1
|  | 6 | 7 | 17:31-17:45 | 1 | 1
|  | 6 | 7 | 17:46-18:00 | 1 | 1
|  | 6 | 7 | 18:01-18:15 | 1 | 1
|  | 6 | 7 | 18:16-18:30 | 1 | 1
|  | 6 | 7 | 18:31-18:45 | 1 | 1
|  | 6 | 7 | 18:46-19:00 | 1 | 1
|  | 6 | 7 | 19:01-19:15 | 1 | 1
|  | 6 | 7 | 19:16-19:30 | 1 | 1
|  | 6 | 7 | 19:31-19:45 | 1 | 1
|  | 6 | 7 | 19:46-20:00 | 1 | 1
|  | 6 | 7 | 20:01-20:15 | 1 | 1
|  | 6 | 7 | 20:16-20:30 | 1 | 1
|  | 6 | 7 | 20:31-20:45 | 1 | 1
|  | 6 | 7 | 20:46-21:00 | 1 | 1
|  | 6 | 7 | 21:01-21:15 | 1 | 1
|  | 6 | 7 | 21:16-21:30 | 1 | 1
|  | 6 | 7 | 21:31-21:45 | 1 | 1
|  | 6 | 7 | 21:46-22:00 | 1 | 1
|  | 6 | 7 | 22:01-22:15 | 1 | 1
|  | 6 | 7 | 22:16-22:30 | 1 | 1
|  | 6 | 7 | 22:31-22:45 | 1 | 1
|  | 6 | 7 | 22:46-23:00 | 1 | 1
|  | 6 | 7 | 23:01-23:15 | 1 | 1
|  | 6 | 7 | 23:16-23:30 | 1 | 1
|  | 6 | 7 | 23:31-23:45 | 1 | 1
|  | 6 | 7 | 23:46-24:00 | 1 | 1
|  | 6 | 8 | 00:01-00:15 | 1 | 1
|  | 6 | 8 | 00:16-00:30 | 1 | 1
|  | 6 | 8 | 00:31-00:45 | 1 | 1
|  | 6 | 8 | 00:46-01:00 | 1 | 1
|  | 6 | 8 | 01:01-01:15 | 1 | 1
|  | 6 | 8 | 01:16-01:30 | 1 | 1
|  | 6 | 8 | 01:31-01:45 | 1 | 1
|  | 6 | 8 | 01:46-02:00 | 1 | 1
|  | 6 | 8 | 02:01-02:15 | 1 | 1
|  | 6 | 8 | 02:16-02:30 | 1 | 1
|  | 6 | 8 | 02:31-02:45 | 1 | 1
|  | 6 | 8 | 02:46-03:00 | 1 | 1
|  | 6 | 8 | 03:01-03:15 | 1 | 1
|  | 6 | 8 | 03:16-03:30 | 1 | 1
|  | 6 | 8 | 03:31-03:45 | 1 | 1
|  | 6 | 8 | 03:46-04:00 | 1 | 1
|  | 6 | 8 | 04:01-04:15 | 1 | 1
|  | 6 | 8 | 04:16-04:30 | 1 | 1
|  | 6 | 8 | 04:31-04:45 | 1 | 1
|  | 6 | 8 | 04:46-05:00 | 1 | 1
|  | 6 | 8 | 05:01-05:15 | 1 | 1
|  | 6 | 8 | 05:16-05:30 | 1 | 1
|  | 6 | 8 | 05:31-05:45 | 1 | 1
|  | 6 | 8 | 05:46-06:00 | 1 | 1
|  | 6 | 8 | 06:01-06:15 | 1 | 1
|  | 6 | 8 | 06:16-06:30 | 1 | 1
|  | 6 | 8 | 06:31-06:45 | 1 | 1
|  | 6 | 8 | 06:46-07:00 | 1 | 1
|  | 6 | 8 | 07:01-07:15 | 1 | 1
|  | 6 | 8 | 07:16-07:30 | 1 | 1
|  | 6 | 8 | 07:31-07:45 | 1 | 1
|  | 6 | 8 | 07:46-08:00 | 1 | 1
|  | 6 | 8 | 08:01-08:15 | 1 | 1
|  | 6 | 8 | 08:16-08:30 | 1 | 1
|  | 6 | 8 | 08:31-08:45 | 1 | 1
|  | 6 | 8 | 08:46-09:00 | 1 | 1
|  | 6 | 8 | 09:01-09:15 | 1 | 1
|  | 6 | 8 | 09:16-09:30 | 1 | 1
|  | 6 | 8 | 09:31-09:45 | 1 | 1
|  | 6 | 8 | 09:46-10:00 | 1 | 1
|  | 6 | 8 | 10:01-10:15 | 1 | 1
|  | 6 | 8 | 10:16-10:30 | 1 | 1
|  | 6 | 8 | 10:31-10:45 | 1 | 1
|  | 6 | 8 | 10:46-11:00 | 1 | 1
|  | 6 | 8 | 11:01-11:15 | 1 | 1
|  | 6 | 8 | 11:16-11:30 | 1 | 1
|  | 6 | 8 | 11:31-11:45 | 1 | 1
|  | 6 | 8 | 11:46-12:00 | 1 | 1
|  | 6 | 8 | 12:01-12:15 | 1 | 1
|  | 6 | 8 | 12:16-12:30 | 1 | 1
|  | 6 | 8 | 12:31-12:45 | 1 | 1
|  | 6 | 8 | 12:46-13:00 | 1 | 1
|  | 6 | 8 | 13:01-13:15 | 1 | 1
|  | 6 | 8 | 13:16-13:30 | 1 | 1
|  | 6 | 8 | 13:31-13:45 | 1 | 1
|  | 6 | 8 | 13:46-14:00 | 1 | 1
|  | 6 | 8 | 14:01-14:15 | 1 | 1
|  | 6 | 8 | 14:16-14:30 | 1 | 1
|  | 6 | 8 | 14:31-14:45 | 1 | 1
|  | 6 | 8 | 14:46-15:00 | 1 | 1
|  | 6 | 8 | 15:01-15:15 | 1 | 1
|  | 6 | 8 | 15:16-15:30 | 1 | 1
|  | 6 | 8 | 15:31-15:45 | 1 | 1
|  | 6 | 8 | 15:46-16:00 | 1 | 1
|  | 6 | 8 | 16:01-16:15 | 1 | 1
|  | 6 | 8 | 16:16-16:30 | 1 | 1
|  | 6 | 8 | 16:31-16:45 | 1 | 1
|  | 6 | 8 | 16:46-17:00 | 1 | 1
|  | 6 | 8 | 17:01-17:15 | 1 | 1
|  | 6 | 8 | 17:16-17:30 | 1 | 1
|  | 6 | 8 | 17:31-17:45 | 1 | 1
|  | 6 | 8 | 17:46-18:00 | 1 | 1
|  | 6 | 8 | 18:01-18:15 | 1 | 1
|  | 6 | 8 | 18:16-18:30 | 1 | 1
|  | 6 | 8 | 18:31-18:45 | 1 | 1
|  | 6 | 8 | 18:46-19:00 | 1 | 1
|  | 6 | 8 | 19:01-19:15 | 1 | 1
|  | 6 | 8 | 19:16-19:30 | 1 | 1
|  | 6 | 8 | 19:31-19:45 | 1 | 1
|  | 6 | 8 | 19:46-20:00 | 1 | 1
|  | 6 | 8 | 20:01-20:15 | 1 | 1
|  | 6 | 8 | 20:16-20:30 | 1 | 1
|  | 6 | 8 | 20:31-20:45 | 1 | 1
|  | 6 | 8 | 20:46-21:00 | 1 | 1
|  | 6 | 8 | 21:01-21:15 | 1 | 1
|  | 6 | 8 | 21:16-21:30 | 1 | 1
|  | 6 | 8 | 21:31-21:45 | 1 | 1
|  | 6 | 8 | 21:46-22:00 | 1 | 1
|  | 6 | 8 | 22:01-22:15 | 1 | 1
|  | 6 | 8 | 22:16-22:30 | 1 | 1
|  | 6 | 8 | 22:31-22:45 | 1 | 1
|  | 6 | 8 | 22:46-23:00 | 1 | 1
|  | 6 | 8 | 23:01-23:15 | 1 | 1
|  | 6 | 8 | 23:16-23:30 | 1 | 1
|  | 6 | 8 | 23:31-23:45 | 1 | 1
|  | 6 | 8 | 23:46-24:00 | 1 | 1
|  | 6 | 9 | 00:01-00:15 | 1 | 1
|  | 6 | 9 | 00:16-00:30 | 1 | 1
|  | 6 | 9 | 00:31-00:45 | 1 | 1
|  | 6 | 9 | 00:46-01:00 | 1 | 1
|  | 6 | 9 | 01:01-01:15 | 1 | 1
|  | 6 | 9 | 01:16-01:30 | 1 | 1
|  | 6 | 9 | 01:31-01:45 | 1 | 1
|  | 6 | 9 | 01:46-02:00 | 1 | 1
|  | 6 | 9 | 02:01-02:15 | 1 | 1
|  | 6 | 9 | 02:16-02:30 | 1 | 1
|  | 6 | 9 | 02:31-02:45 | 1 | 1
|  | 6 | 9 | 02:46-03:00 | 1 | 1
|  | 6 | 9 | 03:01-03:15 | 1 | 1
|  | 6 | 9 | 03:16-03:30 | 1 | 1
|  | 6 | 9 | 03:31-03:45 | 1 | 1
|  | 6 | 9 | 03:46-04:00 | 1 | 1
|  | 6 | 9 | 04:01-04:15 | 1 | 1
|  | 6 | 9 | 04:16-04:30 | 1 | 1
|  | 6 | 9 | 04:31-04:45 | 1 | 1
|  | 6 | 9 | 04:46-05:00 | 1 | 1
|  | 6 | 9 | 05:01-05:15 | 1 | 1
|  | 6 | 9 | 05:16-05:30 | 1 | 1
|  | 6 | 9 | 05:31-05:45 | 1 | 1
|  | 6 | 9 | 05:46-06:00 | 1 | 1
|  | 6 | 9 | 06:01-06:15 | 1 | 1
|  | 6 | 9 | 06:16-06:30 | 1 | 1
|  | 6 | 9 | 06:31-06:45 | 1 | 1
|  | 6 | 9 | 06:46-07:00 | 1 | 1
|  | 6 | 9 | 07:01-07:15 | 1 | 1
|  | 6 | 9 | 07:16-07:30 | 1 | 1
|  | 6 | 9 | 07:31-07:45 | 1 | 1
|  | 6 | 9 | 07:46-08:00 | 1 | 1
|  | 6 | 9 | 08:01-08:15 | 1 | 1
|  | 6 | 9 | 08:16-08:30 | 1 | 1
|  | 6 | 9 | 08:31-08:45 | 1 | 1
|  | 6 | 9 | 08:46-09:00 | 1 | 1
|  | 6 | 9 | 09:01-09:15 | 1 | 1
|  | 6 | 9 | 09:16-09:30 | 1 | 1
|  | 6 | 9 | 09:31-09:45 | 1 | 1
|  | 6 | 9 | 09:46-10:00 | 1 | 1
|  | 6 | 9 | 10:01-10:15 | 1 | 1
|  | 6 | 9 | 10:16-10:30 | 1 | 1
|  | 6 | 9 | 10:31-10:45 | 1 | 1
|  | 6 | 9 | 10:46-11:00 | 1 | 1
|  | 6 | 9 | 11:01-11:15 | 1 | 1
|  | 6 | 9 | 11:16-11:30 | 1 | 1
|  | 6 | 9 | 11:31-11:45 | 1 | 1
|  | 6 | 9 | 11:46-12:00 | 1 | 1
|  | 6 | 9 | 12:01-12:15 | 1 | 1
|  | 6 | 9 | 12:16-12:30 | 1 | 1
|  | 6 | 9 | 12:31-12:45 | 1 | 1
|  | 6 | 9 | 12:46-13:00 | 1 | 1
|  | 6 | 9 | 13:01-13:15 | 1 | 1
|  | 6 | 9 | 13:16-13:30 | 1 | 1
|  | 6 | 9 | 13:31-13:45 | 1 | 1
|  | 6 | 9 | 13:46-14:00 | 1 | 1
|  | 6 | 9 | 14:01-14:15 | 1 | 1
|  | 6 | 9 | 14:16-14:30 | 1 | 1
|  | 6 | 9 | 14:31-14:45 | 1 | 1
|  | 6 | 9 | 14:46-15:00 | 1 | 1
|  | 6 | 9 | 15:01-15:15 | 1 | 1
|  | 6 | 9 | 15:16-15:30 | 1 | 1
|  | 6 | 9 | 15:31-15:45 | 1 | 1
|  | 6 | 9 | 15:46-16:00 | 1 | 1
|  | 6 | 9 | 16:01-16:15 | 1 | 1
|  | 6 | 9 | 16:16-16:30 | 1 | 1
|  | 6 | 9 | 16:31-16:45 | 1 | 1
|  | 6 | 9 | 16:46-17:00 | 1 | 1
|  | 6 | 9 | 17:01-17:15 | 1 | 1
|  | 6 | 9 | 17:16-17:30 | 1 | 1
|  | 6 | 9 | 17:31-17:45 | 1 | 1
|  | 6 | 9 | 17:46-18:00 | 1 | 1
|  | 6 | 9 | 18:01-18:15 | 1 | 1
|  | 6 | 9 | 18:16-18:30 | 1 | 1
|  | 6 | 9 | 18:31-18:45 | 1 | 1
|  | 6 | 9 | 18:46-19:00 | 1 | 1
|  | 6 | 9 | 19:01-19:15 | 1 | 1
|  | 6 | 9 | 19:16-19:30 | 1 | 1
|  | 6 | 9 | 19:31-19:45 | 1 | 1
|  | 6 | 9 | 19:46-20:00 | 1 | 1
|  | 6 | 9 | 20:01-20:15 | 1 | 1
|  | 6 | 9 | 20:16-20:30 | 1 | 1
|  | 6 | 9 | 20:31-20:45 | 1 | 1
|  | 6 | 9 | 20:46-21:00 | 1 | 1
|  | 6 | 9 | 21:01-21:15 | 1 | 1
|  | 6 | 9 | 21:16-21:30 | 1 | 1
|  | 6 | 9 | 21:31-21:45 | 1 | 1
|  | 6 | 9 | 21:46-22:00 | 1 | 1
|  | 6 | 9 | 22:01-22:15 | 1 | 1
|  | 6 | 9 | 22:16-22:30 | 1 | 1
|  | 6 | 9 | 22:31-22:45 | 1 | 1
|  | 6 | 9 | 22:46-23:00 | 1 | 1
|  | 6 | 9 | 23:01-23:15 | 1 | 1
|  | 6 | 9 | 23:16-23:30 | 1 | 1
|  | 6 | 9 | 23:31-23:45 | 1 | 1
|  | 6 | 9 | 23:46-24:00 | 1 | 1
|  | 6 | 10 | 00:01-00:15 | 0 | 1
|  | 6 | 10 | 00:16-00:30 | 0 | 1
|  | 6 | 10 | 00:31-00:45 | 0 | 1
|  | 6 | 10 | 00:46-01:00 | 0 | 1
|  | 6 | 10 | 01:01-01:15 | 0 | 1
|  | 6 | 10 | 01:16-01:30 | 0 | 1
|  | 6 | 10 | 01:31-01:45 | 0 | 1
|  | 6 | 10 | 01:46-02:00 | 0 | 1
|  | 6 | 10 | 02:01-02:15 | 0 | 1
|  | 6 | 10 | 02:16-02:30 | 0 | 1
|  | 6 | 10 | 02:31-02:45 | 0 | 1
|  | 6 | 10 | 02:46-03:00 | 0 | 1
|  | 6 | 10 | 03:01-03:15 | 0 | 1
|  | 6 | 10 | 03:16-03:30 | 0 | 1
|  | 6 | 10 | 03:31-03:45 | 0 | 1
|  | 6 | 10 | 03:46-04:00 | 0 | 1
|  | 6 | 10 | 04:01-04:15 | 0 | 1
|  | 6 | 10 | 04:16-04:30 | 0 | 1
|  | 6 | 10 | 04:31-04:45 | 0 | 1
|  | 6 | 10 | 04:46-05:00 | 0 | 1
|  | 6 | 10 | 05:01-05:15 | 0 | 1
|  | 6 | 10 | 05:16-05:30 | 0 | 1
|  | 6 | 10 | 05:31-05:45 | 0 | 1
|  | 6 | 10 | 05:46-06:00 | 0 | 1
|  | 6 | 10 | 06:01-06:15 | 0 | 1
|  | 6 | 10 | 06:16-06:30 | 0 | 1
|  | 6 | 10 | 06:31-06:45 | 0 | 1
|  | 6 | 10 | 06:46-07:00 | 0 | 1
|  | 6 | 10 | 07:01-07:15 | 0 | 1
|  | 6 | 10 | 07:16-07:30 | 0 | 1
|  | 6 | 10 | 07:31-07:45 | 0 | 1
|  | 6 | 10 | 07:46-08:00 | 0 | 1
|  | 6 | 10 | 08:01-08:15 | 0 | 1
|  | 6 | 10 | 08:16-08:30 | 0 | 1
|  | 6 | 10 | 08:31-08:45 | 0 | 1
|  | 6 | 10 | 08:46-09:00 | 0 | 1
|  | 6 | 10 | 09:01-09:15 | 0 | 1
|  | 6 | 10 | 09:16-09:30 | 0 | 1
|  | 6 | 10 | 09:31-09:45 | 0 | 1
|  | 6 | 10 | 09:46-10:00 | 0 | 1
|  | 6 | 10 | 10:01-10:15 | 0 | 1
|  | 6 | 10 | 10:16-10:30 | 0 | 1
|  | 6 | 10 | 10:31-10:45 | 0 | 1
|  | 6 | 10 | 10:46-11:00 | 0 | 1
|  | 6 | 10 | 11:01-11:15 | 0 | 1
|  | 6 | 10 | 11:16-11:30 | 0 | 1
|  | 6 | 10 | 11:31-11:45 | 0 | 1
|  | 6 | 10 | 11:46-12:00 | 0 | 1
|  | 6 | 10 | 12:01-12:15 | 0 | 1
|  | 6 | 10 | 12:16-12:30 | 0 | 1
|  | 6 | 10 | 12:31-12:45 | 0 | 1
|  | 6 | 10 | 12:46-13:00 | 0 | 1
|  | 6 | 10 | 13:01-13:15 | 0 | 1
|  | 6 | 10 | 13:16-13:30 | 0 | 1
|  | 6 | 10 | 13:31-13:45 | 0 | 1
|  | 6 | 10 | 13:46-14:00 | 0 | 1
|  | 6 | 10 | 14:01-14:15 | 0 | 1
|  | 6 | 10 | 14:16-14:30 | 0 | 1
|  | 6 | 10 | 14:31-14:45 | 0 | 1
|  | 6 | 10 | 14:46-15:00 | 0 | 1
|  | 6 | 10 | 15:01-15:15 | 0 | 1
|  | 6 | 10 | 15:16-15:30 | 0 | 1
|  | 6 | 10 | 15:31-15:45 | 0 | 1
|  | 6 | 10 | 15:46-16:00 | 0 | 1
|  | 6 | 10 | 16:01-16:15 | 0 | 1
|  | 6 | 10 | 16:16-16:30 | 0 | 1
|  | 6 | 10 | 16:31-16:45 | 0 | 1
|  | 6 | 10 | 16:46-17:00 | 0 | 1
|  | 6 | 10 | 17:01-17:15 | 0 | 1
|  | 6 | 10 | 17:16-17:30 | 0 | 1
|  | 6 | 10 | 17:31-17:45 | 0 | 1
|  | 6 | 10 | 17:46-18:00 | 0 | 1
|  | 6 | 10 | 18:01-18:15 | 0 | 1
|  | 6 | 10 | 18:16-18:30 | 0 | 1
|  | 6 | 10 | 18:31-18:45 | 0 | 1
|  | 6 | 10 | 18:46-19:00 | 0 | 1
|  | 6 | 10 | 19:01-19:15 | 0 | 1
|  | 6 | 10 | 19:16-19:30 | 0 | 1
|  | 6 | 10 | 19:31-19:45 | 0 | 1
|  | 6 | 10 | 19:46-20:00 | 0 | 1
|  | 6 | 10 | 20:01-20:15 | 0 | 1
|  | 6 | 10 | 20:16-20:30 | 0 | 1
|  | 6 | 10 | 20:31-20:45 | 0 | 1
|  | 6 | 10 | 20:46-21:00 | 0 | 1
|  | 6 | 10 | 21:01-21:15 | 0 | 1
|  | 6 | 10 | 21:16-21:30 | 0 | 1
|  | 6 | 10 | 21:31-21:45 | 0 | 1
|  | 6 | 10 | 21:46-22:00 | 0 | 1
|  | 6 | 10 | 22:01-22:15 | 0 | 1
|  | 6 | 10 | 22:16-22:30 | 0 | 1
|  | 6 | 10 | 22:31-22:45 | 0 | 1
|  | 6 | 10 | 22:46-23:00 | 0 | 1
|  | 6 | 10 | 23:01-23:15 | 0 | 1
|  | 6 | 10 | 23:16-23:30 | 0 | 1
|  | 6 | 10 | 23:31-23:45 | 0 | 1
|  | 6 | 10 | 23:46-24:00 | 0 | 1
|  | 6 | 11 | 00:01-00:15 | 0 | 1
|  | 6 | 11 | 00:16-00:30 | 0 | 1
|  | 6 | 11 | 00:31-00:45 | 0 | 1
|  | 6 | 11 | 00:46-01:00 | 0 | 1
|  | 6 | 11 | 01:01-01:15 | 0 | 1
|  | 6 | 11 | 01:16-01:30 | 0 | 1
|  | 6 | 11 | 01:31-01:45 | 0 | 1
|  | 6 | 11 | 01:46-02:00 | 0 | 1
|  | 6 | 11 | 02:01-02:15 | 0 | 1
|  | 6 | 11 | 02:16-02:30 | 0 | 1
|  | 6 | 11 | 02:31-02:45 | 0 | 1
|  | 6 | 11 | 02:46-03:00 | 0 | 1
|  | 6 | 11 | 03:01-03:15 | 0 | 1
|  | 6 | 11 | 03:16-03:30 | 0 | 1
|  | 6 | 11 | 03:31-03:45 | 0 | 1
|  | 6 | 11 | 03:46-04:00 | 0 | 1
|  | 6 | 11 | 04:01-04:15 | 0 | 1
|  | 6 | 11 | 04:16-04:30 | 0 | 1
|  | 6 | 11 | 04:31-04:45 | 0 | 1
|  | 6 | 11 | 04:46-05:00 | 0 | 1
|  | 6 | 11 | 05:01-05:15 | 0 | 1
|  | 6 | 11 | 05:16-05:30 | 0 | 1
|  | 6 | 11 | 05:31-05:45 | 0 | 1
|  | 6 | 11 | 05:46-06:00 | 0 | 1
|  | 6 | 11 | 06:01-06:15 | 0 | 1
|  | 6 | 11 | 06:16-06:30 | 0 | 1
|  | 6 | 11 | 06:31-06:45 | 0 | 1
|  | 6 | 11 | 06:46-07:00 | 0 | 1
|  | 6 | 11 | 07:01-07:15 | 0 | 1
|  | 6 | 11 | 07:16-07:30 | 0 | 1
|  | 6 | 11 | 07:31-07:45 | 0 | 1
|  | 6 | 11 | 07:46-08:00 | 0 | 1
|  | 6 | 11 | 08:01-08:15 | 0 | 1
|  | 6 | 11 | 08:16-08:30 | 0 | 1
|  | 6 | 11 | 08:31-08:45 | 0 | 1
|  | 6 | 11 | 08:46-09:00 | 0 | 1
|  | 6 | 11 | 09:01-09:15 | 0 | 1
|  | 6 | 11 | 09:16-09:30 | 0 | 1
|  | 6 | 11 | 09:31-09:45 | 0 | 1
|  | 6 | 11 | 09:46-10:00 | 0 | 1
|  | 6 | 11 | 10:01-10:15 | 0 | 1
|  | 6 | 11 | 10:16-10:30 | 0 | 1
|  | 6 | 11 | 10:31-10:45 | 0 | 1
|  | 6 | 11 | 10:46-11:00 | 0 | 1
|  | 6 | 11 | 11:01-11:15 | 0 | 1
|  | 6 | 11 | 11:16-11:30 | 0 | 1
|  | 6 | 11 | 11:31-11:45 | 0 | 1
|  | 6 | 11 | 11:46-12:00 | 0 | 1
|  | 6 | 11 | 12:01-12:15 | 0 | 1
|  | 6 | 11 | 12:16-12:30 | 0 | 1
|  | 6 | 11 | 12:31-12:45 | 0 | 1
|  | 6 | 11 | 12:46-13:00 | 0 | 1
|  | 6 | 11 | 13:01-13:15 | 0 | 1
|  | 6 | 11 | 13:16-13:30 | 0 | 1
|  | 6 | 11 | 13:31-13:45 | 0 | 1
|  | 6 | 11 | 13:46-14:00 | 0 | 1
|  | 6 | 11 | 14:01-14:15 | 0 | 1
|  | 6 | 11 | 14:16-14:30 | 0 | 1
|  | 6 | 11 | 14:31-14:45 | 0 | 1
|  | 6 | 11 | 14:46-15:00 | 0 | 1
|  | 6 | 11 | 15:01-15:15 | 0 | 1
|  | 6 | 11 | 15:16-15:30 | 0 | 1
|  | 6 | 11 | 15:31-15:45 | 0 | 1
|  | 6 | 11 | 15:46-16:00 | 0 | 1
|  | 6 | 11 | 16:01-16:15 | 0 | 1
|  | 6 | 11 | 16:16-16:30 | 0 | 1
|  | 6 | 11 | 16:31-16:45 | 0 | 1
|  | 6 | 11 | 16:46-17:00 | 0 | 1
|  | 6 | 11 | 17:01-17:15 | 0 | 1
|  | 6 | 11 | 17:16-17:30 | 0 | 1
|  | 6 | 11 | 17:31-17:45 | 0 | 1
|  | 6 | 11 | 17:46-18:00 | 0 | 1
|  | 6 | 11 | 18:01-18:15 | 0 | 1
|  | 6 | 11 | 18:16-18:30 | 0 | 1
|  | 6 | 11 | 18:31-18:45 | 0 | 1
|  | 6 | 11 | 18:46-19:00 | 0 | 1
|  | 6 | 11 | 19:01-19:15 | 0 | 1
|  | 6 | 11 | 19:16-19:30 | 0 | 1
|  | 6 | 11 | 19:31-19:45 | 0 | 1
|  | 6 | 11 | 19:46-20:00 | 0 | 1
|  | 6 | 11 | 20:01-20:15 | 0 | 1
|  | 6 | 11 | 20:16-20:30 | 0 | 1
|  | 6 | 11 | 20:31-20:45 | 0 | 1
|  | 6 | 11 | 20:46-21:00 | 0 | 1
|  | 6 | 11 | 21:01-21:15 | 0 | 1
|  | 6 | 11 | 21:16-21:30 | 0 | 1
|  | 6 | 11 | 21:31-21:45 | 0 | 1
|  | 6 | 11 | 21:46-22:00 | 0 | 1
|  | 6 | 11 | 22:01-22:15 | 0 | 1
|  | 6 | 11 | 22:16-22:30 | 0 | 1
|  | 6 | 11 | 22:31-22:45 | 0 | 1
|  | 6 | 11 | 22:46-23:00 | 0 | 1
|  | 6 | 11 | 23:01-23:15 | 0 | 1
|  | 6 | 11 | 23:16-23:30 | 0 | 1
|  | 6 | 11 | 23:31-23:45 | 0 | 1
|  | 6 | 11 | 23:46-24:00 | 0 | 1
|  | 6 | 12 | 00:01-00:15 | 1 | 1
|  | 6 | 12 | 00:16-00:30 | 1 | 1
|  | 6 | 12 | 00:31-00:45 | 1 | 1
|  | 6 | 12 | 00:46-01:00 | 1 | 1
|  | 6 | 12 | 01:01-01:15 | 1 | 1
|  | 6 | 12 | 01:16-01:30 | 1 | 1
|  | 6 | 12 | 01:31-01:45 | 1 | 1
|  | 6 | 12 | 01:46-02:00 | 1 | 1
|  | 6 | 12 | 02:01-02:15 | 1 | 1
|  | 6 | 12 | 02:16-02:30 | 1 | 1
|  | 6 | 12 | 02:31-02:45 | 1 | 1
|  | 6 | 12 | 02:46-03:00 | 1 | 1
|  | 6 | 12 | 03:01-03:15 | 1 | 1
|  | 6 | 12 | 03:16-03:30 | 1 | 1
|  | 6 | 12 | 03:31-03:45 | 1 | 1
|  | 6 | 12 | 03:46-04:00 | 1 | 1
|  | 6 | 12 | 04:01-04:15 | 1 | 1
|  | 6 | 12 | 04:16-04:30 | 1 | 1
|  | 6 | 12 | 04:31-04:45 | 1 | 1
|  | 6 | 12 | 04:46-05:00 | 1 | 1
|  | 6 | 12 | 05:01-05:15 | 1 | 1
|  | 6 | 12 | 05:16-05:30 | 1 | 1
|  | 6 | 12 | 05:31-05:45 | 1 | 1
|  | 6 | 12 | 05:46-06:00 | 1 | 1
|  | 6 | 12 | 06:01-06:15 | 1 | 1
|  | 6 | 12 | 06:16-06:30 | 1 | 1
|  | 6 | 12 | 06:31-06:45 | 1 | 1
|  | 6 | 12 | 06:46-07:00 | 1 | 1
|  | 6 | 12 | 07:01-07:15 | 1 | 1
|  | 6 | 12 | 07:16-07:30 | 1 | 1
|  | 6 | 12 | 07:31-07:45 | 1 | 1
|  | 6 | 12 | 07:46-08:00 | 1 | 1
|  | 6 | 12 | 08:01-08:15 | 1 | 1
|  | 6 | 12 | 08:16-08:30 | 1 | 1
|  | 6 | 12 | 08:31-08:45 | 1 | 1
|  | 6 | 12 | 08:46-09:00 | 1 | 1
|  | 6 | 12 | 09:01-09:15 | 1 | 1
|  | 6 | 12 | 09:16-09:30 | 1 | 1
|  | 6 | 12 | 09:31-09:45 | 1 | 1
|  | 6 | 12 | 09:46-10:00 | 1 | 1
|  | 6 | 12 | 10:01-10:15 | 1 | 1
|  | 6 | 12 | 10:16-10:30 | 1 | 1
|  | 6 | 12 | 10:31-10:45 | 1 | 1
|  | 6 | 12 | 10:46-11:00 | 1 | 1
|  | 6 | 12 | 11:01-11:15 | 1 | 1
|  | 6 | 12 | 11:16-11:30 | 1 | 1
|  | 6 | 12 | 11:31-11:45 | 1 | 1
|  | 6 | 12 | 11:46-12:00 | 1 | 1
|  | 6 | 12 | 12:01-12:15 | 1 | 1
|  | 6 | 12 | 12:16-12:30 | 1 | 1
|  | 6 | 12 | 12:31-12:45 | 1 | 1
|  | 6 | 12 | 12:46-13:00 | 1 | 1
|  | 6 | 12 | 13:01-13:15 | 1 | 1
|  | 6 | 12 | 13:16-13:30 | 1 | 1
|  | 6 | 12 | 13:31-13:45 | 1 | 1
|  | 6 | 12 | 13:46-14:00 | 1 | 1
|  | 6 | 12 | 14:01-14:15 | 1 | 1
|  | 6 | 12 | 14:16-14:30 | 1 | 1
|  | 6 | 12 | 14:31-14:45 | 1 | 1
|  | 6 | 12 | 14:46-15:00 | 1 | 1
|  | 6 | 12 | 15:01-15:15 | 1 | 1
|  | 6 | 12 | 15:16-15:30 | 1 | 1
|  | 6 | 12 | 15:31-15:45 | 1 | 1
|  | 6 | 12 | 15:46-16:00 | 1 | 1
|  | 6 | 12 | 16:01-16:15 | 1 | 1
|  | 6 | 12 | 16:16-16:30 | 1 | 1
|  | 6 | 12 | 16:31-16:45 | 1 | 1
|  | 6 | 12 | 16:46-17:00 | 1 | 1
|  | 6 | 12 | 17:01-17:15 | 1 | 1
|  | 6 | 12 | 17:16-17:30 | 1 | 1
|  | 6 | 12 | 17:31-17:45 | 1 | 1
|  | 6 | 12 | 17:46-18:00 | 1 | 1
|  | 6 | 12 | 18:01-18:15 | 1 | 1
|  | 6 | 12 | 18:16-18:30 | 1 | 1
|  | 6 | 12 | 18:31-18:45 | 1 | 1
|  | 6 | 12 | 18:46-19:00 | 1 | 1
|  | 6 | 12 | 19:01-19:15 | 1 | 1
|  | 6 | 12 | 19:16-19:30 | 1 | 1
|  | 6 | 12 | 19:31-19:45 | 1 | 1
|  | 6 | 12 | 19:46-20:00 | 1 | 1
|  | 6 | 12 | 20:01-20:15 | 1 | 1
|  | 6 | 12 | 20:16-20:30 | 1 | 1
|  | 6 | 12 | 20:31-20:45 | 1 | 1
|  | 6 | 12 | 20:46-21:00 | 1 | 1
|  | 6 | 12 | 21:01-21:15 | 1 | 1
|  | 6 | 12 | 21:16-21:30 | 1 | 1
|  | 6 | 12 | 21:31-21:45 | 1 | 1
|  | 6 | 12 | 21:46-22:00 | 1 | 1
|  | 6 | 12 | 22:01-22:15 | 1 | 1
|  | 6 | 12 | 22:16-22:30 | 1 | 1
|  | 6 | 12 | 22:31-22:45 | 1 | 1
|  | 6 | 12 | 22:46-23:00 | 1 | 1
|  | 6 | 12 | 23:01-23:15 | 1 | 1
|  | 6 | 12 | 23:16-23:30 | 1 | 1
|  | 6 | 12 | 23:31-23:45 | 1 | 1
|  | 6 | 12 | 23:46-24:00 | 1 | 1
|  | 6 | 13 | 00:01-00:15 | 1 | 1
|  | 6 | 13 | 00:16-00:30 | 1 | 1
|  | 6 | 13 | 00:31-00:45 | 1 | 1
|  | 6 | 13 | 00:46-01:00 | 1 | 1
|  | 6 | 13 | 01:01-01:15 | 1 | 1
|  | 6 | 13 | 01:16-01:30 | 1 | 1
|  | 6 | 13 | 01:31-01:45 | 1 | 1
|  | 6 | 13 | 01:46-02:00 | 1 | 1
|  | 6 | 13 | 02:01-02:15 | 1 | 1
|  | 6 | 13 | 02:16-02:30 | 1 | 1
|  | 6 | 13 | 02:31-02:45 | 1 | 1
|  | 6 | 13 | 02:46-03:00 | 1 | 1
|  | 6 | 13 | 03:01-03:15 | 1 | 1
|  | 6 | 13 | 03:16-03:30 | 1 | 1
|  | 6 | 13 | 03:31-03:45 | 1 | 1
|  | 6 | 13 | 03:46-04:00 | 1 | 1
|  | 6 | 13 | 04:01-04:15 | 1 | 1
|  | 6 | 13 | 04:16-04:30 | 1 | 1
|  | 6 | 13 | 04:31-04:45 | 1 | 1
|  | 6 | 13 | 04:46-05:00 | 1 | 1
|  | 6 | 13 | 05:01-05:15 | 1 | 1
|  | 6 | 13 | 05:16-05:30 | 1 | 1
|  | 6 | 13 | 05:31-05:45 | 1 | 1
|  | 6 | 13 | 05:46-06:00 | 1 | 1
|  | 6 | 13 | 06:01-06:15 | 1 | 1
|  | 6 | 13 | 06:16-06:30 | 1 | 1
|  | 6 | 13 | 06:31-06:45 | 1 | 1
|  | 6 | 13 | 06:46-07:00 | 1 | 1
|  | 6 | 13 | 07:01-07:15 | 1 | 1
|  | 6 | 13 | 07:16-07:30 | 1 | 1
|  | 6 | 13 | 07:31-07:45 | 1 | 1
|  | 6 | 13 | 07:46-08:00 | 1 | 1
|  | 6 | 13 | 08:01-08:15 | 1 | 1
|  | 6 | 13 | 08:16-08:30 | 1 | 1
|  | 6 | 13 | 08:31-08:45 | 1 | 1
|  | 6 | 13 | 08:46-09:00 | 1 | 1
|  | 6 | 13 | 09:01-09:15 | 1 | 1
|  | 6 | 13 | 09:16-09:30 | 1 | 1
|  | 6 | 13 | 09:31-09:45 | 1 | 1
|  | 6 | 13 | 09:46-10:00 | 1 | 1
|  | 6 | 13 | 10:01-10:15 | 1 | 1
|  | 6 | 13 | 10:16-10:30 | 1 | 1
|  | 6 | 13 | 10:31-10:45 | 1 | 1
|  | 6 | 13 | 10:46-11:00 | 1 | 1
|  | 6 | 13 | 11:01-11:15 | 1 | 1
|  | 6 | 13 | 11:16-11:30 | 1 | 1
|  | 6 | 13 | 11:31-11:45 | 1 | 1
|  | 6 | 13 | 11:46-12:00 | 1 | 1
|  | 6 | 13 | 12:01-12:15 | 1 | 1
|  | 6 | 13 | 12:16-12:30 | 1 | 1
|  | 6 | 13 | 12:31-12:45 | 1 | 1
|  | 6 | 13 | 12:46-13:00 | 1 | 1
|  | 6 | 13 | 13:01-13:15 | 1 | 1
|  | 6 | 13 | 13:16-13:30 | 1 | 1
|  | 6 | 13 | 13:31-13:45 | 1 | 1
|  | 6 | 13 | 13:46-14:00 | 1 | 1
|  | 6 | 13 | 14:01-14:15 | 1 | 1
|  | 6 | 13 | 14:16-14:30 | 1 | 1
|  | 6 | 13 | 14:31-14:45 | 1 | 1
|  | 6 | 13 | 14:46-15:00 | 1 | 1
|  | 6 | 13 | 15:01-15:15 | 1 | 1
|  | 6 | 13 | 15:16-15:30 | 1 | 1
|  | 6 | 13 | 15:31-15:45 | 1 | 1
|  | 6 | 13 | 15:46-16:00 | 1 | 1
|  | 6 | 13 | 16:01-16:15 | 1 | 1
|  | 6 | 13 | 16:16-16:30 | 1 | 1
|  | 6 | 13 | 16:31-16:45 | 1 | 1
|  | 6 | 13 | 16:46-17:00 | 1 | 1
|  | 6 | 13 | 17:01-17:15 | 1 | 1
|  | 6 | 13 | 17:16-17:30 | 1 | 1
|  | 6 | 13 | 17:31-17:45 | 1 | 1
|  | 6 | 13 | 17:46-18:00 | 1 | 1
|  | 6 | 13 | 18:01-18:15 | 1 | 1
|  | 6 | 13 | 18:16-18:30 | 1 | 1
|  | 6 | 13 | 18:31-18:45 | 1 | 1
|  | 6 | 13 | 18:46-19:00 | 1 | 1
|  | 6 | 13 | 19:01-19:15 | 1 | 1
|  | 6 | 13 | 19:16-19:30 | 1 | 1
|  | 6 | 13 | 19:31-19:45 | 1 | 1
|  | 6 | 13 | 19:46-20:00 | 1 | 1
|  | 6 | 13 | 20:01-20:15 | 1 | 1
|  | 6 | 13 | 20:16-20:30 | 1 | 1
|  | 6 | 13 | 20:31-20:45 | 1 | 1
|  | 6 | 13 | 20:46-21:00 | 1 | 1
|  | 6 | 13 | 21:01-21:15 | 1 | 1
|  | 6 | 13 | 21:16-21:30 | 1 | 1
|  | 6 | 13 | 21:31-21:45 | 1 | 1
|  | 6 | 13 | 21:46-22:00 | 1 | 1
|  | 6 | 13 | 22:01-22:15 | 1 | 1
|  | 6 | 13 | 22:16-22:30 | 1 | 1
|  | 6 | 13 | 22:31-22:45 | 1 | 1
|  | 6 | 13 | 22:46-23:00 | 1 | 1
|  | 6 | 13 | 23:01-23:15 | 1 | 1
|  | 6 | 13 | 23:16-23:30 | 1 | 1
|  | 6 | 13 | 23:31-23:45 | 1 | 1
|  | 6 | 13 | 23:46-24:00 | 1 | 1
|  | 6 | 14 | 00:01-00:15 | 1 | 1
|  | 6 | 14 | 00:16-00:30 | 1 | 1
|  | 6 | 14 | 00:31-00:45 | 1 | 1
|  | 6 | 14 | 00:46-01:00 | 1 | 1
|  | 6 | 14 | 01:01-01:15 | 1 | 1
|  | 6 | 14 | 01:16-01:30 | 1 | 1
|  | 6 | 14 | 01:31-01:45 | 1 | 1
|  | 6 | 14 | 01:46-02:00 | 1 | 1
|  | 6 | 14 | 02:01-02:15 | 1 | 1
|  | 6 | 14 | 02:16-02:30 | 1 | 1
|  | 6 | 14 | 02:31-02:45 | 1 | 1
|  | 6 | 14 | 02:46-03:00 | 1 | 1
|  | 6 | 14 | 03:01-03:15 | 1 | 1
|  | 6 | 14 | 03:16-03:30 | 1 | 1
|  | 6 | 14 | 03:31-03:45 | 1 | 1
|  | 6 | 14 | 03:46-04:00 | 1 | 1
|  | 6 | 14 | 04:01-04:15 | 1 | 1
|  | 6 | 14 | 04:16-04:30 | 1 | 1
|  | 6 | 14 | 04:31-04:45 | 1 | 1
|  | 6 | 14 | 04:46-05:00 | 1 | 1
|  | 6 | 14 | 05:01-05:15 | 1 | 1
|  | 6 | 14 | 05:16-05:30 | 1 | 1
|  | 6 | 14 | 05:31-05:45 | 1 | 1
|  | 6 | 14 | 05:46-06:00 | 1 | 1
|  | 6 | 14 | 06:01-06:15 | 1 | 1
|  | 6 | 14 | 06:16-06:30 | 1 | 1
|  | 6 | 14 | 06:31-06:45 | 1 | 1
|  | 6 | 14 | 06:46-07:00 | 1 | 1
|  | 6 | 14 | 07:01-07:15 | 1 | 1
|  | 6 | 14 | 07:16-07:30 | 1 | 1
|  | 6 | 14 | 07:31-07:45 | 1 | 1
|  | 6 | 14 | 07:46-08:00 | 1 | 1
|  | 6 | 14 | 08:01-08:15 | 1 | 1
|  | 6 | 14 | 08:16-08:30 | 1 | 1
|  | 6 | 14 | 08:31-08:45 | 1 | 1
|  | 6 | 14 | 08:46-09:00 | 1 | 1
|  | 6 | 14 | 09:01-09:15 | 1 | 1
|  | 6 | 14 | 09:16-09:30 | 1 | 1
|  | 6 | 14 | 09:31-09:45 | 1 | 1
|  | 6 | 14 | 09:46-10:00 | 1 | 1
|  | 6 | 14 | 10:01-10:15 | 1 | 1
|  | 6 | 14 | 10:16-10:30 | 1 | 1
|  | 6 | 14 | 10:31-10:45 | 1 | 1
|  | 6 | 14 | 10:46-11:00 | 1 | 1
|  | 6 | 14 | 11:01-11:15 | 1 | 1
|  | 6 | 14 | 11:16-11:30 | 1 | 1
|  | 6 | 14 | 11:31-11:45 | 1 | 1
|  | 6 | 14 | 11:46-12:00 | 1 | 1
|  | 6 | 14 | 12:01-12:15 | 1 | 1
|  | 6 | 14 | 12:16-12:30 | 1 | 1
|  | 6 | 14 | 12:31-12:45 | 1 | 1
|  | 6 | 14 | 12:46-13:00 | 1 | 1
|  | 6 | 14 | 13:01-13:15 | 1 | 1
|  | 6 | 14 | 13:16-13:30 | 1 | 1
|  | 6 | 14 | 13:31-13:45 | 1 | 1
|  | 6 | 14 | 13:46-14:00 | 1 | 1
|  | 6 | 14 | 14:01-14:15 | 1 | 1
|  | 6 | 14 | 14:16-14:30 | 1 | 1
|  | 6 | 14 | 14:31-14:45 | 1 | 1
|  | 6 | 14 | 14:46-15:00 | 1 | 1
|  | 6 | 14 | 15:01-15:15 | 1 | 1
|  | 6 | 14 | 15:16-15:30 | 1 | 1
|  | 6 | 14 | 15:31-15:45 | 1 | 1
|  | 6 | 14 | 15:46-16:00 | 1 | 1
|  | 6 | 14 | 16:01-16:15 | 1 | 1
|  | 6 | 14 | 16:16-16:30 | 1 | 1
|  | 6 | 14 | 16:31-16:45 | 1 | 1
|  | 6 | 14 | 16:46-17:00 | 1 | 1
|  | 6 | 14 | 17:01-17:15 | 1 | 1
|  | 6 | 14 | 17:16-17:30 | 1 | 1
|  | 6 | 14 | 17:31-17:45 | 1 | 1
|  | 6 | 14 | 17:46-18:00 | 1 | 1
|  | 6 | 14 | 18:01-18:15 | 1 | 1
|  | 6 | 14 | 18:16-18:30 | 1 | 1
|  | 6 | 14 | 18:31-18:45 | 1 | 1
|  | 6 | 14 | 18:46-19:00 | 1 | 1
|  | 6 | 14 | 19:01-19:15 | 1 | 1
|  | 6 | 14 | 19:16-19:30 | 1 | 1
|  | 6 | 14 | 19:31-19:45 | 1 | 1
|  | 6 | 14 | 19:46-20:00 | 1 | 1
|  | 6 | 14 | 20:01-20:15 | 1 | 1
|  | 6 | 14 | 20:16-20:30 | 1 | 1
|  | 6 | 14 | 20:31-20:45 | 1 | 1
|  | 6 | 14 | 20:46-21:00 | 1 | 1
|  | 6 | 14 | 21:01-21:15 | 1 | 1
|  | 6 | 14 | 21:16-21:30 | 1 | 1
|  | 6 | 14 | 21:31-21:45 | 1 | 1
|  | 6 | 14 | 21:46-22:00 | 1 | 1
|  | 6 | 14 | 22:01-22:15 | 1 | 1
|  | 6 | 14 | 22:16-22:30 | 1 | 1
|  | 6 | 14 | 22:31-22:45 | 1 | 1
|  | 6 | 14 | 22:46-23:00 | 1 | 1
|  | 6 | 14 | 23:01-23:15 | 1 | 1
|  | 6 | 14 | 23:16-23:30 | 1 | 1
|  | 6 | 14 | 23:31-23:45 | 1 | 1
|  | 6 | 14 | 23:46-24:00 | 1 | 1
|  | 6 | 15 | 00:01-00:15 | 1 | 1
|  | 6 | 15 | 00:16-00:30 | 1 | 1
|  | 6 | 15 | 00:31-00:45 | 1 | 1
|  | 6 | 15 | 00:46-01:00 | 1 | 1
|  | 6 | 15 | 01:01-01:15 | 1 | 1
|  | 6 | 15 | 01:16-01:30 | 1 | 1
|  | 6 | 15 | 01:31-01:45 | 1 | 1
|  | 6 | 15 | 01:46-02:00 | 1 | 1
|  | 6 | 15 | 02:01-02:15 | 1 | 1
|  | 6 | 15 | 02:16-02:30 | 1 | 1
|  | 6 | 15 | 02:31-02:45 | 1 | 1
|  | 6 | 15 | 02:46-03:00 | 1 | 1
|  | 6 | 15 | 03:01-03:15 | 1 | 1
|  | 6 | 15 | 03:16-03:30 | 1 | 1
|  | 6 | 15 | 03:31-03:45 | 1 | 1
|  | 6 | 15 | 03:46-04:00 | 1 | 1
|  | 6 | 15 | 04:01-04:15 | 1 | 1
|  | 6 | 15 | 04:16-04:30 | 1 | 1
|  | 6 | 15 | 04:31-04:45 | 1 | 1
|  | 6 | 15 | 04:46-05:00 | 1 | 1
|  | 6 | 15 | 05:01-05:15 | 1 | 1
|  | 6 | 15 | 05:16-05:30 | 1 | 1
|  | 6 | 15 | 05:31-05:45 | 1 | 1
|  | 6 | 15 | 05:46-06:00 | 1 | 1
|  | 6 | 15 | 06:01-06:15 | 1 | 1
|  | 6 | 15 | 06:16-06:30 | 1 | 1
|  | 6 | 15 | 06:31-06:45 | 1 | 1
|  | 6 | 15 | 06:46-07:00 | 1 | 1
|  | 6 | 15 | 07:01-07:15 | 1 | 1
|  | 6 | 15 | 07:16-07:30 | 1 | 1
|  | 6 | 15 | 07:31-07:45 | 1 | 1
|  | 6 | 15 | 07:46-08:00 | 1 | 1
|  | 6 | 15 | 08:01-08:15 | 1 | 1
|  | 6 | 15 | 08:16-08:30 | 1 | 1
|  | 6 | 15 | 08:31-08:45 | 1 | 1
|  | 6 | 15 | 08:46-09:00 | 1 | 1
|  | 6 | 15 | 09:01-09:15 | 1 | 1
|  | 6 | 15 | 09:16-09:30 | 1 | 1
|  | 6 | 15 | 09:31-09:45 | 1 | 1
|  | 6 | 15 | 09:46-10:00 | 1 | 1
|  | 6 | 15 | 10:01-10:15 | 1 | 1
|  | 6 | 15 | 10:16-10:30 | 1 | 1
|  | 6 | 15 | 10:31-10:45 | 1 | 1
|  | 6 | 15 | 10:46-11:00 | 1 | 1
|  | 6 | 15 | 11:01-11:15 | 1 | 1
|  | 6 | 15 | 11:16-11:30 | 1 | 1
|  | 6 | 15 | 11:31-11:45 | 1 | 1
|  | 6 | 15 | 11:46-12:00 | 1 | 1
|  | 6 | 15 | 12:01-12:15 | 1 | 1
|  | 6 | 15 | 12:16-12:30 | 1 | 1
|  | 6 | 15 | 12:31-12:45 | 1 | 1
|  | 6 | 15 | 12:46-13:00 | 1 | 1
|  | 6 | 15 | 13:01-13:15 | 1 | 1
|  | 6 | 15 | 13:16-13:30 | 1 | 1
|  | 6 | 15 | 13:31-13:45 | 1 | 1
|  | 6 | 15 | 13:46-14:00 | 1 | 1
|  | 6 | 15 | 14:01-14:15 | 1 | 1
|  | 6 | 15 | 14:16-14:30 | 1 | 1
|  | 6 | 15 | 14:31-14:45 | 1 | 1
|  | 6 | 15 | 14:46-15:00 | 1 | 1
|  | 6 | 15 | 15:01-15:15 | 1 | 1
|  | 6 | 15 | 15:16-15:30 | 1 | 1
|  | 6 | 15 | 15:31-15:45 | 1 | 1
|  | 6 | 15 | 15:46-16:00 | 1 | 1
|  | 6 | 15 | 16:01-16:15 | 1 | 1
|  | 6 | 15 | 16:16-16:30 | 1 | 1
|  | 6 | 15 | 16:31-16:45 | 1 | 1
|  | 6 | 15 | 16:46-17:00 | 1 | 1
|  | 6 | 15 | 17:01-17:15 | 1 | 1
|  | 6 | 15 | 17:16-17:30 | 1 | 1
|  | 6 | 15 | 17:31-17:45 | 1 | 1
|  | 6 | 15 | 17:46-18:00 | 1 | 1
|  | 6 | 15 | 18:01-18:15 | 1 | 1
|  | 6 | 15 | 18:16-18:30 | 1 | 1
|  | 6 | 15 | 18:31-18:45 | 1 | 1
|  | 6 | 15 | 18:46-19:00 | 1 | 1
|  | 6 | 15 | 19:01-19:15 | 1 | 1
|  | 6 | 15 | 19:16-19:30 | 1 | 1
|  | 6 | 15 | 19:31-19:45 | 1 | 1
|  | 6 | 15 | 19:46-20:00 | 1 | 1
|  | 6 | 15 | 20:01-20:15 | 1 | 1
|  | 6 | 15 | 20:16-20:30 | 1 | 1
|  | 6 | 15 | 20:31-20:45 | 1 | 1
|  | 6 | 15 | 20:46-21:00 | 1 | 1
|  | 6 | 15 | 21:01-21:15 | 1 | 1
|  | 6 | 15 | 21:16-21:30 | 1 | 1
|  | 6 | 15 | 21:31-21:45 | 1 | 1
|  | 6 | 15 | 21:46-22:00 | 1 | 1
|  | 6 | 15 | 22:01-22:15 | 1 | 1
|  | 6 | 15 | 22:16-22:30 | 1 | 1
|  | 6 | 15 | 22:31-22:45 | 1 | 1
|  | 6 | 15 | 22:46-23:00 | 1 | 1
|  | 6 | 15 | 23:01-23:15 | 1 | 1
|  | 6 | 15 | 23:16-23:30 | 1 | 1
|  | 6 | 15 | 23:31-23:45 | 1 | 1
|  | 6 | 15 | 23:46-24:00 | 1 | 1
|  | 6 | 16 | 00:01-00:15 | 1 | 1
|  | 6 | 16 | 00:16-00:30 | 1 | 1
|  | 6 | 16 | 00:31-00:45 | 1 | 1
|  | 6 | 16 | 00:46-01:00 | 1 | 1
|  | 6 | 16 | 01:01-01:15 | 1 | 1
|  | 6 | 16 | 01:16-01:30 | 1 | 1
|  | 6 | 16 | 01:31-01:45 | 1 | 1
|  | 6 | 16 | 01:46-02:00 | 1 | 1
|  | 6 | 16 | 02:01-02:15 | 1 | 1
|  | 6 | 16 | 02:16-02:30 | 1 | 1
|  | 6 | 16 | 02:31-02:45 | 1 | 1
|  | 6 | 16 | 02:46-03:00 | 1 | 1
|  | 6 | 16 | 03:01-03:15 | 1 | 1
|  | 6 | 16 | 03:16-03:30 | 1 | 1
|  | 6 | 16 | 03:31-03:45 | 1 | 1
|  | 6 | 16 | 03:46-04:00 | 1 | 1
|  | 6 | 16 | 04:01-04:15 | 1 | 1
|  | 6 | 16 | 04:16-04:30 | 1 | 1
|  | 6 | 16 | 04:31-04:45 | 1 | 1
|  | 6 | 16 | 04:46-05:00 | 1 | 1
|  | 6 | 16 | 05:01-05:15 | 1 | 1
|  | 6 | 16 | 05:16-05:30 | 1 | 1
|  | 6 | 16 | 05:31-05:45 | 1 | 1
|  | 6 | 16 | 05:46-06:00 | 1 | 1
|  | 6 | 16 | 06:01-06:15 | 1 | 1
|  | 6 | 16 | 06:16-06:30 | 1 | 1
|  | 6 | 16 | 06:31-06:45 | 1 | 1
|  | 6 | 16 | 06:46-07:00 | 1 | 1
|  | 6 | 16 | 07:01-07:15 | 1 | 1
|  | 6 | 16 | 07:16-07:30 | 1 | 1
|  | 6 | 16 | 07:31-07:45 | 1 | 1
|  | 6 | 16 | 07:46-08:00 | 1 | 1
|  | 6 | 16 | 08:01-08:15 | 1 | 1
|  | 6 | 16 | 08:16-08:30 | 1 | 1
|  | 6 | 16 | 08:31-08:45 | 1 | 1
|  | 6 | 16 | 08:46-09:00 | 1 | 1
|  | 6 | 16 | 09:01-09:15 | 1 | 1
|  | 6 | 16 | 09:16-09:30 | 1 | 1
|  | 6 | 16 | 09:31-09:45 | 1 | 1
|  | 6 | 16 | 09:46-10:00 | 1 | 1
|  | 6 | 16 | 10:01-10:15 | 1 | 1
|  | 6 | 16 | 10:16-10:30 | 1 | 1
|  | 6 | 16 | 10:31-10:45 | 1 | 1
|  | 6 | 16 | 10:46-11:00 | 1 | 1
|  | 6 | 16 | 11:01-11:15 | 1 | 1
|  | 6 | 16 | 11:16-11:30 | 1 | 1
|  | 6 | 16 | 11:31-11:45 | 1 | 1
|  | 6 | 16 | 11:46-12:00 | 1 | 1
|  | 6 | 16 | 12:01-12:15 | 1 | 1
|  | 6 | 16 | 12:16-12:30 | 1 | 1
|  | 6 | 16 | 12:31-12:45 | 1 | 1
|  | 6 | 16 | 12:46-13:00 | 1 | 1
|  | 6 | 16 | 13:01-13:15 | 1 | 1
|  | 6 | 16 | 13:16-13:30 | 1 | 1
|  | 6 | 16 | 13:31-13:45 | 1 | 1
|  | 6 | 16 | 13:46-14:00 | 1 | 1
|  | 6 | 16 | 14:01-14:15 | 1 | 1
|  | 6 | 16 | 14:16-14:30 | 1 | 1
|  | 6 | 16 | 14:31-14:45 | 1 | 1
|  | 6 | 16 | 14:46-15:00 | 1 | 1
|  | 6 | 16 | 15:01-15:15 | 1 | 1
|  | 6 | 16 | 15:16-15:30 | 1 | 1
|  | 6 | 16 | 15:31-15:45 | 1 | 1
|  | 6 | 16 | 15:46-16:00 | 1 | 1
|  | 6 | 16 | 16:01-16:15 | 1 | 1
|  | 6 | 16 | 16:16-16:30 | 1 | 1
|  | 6 | 16 | 16:31-16:45 | 1 | 1
|  | 6 | 16 | 16:46-17:00 | 1 | 1
|  | 6 | 16 | 17:01-17:15 | 1 | 1
|  | 6 | 16 | 17:16-17:30 | 1 | 1
|  | 6 | 16 | 17:31-17:45 | 1 | 1
|  | 6 | 16 | 17:46-18:00 | 1 | 1
|  | 6 | 16 | 18:01-18:15 | 1 | 1
|  | 6 | 16 | 18:16-18:30 | 1 | 1
|  | 6 | 16 | 18:31-18:45 | 1 | 1
|  | 6 | 16 | 18:46-19:00 | 1 | 1
|  | 6 | 16 | 19:01-19:15 | 1 | 1
|  | 6 | 16 | 19:16-19:30 | 1 | 1
|  | 6 | 16 | 19:31-19:45 | 1 | 1
|  | 6 | 16 | 19:46-20:00 | 1 | 1
|  | 6 | 16 | 20:01-20:15 | 1 | 1
|  | 6 | 16 | 20:16-20:30 | 1 | 1
|  | 6 | 16 | 20:31-20:45 | 1 | 1
|  | 6 | 16 | 20:46-21:00 | 1 | 1
|  | 6 | 16 | 21:01-21:15 | 1 | 1
|  | 6 | 16 | 21:16-21:30 | 1 | 1
|  | 6 | 16 | 21:31-21:45 | 1 | 1
|  | 6 | 16 | 21:46-22:00 | 1 | 1
|  | 6 | 16 | 22:01-22:15 | 1 | 1
|  | 6 | 16 | 22:16-22:30 | 1 | 1
|  | 6 | 16 | 22:31-22:45 | 1 | 1
|  | 6 | 16 | 22:46-23:00 | 1 | 1
|  | 6 | 16 | 23:01-23:15 | 1 | 1
|  | 6 | 16 | 23:16-23:30 | 1 | 1
|  | 6 | 16 | 23:31-23:45 | 1 | 1
|  | 6 | 16 | 23:46-24:00 | 1 | 1
|  | 6 | 17 | 00:01-00:15 | 0 | 1
|  | 6 | 17 | 00:16-00:30 | 0 | 1
|  | 6 | 17 | 00:31-00:45 | 0 | 1
|  | 6 | 17 | 00:46-01:00 | 0 | 1
|  | 6 | 17 | 01:01-01:15 | 0 | 1
|  | 6 | 17 | 01:16-01:30 | 0 | 1
|  | 6 | 17 | 01:31-01:45 | 0 | 1
|  | 6 | 17 | 01:46-02:00 | 0 | 1
|  | 6 | 17 | 02:01-02:15 | 0 | 1
|  | 6 | 17 | 02:16-02:30 | 0 | 1
|  | 6 | 17 | 02:31-02:45 | 0 | 1
|  | 6 | 17 | 02:46-03:00 | 0 | 1
|  | 6 | 17 | 03:01-03:15 | 0 | 1
|  | 6 | 17 | 03:16-03:30 | 0 | 1
|  | 6 | 17 | 03:31-03:45 | 0 | 1
|  | 6 | 17 | 03:46-04:00 | 0 | 1
|  | 6 | 17 | 04:01-04:15 | 0 | 1
|  | 6 | 17 | 04:16-04:30 | 0 | 1
|  | 6 | 17 | 04:31-04:45 | 0 | 1
|  | 6 | 17 | 04:46-05:00 | 0 | 1
|  | 6 | 17 | 05:01-05:15 | 0 | 1
|  | 6 | 17 | 05:16-05:30 | 0 | 1
|  | 6 | 17 | 05:31-05:45 | 0 | 1
|  | 6 | 17 | 05:46-06:00 | 0 | 1
|  | 6 | 17 | 06:01-06:15 | 0 | 1
|  | 6 | 17 | 06:16-06:30 | 0 | 1
|  | 6 | 17 | 06:31-06:45 | 0 | 1
|  | 6 | 17 | 06:46-07:00 | 0 | 1
|  | 6 | 17 | 07:01-07:15 | 0 | 1
|  | 6 | 17 | 07:16-07:30 | 0 | 1
|  | 6 | 17 | 07:31-07:45 | 0 | 1
|  | 6 | 17 | 07:46-08:00 | 0 | 1
|  | 6 | 17 | 08:01-08:15 | 0 | 1
|  | 6 | 17 | 08:16-08:30 | 0 | 1
|  | 6 | 17 | 08:31-08:45 | 0 | 1
|  | 6 | 17 | 08:46-09:00 | 0 | 1
|  | 6 | 17 | 09:01-09:15 | 0 | 1
|  | 6 | 17 | 09:16-09:30 | 0 | 1
|  | 6 | 17 | 09:31-09:45 | 0 | 1
|  | 6 | 17 | 09:46-10:00 | 0 | 1
|  | 6 | 17 | 10:01-10:15 | 0 | 1
|  | 6 | 17 | 10:16-10:30 | 0 | 1
|  | 6 | 17 | 10:31-10:45 | 0 | 1
|  | 6 | 17 | 10:46-11:00 | 0 | 1
|  | 6 | 17 | 11:01-11:15 | 0 | 1
|  | 6 | 17 | 11:16-11:30 | 0 | 1
|  | 6 | 17 | 11:31-11:45 | 0 | 1
|  | 6 | 17 | 11:46-12:00 | 0 | 1
|  | 6 | 17 | 12:01-12:15 | 0 | 1
|  | 6 | 17 | 12:16-12:30 | 0 | 1
|  | 6 | 17 | 12:31-12:45 | 0 | 1
|  | 6 | 17 | 12:46-13:00 | 0 | 1
|  | 6 | 17 | 13:01-13:15 | 0 | 1
|  | 6 | 17 | 13:16-13:30 | 0 | 1
|  | 6 | 17 | 13:31-13:45 | 0 | 1
|  | 6 | 17 | 13:46-14:00 | 0 | 1
|  | 6 | 17 | 14:01-14:15 | 0 | 1
|  | 6 | 17 | 14:16-14:30 | 0 | 1
|  | 6 | 17 | 14:31-14:45 | 0 | 1
|  | 6 | 17 | 14:46-15:00 | 0 | 1
|  | 6 | 17 | 15:01-15:15 | 0 | 1
|  | 6 | 17 | 15:16-15:30 | 0 | 1
|  | 6 | 17 | 15:31-15:45 | 0 | 1
|  | 6 | 17 | 15:46-16:00 | 0 | 1
|  | 6 | 17 | 16:01-16:15 | 0 | 1
|  | 6 | 17 | 16:16-16:30 | 0 | 1
|  | 6 | 17 | 16:31-16:45 | 0 | 1
|  | 6 | 17 | 16:46-17:00 | 0 | 1
|  | 6 | 17 | 17:01-17:15 | 0 | 1
|  | 6 | 17 | 17:16-17:30 | 0 | 1
|  | 6 | 17 | 17:31-17:45 | 0 | 1
|  | 6 | 17 | 17:46-18:00 | 0 | 1
|  | 6 | 17 | 18:01-18:15 | 0 | 1
|  | 6 | 17 | 18:16-18:30 | 0 | 1
|  | 6 | 17 | 18:31-18:45 | 0 | 1
|  | 6 | 17 | 18:46-19:00 | 0 | 1
|  | 6 | 17 | 19:01-19:15 | 0 | 1
|  | 6 | 17 | 19:16-19:30 | 0 | 1
|  | 6 | 17 | 19:31-19:45 | 0 | 1
|  | 6 | 17 | 19:46-20:00 | 0 | 1
|  | 6 | 17 | 20:01-20:15 | 0 | 1
|  | 6 | 17 | 20:16-20:30 | 0 | 1
|  | 6 | 17 | 20:31-20:45 | 0 | 1
|  | 6 | 17 | 20:46-21:00 | 0 | 1
|  | 6 | 17 | 21:01-21:15 | 0 | 1
|  | 6 | 17 | 21:16-21:30 | 0 | 1
|  | 6 | 17 | 21:31-21:45 | 0 | 1
|  | 6 | 17 | 21:46-22:00 | 0 | 1
|  | 6 | 17 | 22:01-22:15 | 0 | 1
|  | 6 | 17 | 22:16-22:30 | 0 | 1
|  | 6 | 17 | 22:31-22:45 | 0 | 1
|  | 6 | 17 | 22:46-23:00 | 0 | 1
|  | 6 | 17 | 23:01-23:15 | 0 | 1
|  | 6 | 17 | 23:16-23:30 | 0 | 1
|  | 6 | 17 | 23:31-23:45 | 0 | 1
|  | 6 | 17 | 23:46-24:00 | 0 | 1
|  | 6 | 18 | 00:01-00:15 | 0 | 1
|  | 6 | 18 | 00:16-00:30 | 0 | 1
|  | 6 | 18 | 00:31-00:45 | 0 | 1
|  | 6 | 18 | 00:46-01:00 | 0 | 1
|  | 6 | 18 | 01:01-01:15 | 0 | 1
|  | 6 | 18 | 01:16-01:30 | 0 | 1
|  | 6 | 18 | 01:31-01:45 | 0 | 1
|  | 6 | 18 | 01:46-02:00 | 0 | 1
|  | 6 | 18 | 02:01-02:15 | 0 | 1
|  | 6 | 18 | 02:16-02:30 | 0 | 1
|  | 6 | 18 | 02:31-02:45 | 0 | 1
|  | 6 | 18 | 02:46-03:00 | 0 | 1
|  | 6 | 18 | 03:01-03:15 | 0 | 1
|  | 6 | 18 | 03:16-03:30 | 0 | 1
|  | 6 | 18 | 03:31-03:45 | 0 | 1
|  | 6 | 18 | 03:46-04:00 | 0 | 1
|  | 6 | 18 | 04:01-04:15 | 0 | 1
|  | 6 | 18 | 04:16-04:30 | 0 | 1
|  | 6 | 18 | 04:31-04:45 | 0 | 1
|  | 6 | 18 | 04:46-05:00 | 0 | 1
|  | 6 | 18 | 05:01-05:15 | 0 | 1
|  | 6 | 18 | 05:16-05:30 | 0 | 1
|  | 6 | 18 | 05:31-05:45 | 0 | 1
|  | 6 | 18 | 05:46-06:00 | 0 | 1
|  | 6 | 18 | 06:01-06:15 | 0 | 1
|  | 6 | 18 | 06:16-06:30 | 0 | 1
|  | 6 | 18 | 06:31-06:45 | 0 | 1
|  | 6 | 18 | 06:46-07:00 | 0 | 1
|  | 6 | 18 | 07:01-07:15 | 0 | 1
|  | 6 | 18 | 07:16-07:30 | 0 | 1
|  | 6 | 18 | 07:31-07:45 | 0 | 1
|  | 6 | 18 | 07:46-08:00 | 0 | 1
|  | 6 | 18 | 08:01-08:15 | 0 | 1
|  | 6 | 18 | 08:16-08:30 | 0 | 1
|  | 6 | 18 | 08:31-08:45 | 0 | 1
|  | 6 | 18 | 08:46-09:00 | 0 | 1
|  | 6 | 18 | 09:01-09:15 | 0 | 1
|  | 6 | 18 | 09:16-09:30 | 0 | 1
|  | 6 | 18 | 09:31-09:45 | 0 | 1
|  | 6 | 18 | 09:46-10:00 | 0 | 1
|  | 6 | 18 | 10:01-10:15 | 0 | 1
|  | 6 | 18 | 10:16-10:30 | 0 | 1
|  | 6 | 18 | 10:31-10:45 | 0 | 1
|  | 6 | 18 | 10:46-11:00 | 0 | 1
|  | 6 | 18 | 11:01-11:15 | 0 | 1
|  | 6 | 18 | 11:16-11:30 | 0 | 1
|  | 6 | 18 | 11:31-11:45 | 0 | 1
|  | 6 | 18 | 11:46-12:00 | 0 | 1
|  | 6 | 18 | 12:01-12:15 | 0 | 1
|  | 6 | 18 | 12:16-12:30 | 0 | 1
|  | 6 | 18 | 12:31-12:45 | 0 | 1
|  | 6 | 18 | 12:46-13:00 | 0 | 1
|  | 6 | 18 | 13:01-13:15 | 0 | 1
|  | 6 | 18 | 13:16-13:30 | 0 | 1
|  | 6 | 18 | 13:31-13:45 | 0 | 1
|  | 6 | 18 | 13:46-14:00 | 0 | 1
|  | 6 | 18 | 14:01-14:15 | 0 | 1
|  | 6 | 18 | 14:16-14:30 | 0 | 1
|  | 6 | 18 | 14:31-14:45 | 0 | 1
|  | 6 | 18 | 14:46-15:00 | 0 | 1
|  | 6 | 18 | 15:01-15:15 | 0 | 1
|  | 6 | 18 | 15:16-15:30 | 0 | 1
|  | 6 | 18 | 15:31-15:45 | 0 | 1
|  | 6 | 18 | 15:46-16:00 | 0 | 1
|  | 6 | 18 | 16:01-16:15 | 0 | 1
|  | 6 | 18 | 16:16-16:30 | 0 | 1
|  | 6 | 18 | 16:31-16:45 | 0 | 1
|  | 6 | 18 | 16:46-17:00 | 0 | 1
|  | 6 | 18 | 17:01-17:15 | 0 | 1
|  | 6 | 18 | 17:16-17:30 | 0 | 1
|  | 6 | 18 | 17:31-17:45 | 0 | 1
|  | 6 | 18 | 17:46-18:00 | 0 | 1
|  | 6 | 18 | 18:01-18:15 | 0 | 1
|  | 6 | 18 | 18:16-18:30 | 0 | 1
|  | 6 | 18 | 18:31-18:45 | 0 | 1
|  | 6 | 18 | 18:46-19:00 | 0 | 1
|  | 6 | 18 | 19:01-19:15 | 0 | 1
|  | 6 | 18 | 19:16-19:30 | 0 | 1
|  | 6 | 18 | 19:31-19:45 | 0 | 1
|  | 6 | 18 | 19:46-20:00 | 0 | 1
|  | 6 | 18 | 20:01-20:15 | 0 | 1
|  | 6 | 18 | 20:16-20:30 | 0 | 1
|  | 6 | 18 | 20:31-20:45 | 0 | 1
|  | 6 | 18 | 20:46-21:00 | 0 | 1
|  | 6 | 18 | 21:01-21:15 | 0 | 1
|  | 6 | 18 | 21:16-21:30 | 0 | 1
|  | 6 | 18 | 21:31-21:45 | 0 | 1
|  | 6 | 18 | 21:46-22:00 | 0 | 1
|  | 6 | 18 | 22:01-22:15 | 0 | 1
|  | 6 | 18 | 22:16-22:30 | 0 | 1
|  | 6 | 18 | 22:31-22:45 | 0 | 1
|  | 6 | 18 | 22:46-23:00 | 0 | 1
|  | 6 | 18 | 23:01-23:15 | 0 | 1
|  | 6 | 18 | 23:16-23:30 | 0 | 1
|  | 6 | 18 | 23:31-23:45 | 0 | 1
|  | 6 | 18 | 23:46-24:00 | 0 | 1
|  | 6 | 19 | 00:01-00:15 | 1 | 1
|  | 6 | 19 | 00:16-00:30 | 1 | 1
|  | 6 | 19 | 00:31-00:45 | 1 | 1
|  | 6 | 19 | 00:46-01:00 | 1 | 1
|  | 6 | 19 | 01:01-01:15 | 1 | 1
|  | 6 | 19 | 01:16-01:30 | 1 | 1
|  | 6 | 19 | 01:31-01:45 | 1 | 1
|  | 6 | 19 | 01:46-02:00 | 1 | 1
|  | 6 | 19 | 02:01-02:15 | 1 | 1
|  | 6 | 19 | 02:16-02:30 | 1 | 1
|  | 6 | 19 | 02:31-02:45 | 1 | 1
|  | 6 | 19 | 02:46-03:00 | 1 | 1
|  | 6 | 19 | 03:01-03:15 | 1 | 1
|  | 6 | 19 | 03:16-03:30 | 1 | 1
|  | 6 | 19 | 03:31-03:45 | 1 | 1
|  | 6 | 19 | 03:46-04:00 | 1 | 1
|  | 6 | 19 | 04:01-04:15 | 1 | 1
|  | 6 | 19 | 04:16-04:30 | 1 | 1
|  | 6 | 19 | 04:31-04:45 | 1 | 1
|  | 6 | 19 | 04:46-05:00 | 1 | 1
|  | 6 | 19 | 05:01-05:15 | 1 | 1
|  | 6 | 19 | 05:16-05:30 | 1 | 1
|  | 6 | 19 | 05:31-05:45 | 1 | 1
|  | 6 | 19 | 05:46-06:00 | 1 | 1
|  | 6 | 19 | 06:01-06:15 | 1 | 1
|  | 6 | 19 | 06:16-06:30 | 1 | 1
|  | 6 | 19 | 06:31-06:45 | 1 | 1
|  | 6 | 19 | 06:46-07:00 | 1 | 1
|  | 6 | 19 | 07:01-07:15 | 1 | 1
|  | 6 | 19 | 07:16-07:30 | 1 | 1
|  | 6 | 19 | 07:31-07:45 | 1 | 1
|  | 6 | 19 | 07:46-08:00 | 1 | 1
|  | 6 | 19 | 08:01-08:15 | 1 | 1
|  | 6 | 19 | 08:16-08:30 | 1 | 1
|  | 6 | 19 | 08:31-08:45 | 1 | 1
|  | 6 | 19 | 08:46-09:00 | 1 | 1
|  | 6 | 19 | 09:01-09:15 | 1 | 1
|  | 6 | 19 | 09:16-09:30 | 1 | 1
|  | 6 | 19 | 09:31-09:45 | 1 | 1
|  | 6 | 19 | 09:46-10:00 | 1 | 1
|  | 6 | 19 | 10:01-10:15 | 1 | 1
|  | 6 | 19 | 10:16-10:30 | 1 | 1
|  | 6 | 19 | 10:31-10:45 | 1 | 1
|  | 6 | 19 | 10:46-11:00 | 1 | 1
|  | 6 | 19 | 11:01-11:15 | 1 | 1
|  | 6 | 19 | 11:16-11:30 | 1 | 1
|  | 6 | 19 | 11:31-11:45 | 1 | 1
|  | 6 | 19 | 11:46-12:00 | 1 | 1
|  | 6 | 19 | 12:01-12:15 | 1 | 1
|  | 6 | 19 | 12:16-12:30 | 1 | 1
|  | 6 | 19 | 12:31-12:45 | 1 | 1
|  | 6 | 19 | 12:46-13:00 | 1 | 1
|  | 6 | 19 | 13:01-13:15 | 1 | 1
|  | 6 | 19 | 13:16-13:30 | 1 | 1
|  | 6 | 19 | 13:31-13:45 | 1 | 1
|  | 6 | 19 | 13:46-14:00 | 1 | 1
|  | 6 | 19 | 14:01-14:15 | 1 | 1
|  | 6 | 19 | 14:16-14:30 | 1 | 1
|  | 6 | 19 | 14:31-14:45 | 1 | 1
|  | 6 | 19 | 14:46-15:00 | 1 | 1
|  | 6 | 19 | 15:01-15:15 | 1 | 1
|  | 6 | 19 | 15:16-15:30 | 1 | 1
|  | 6 | 19 | 15:31-15:45 | 1 | 1
|  | 6 | 19 | 15:46-16:00 | 1 | 1
|  | 6 | 19 | 16:01-16:15 | 1 | 1
|  | 6 | 19 | 16:16-16:30 | 1 | 1
|  | 6 | 19 | 16:31-16:45 | 1 | 1
|  | 6 | 19 | 16:46-17:00 | 1 | 1
|  | 6 | 19 | 17:01-17:15 | 1 | 1
|  | 6 | 19 | 17:16-17:30 | 1 | 1
|  | 6 | 19 | 17:31-17:45 | 1 | 1
|  | 6 | 19 | 17:46-18:00 | 1 | 1
|  | 6 | 19 | 18:01-18:15 | 1 | 1
|  | 6 | 19 | 18:16-18:30 | 1 | 1
|  | 6 | 19 | 18:31-18:45 | 1 | 1
|  | 6 | 19 | 18:46-19:00 | 1 | 1
|  | 6 | 19 | 19:01-19:15 | 1 | 1
|  | 6 | 19 | 19:16-19:30 | 1 | 1
|  | 6 | 19 | 19:31-19:45 | 1 | 1
|  | 6 | 19 | 19:46-20:00 | 1 | 1
|  | 6 | 19 | 20:01-20:15 | 1 | 1
|  | 6 | 19 | 20:16-20:30 | 1 | 1
|  | 6 | 19 | 20:31-20:45 | 1 | 1
|  | 6 | 19 | 20:46-21:00 | 1 | 1
|  | 6 | 19 | 21:01-21:15 | 1 | 1
|  | 6 | 19 | 21:16-21:30 | 1 | 1
|  | 6 | 19 | 21:31-21:45 | 1 | 1
|  | 6 | 19 | 21:46-22:00 | 1 | 1
|  | 6 | 19 | 22:01-22:15 | 1 | 1
|  | 6 | 19 | 22:16-22:30 | 1 | 1
|  | 6 | 19 | 22:31-22:45 | 1 | 1
|  | 6 | 19 | 22:46-23:00 | 1 | 1
|  | 6 | 19 | 23:01-23:15 | 1 | 1
|  | 6 | 19 | 23:16-23:30 | 1 | 1
|  | 6 | 19 | 23:31-23:45 | 1 | 1
|  | 6 | 19 | 23:46-24:00 | 1 | 1
|  | 6 | 20 | 00:01-00:15 | 1 | 1
|  | 6 | 20 | 00:16-00:30 | 1 | 1
|  | 6 | 20 | 00:31-00:45 | 1 | 1
|  | 6 | 20 | 00:46-01:00 | 1 | 1
|  | 6 | 20 | 01:01-01:15 | 1 | 1
|  | 6 | 20 | 01:16-01:30 | 1 | 1
|  | 6 | 20 | 01:31-01:45 | 1 | 1
|  | 6 | 20 | 01:46-02:00 | 1 | 1
|  | 6 | 20 | 02:01-02:15 | 1 | 1
|  | 6 | 20 | 02:16-02:30 | 1 | 1
|  | 6 | 20 | 02:31-02:45 | 1 | 1
|  | 6 | 20 | 02:46-03:00 | 1 | 1
|  | 6 | 20 | 03:01-03:15 | 1 | 1
|  | 6 | 20 | 03:16-03:30 | 1 | 1
|  | 6 | 20 | 03:31-03:45 | 1 | 1
|  | 6 | 20 | 03:46-04:00 | 1 | 1
|  | 6 | 20 | 04:01-04:15 | 1 | 1
|  | 6 | 20 | 04:16-04:30 | 1 | 1
|  | 6 | 20 | 04:31-04:45 | 1 | 1
|  | 6 | 20 | 04:46-05:00 | 1 | 1
|  | 6 | 20 | 05:01-05:15 | 1 | 1
|  | 6 | 20 | 05:16-05:30 | 1 | 1
|  | 6 | 20 | 05:31-05:45 | 1 | 1
|  | 6 | 20 | 05:46-06:00 | 1 | 1
|  | 6 | 20 | 06:01-06:15 | 1 | 1
|  | 6 | 20 | 06:16-06:30 | 1 | 1
|  | 6 | 20 | 06:31-06:45 | 1 | 1
|  | 6 | 20 | 06:46-07:00 | 1 | 1
|  | 6 | 20 | 07:01-07:15 | 1 | 1
|  | 6 | 20 | 07:16-07:30 | 1 | 1
|  | 6 | 20 | 07:31-07:45 | 1 | 1
|  | 6 | 20 | 07:46-08:00 | 1 | 1
|  | 6 | 20 | 08:01-08:15 | 1 | 1
|  | 6 | 20 | 08:16-08:30 | 1 | 1
|  | 6 | 20 | 08:31-08:45 | 1 | 1
|  | 6 | 20 | 08:46-09:00 | 1 | 1
|  | 6 | 20 | 09:01-09:15 | 1 | 1
|  | 6 | 20 | 09:16-09:30 | 1 | 1
|  | 6 | 20 | 09:31-09:45 | 1 | 1
|  | 6 | 20 | 09:46-10:00 | 1 | 1
|  | 6 | 20 | 10:01-10:15 | 1 | 1
|  | 6 | 20 | 10:16-10:30 | 1 | 1
|  | 6 | 20 | 10:31-10:45 | 1 | 1
|  | 6 | 20 | 10:46-11:00 | 1 | 1
|  | 6 | 20 | 11:01-11:15 | 1 | 1
|  | 6 | 20 | 11:16-11:30 | 1 | 1
|  | 6 | 20 | 11:31-11:45 | 1 | 1
|  | 6 | 20 | 11:46-12:00 | 1 | 1
|  | 6 | 20 | 12:01-12:15 | 1 | 1
|  | 6 | 20 | 12:16-12:30 | 1 | 1
|  | 6 | 20 | 12:31-12:45 | 1 | 1
|  | 6 | 20 | 12:46-13:00 | 1 | 1
|  | 6 | 20 | 13:01-13:15 | 1 | 1
|  | 6 | 20 | 13:16-13:30 | 1 | 1
|  | 6 | 20 | 13:31-13:45 | 1 | 1
|  | 6 | 20 | 13:46-14:00 | 1 | 1
|  | 6 | 20 | 14:01-14:15 | 1 | 1
|  | 6 | 20 | 14:16-14:30 | 1 | 1
|  | 6 | 20 | 14:31-14:45 | 1 | 1
|  | 6 | 20 | 14:46-15:00 | 1 | 1
|  | 6 | 20 | 15:01-15:15 | 1 | 1
|  | 6 | 20 | 15:16-15:30 | 1 | 1
|  | 6 | 20 | 15:31-15:45 | 1 | 1
|  | 6 | 20 | 15:46-16:00 | 1 | 1
|  | 6 | 20 | 16:01-16:15 | 1 | 1
|  | 6 | 20 | 16:16-16:30 | 1 | 1
|  | 6 | 20 | 16:31-16:45 | 1 | 1
|  | 6 | 20 | 16:46-17:00 | 1 | 1
|  | 6 | 20 | 17:01-17:15 | 1 | 1
|  | 6 | 20 | 17:16-17:30 | 1 | 1
|  | 6 | 20 | 17:31-17:45 | 1 | 1
|  | 6 | 20 | 17:46-18:00 | 1 | 1
|  | 6 | 20 | 18:01-18:15 | 1 | 1
|  | 6 | 20 | 18:16-18:30 | 1 | 1
|  | 6 | 20 | 18:31-18:45 | 1 | 1
|  | 6 | 20 | 18:46-19:00 | 1 | 1
|  | 6 | 20 | 19:01-19:15 | 1 | 1
|  | 6 | 20 | 19:16-19:30 | 1 | 1
|  | 6 | 20 | 19:31-19:45 | 1 | 1
|  | 6 | 20 | 19:46-20:00 | 1 | 1
|  | 6 | 20 | 20:01-20:15 | 1 | 1
|  | 6 | 20 | 20:16-20:30 | 1 | 1
|  | 6 | 20 | 20:31-20:45 | 1 | 1
|  | 6 | 20 | 20:46-21:00 | 1 | 1
|  | 6 | 20 | 21:01-21:15 | 1 | 1
|  | 6 | 20 | 21:16-21:30 | 1 | 1
|  | 6 | 20 | 21:31-21:45 | 1 | 1
|  | 6 | 20 | 21:46-22:00 | 1 | 1
|  | 6 | 20 | 22:01-22:15 | 1 | 1
|  | 6 | 20 | 22:16-22:30 | 1 | 1
|  | 6 | 20 | 22:31-22:45 | 1 | 1
|  | 6 | 20 | 22:46-23:00 | 1 | 1
|  | 6 | 20 | 23:01-23:15 | 1 | 1
|  | 6 | 20 | 23:16-23:30 | 1 | 1
|  | 6 | 20 | 23:31-23:45 | 1 | 1
|  | 6 | 20 | 23:46-24:00 | 1 | 1
|  | 6 | 21 | 00:01-00:15 | 1 | 1
|  | 6 | 21 | 00:16-00:30 | 1 | 1
|  | 6 | 21 | 00:31-00:45 | 1 | 1
|  | 6 | 21 | 00:46-01:00 | 1 | 1
|  | 6 | 21 | 01:01-01:15 | 1 | 1
|  | 6 | 21 | 01:16-01:30 | 1 | 1
|  | 6 | 21 | 01:31-01:45 | 1 | 1
|  | 6 | 21 | 01:46-02:00 | 1 | 1
|  | 6 | 21 | 02:01-02:15 | 1 | 1
|  | 6 | 21 | 02:16-02:30 | 1 | 1
|  | 6 | 21 | 02:31-02:45 | 1 | 1
|  | 6 | 21 | 02:46-03:00 | 1 | 1
|  | 6 | 21 | 03:01-03:15 | 1 | 1
|  | 6 | 21 | 03:16-03:30 | 1 | 1
|  | 6 | 21 | 03:31-03:45 | 1 | 1
|  | 6 | 21 | 03:46-04:00 | 1 | 1
|  | 6 | 21 | 04:01-04:15 | 1 | 1
|  | 6 | 21 | 04:16-04:30 | 1 | 1
|  | 6 | 21 | 04:31-04:45 | 1 | 1
|  | 6 | 21 | 04:46-05:00 | 1 | 1
|  | 6 | 21 | 05:01-05:15 | 1 | 1
|  | 6 | 21 | 05:16-05:30 | 1 | 1
|  | 6 | 21 | 05:31-05:45 | 1 | 1
|  | 6 | 21 | 05:46-06:00 | 1 | 1
|  | 6 | 21 | 06:01-06:15 | 1 | 1
|  | 6 | 21 | 06:16-06:30 | 1 | 1
|  | 6 | 21 | 06:31-06:45 | 1 | 1
|  | 6 | 21 | 06:46-07:00 | 1 | 1
|  | 6 | 21 | 07:01-07:15 | 1 | 1
|  | 6 | 21 | 07:16-07:30 | 1 | 1
|  | 6 | 21 | 07:31-07:45 | 1 | 1
|  | 6 | 21 | 07:46-08:00 | 1 | 1
|  | 6 | 21 | 08:01-08:15 | 1 | 1
|  | 6 | 21 | 08:16-08:30 | 1 | 1
|  | 6 | 21 | 08:31-08:45 | 1 | 1
|  | 6 | 21 | 08:46-09:00 | 1 | 1
|  | 6 | 21 | 09:01-09:15 | 1 | 1
|  | 6 | 21 | 09:16-09:30 | 1 | 1
|  | 6 | 21 | 09:31-09:45 | 1 | 1
|  | 6 | 21 | 09:46-10:00 | 1 | 1
|  | 6 | 21 | 10:01-10:15 | 1 | 1
|  | 6 | 21 | 10:16-10:30 | 1 | 1
|  | 6 | 21 | 10:31-10:45 | 1 | 1
|  | 6 | 21 | 10:46-11:00 | 1 | 1
|  | 6 | 21 | 11:01-11:15 | 1 | 1
|  | 6 | 21 | 11:16-11:30 | 1 | 1
|  | 6 | 21 | 11:31-11:45 | 1 | 1
|  | 6 | 21 | 11:46-12:00 | 1 | 1
|  | 6 | 21 | 12:01-12:15 | 1 | 1
|  | 6 | 21 | 12:16-12:30 | 1 | 1
|  | 6 | 21 | 12:31-12:45 | 1 | 1
|  | 6 | 21 | 12:46-13:00 | 1 | 1
|  | 6 | 21 | 13:01-13:15 | 1 | 1
|  | 6 | 21 | 13:16-13:30 | 1 | 1
|  | 6 | 21 | 13:31-13:45 | 1 | 1
|  | 6 | 21 | 13:46-14:00 | 1 | 1
|  | 6 | 21 | 14:01-14:15 | 1 | 1
|  | 6 | 21 | 14:16-14:30 | 1 | 1
|  | 6 | 21 | 14:31-14:45 | 1 | 1
|  | 6 | 21 | 14:46-15:00 | 1 | 1
|  | 6 | 21 | 15:01-15:15 | 1 | 1
|  | 6 | 21 | 15:16-15:30 | 1 | 1
|  | 6 | 21 | 15:31-15:45 | 1 | 1
|  | 6 | 21 | 15:46-16:00 | 1 | 1
|  | 6 | 21 | 16:01-16:15 | 1 | 1
|  | 6 | 21 | 16:16-16:30 | 1 | 1
|  | 6 | 21 | 16:31-16:45 | 1 | 1
|  | 6 | 21 | 16:46-17:00 | 1 | 1
|  | 6 | 21 | 17:01-17:15 | 1 | 1
|  | 6 | 21 | 17:16-17:30 | 1 | 1
|  | 6 | 21 | 17:31-17:45 | 1 | 1
|  | 6 | 21 | 17:46-18:00 | 1 | 1
|  | 6 | 21 | 18:01-18:15 | 1 | 1
|  | 6 | 21 | 18:16-18:30 | 1 | 1
|  | 6 | 21 | 18:31-18:45 | 1 | 1
|  | 6 | 21 | 18:46-19:00 | 1 | 1
|  | 6 | 21 | 19:01-19:15 | 1 | 1
|  | 6 | 21 | 19:16-19:30 | 1 | 1
|  | 6 | 21 | 19:31-19:45 | 1 | 1
|  | 6 | 21 | 19:46-20:00 | 1 | 1
|  | 6 | 21 | 20:01-20:15 | 1 | 1
|  | 6 | 21 | 20:16-20:30 | 1 | 1
|  | 6 | 21 | 20:31-20:45 | 1 | 1
|  | 6 | 21 | 20:46-21:00 | 1 | 1
|  | 6 | 21 | 21:01-21:15 | 1 | 1
|  | 6 | 21 | 21:16-21:30 | 1 | 1
|  | 6 | 21 | 21:31-21:45 | 1 | 1
|  | 6 | 21 | 21:46-22:00 | 1 | 1
|  | 6 | 21 | 22:01-22:15 | 1 | 1
|  | 6 | 21 | 22:16-22:30 | 1 | 1
|  | 6 | 21 | 22:31-22:45 | 1 | 1
|  | 6 | 21 | 22:46-23:00 | 1 | 1
|  | 6 | 21 | 23:01-23:15 | 1 | 1
|  | 6 | 21 | 23:16-23:30 | 1 | 1
|  | 6 | 21 | 23:31-23:45 | 1 | 1
|  | 6 | 21 | 23:46-24:00 | 1 | 1
|  | 6 | 22 | 00:01-00:15 | 1 | 1
|  | 6 | 22 | 00:16-00:30 | 1 | 1
|  | 6 | 22 | 00:31-00:45 | 1 | 1
|  | 6 | 22 | 00:46-01:00 | 1 | 1
|  | 6 | 22 | 01:01-01:15 | 1 | 1
|  | 6 | 22 | 01:16-01:30 | 1 | 1
|  | 6 | 22 | 01:31-01:45 | 1 | 1
|  | 6 | 22 | 01:46-02:00 | 1 | 1
|  | 6 | 22 | 02:01-02:15 | 1 | 1
|  | 6 | 22 | 02:16-02:30 | 1 | 1
|  | 6 | 22 | 02:31-02:45 | 1 | 1
|  | 6 | 22 | 02:46-03:00 | 1 | 1
|  | 6 | 22 | 03:01-03:15 | 1 | 1
|  | 6 | 22 | 03:16-03:30 | 1 | 1
|  | 6 | 22 | 03:31-03:45 | 1 | 1
|  | 6 | 22 | 03:46-04:00 | 1 | 1
|  | 6 | 22 | 04:01-04:15 | 1 | 1
|  | 6 | 22 | 04:16-04:30 | 1 | 1
|  | 6 | 22 | 04:31-04:45 | 1 | 1
|  | 6 | 22 | 04:46-05:00 | 1 | 1
|  | 6 | 22 | 05:01-05:15 | 1 | 1
|  | 6 | 22 | 05:16-05:30 | 1 | 1
|  | 6 | 22 | 05:31-05:45 | 1 | 1
|  | 6 | 22 | 05:46-06:00 | 1 | 1
|  | 6 | 22 | 06:01-06:15 | 1 | 1
|  | 6 | 22 | 06:16-06:30 | 1 | 1
|  | 6 | 22 | 06:31-06:45 | 1 | 1
|  | 6 | 22 | 06:46-07:00 | 1 | 1
|  | 6 | 22 | 07:01-07:15 | 1 | 1
|  | 6 | 22 | 07:16-07:30 | 1 | 1
|  | 6 | 22 | 07:31-07:45 | 1 | 1
|  | 6 | 22 | 07:46-08:00 | 1 | 1
|  | 6 | 22 | 08:01-08:15 | 1 | 1
|  | 6 | 22 | 08:16-08:30 | 1 | 1
|  | 6 | 22 | 08:31-08:45 | 1 | 1
|  | 6 | 22 | 08:46-09:00 | 1 | 1
|  | 6 | 22 | 09:01-09:15 | 1 | 1
|  | 6 | 22 | 09:16-09:30 | 1 | 1
|  | 6 | 22 | 09:31-09:45 | 1 | 1
|  | 6 | 22 | 09:46-10:00 | 1 | 1
|  | 6 | 22 | 10:01-10:15 | 1 | 1
|  | 6 | 22 | 10:16-10:30 | 1 | 1
|  | 6 | 22 | 10:31-10:45 | 1 | 1
|  | 6 | 22 | 10:46-11:00 | 1 | 1
|  | 6 | 22 | 11:01-11:15 | 1 | 1
|  | 6 | 22 | 11:16-11:30 | 1 | 1
|  | 6 | 22 | 11:31-11:45 | 1 | 1
|  | 6 | 22 | 11:46-12:00 | 1 | 1
|  | 6 | 22 | 12:01-12:15 | 1 | 1
|  | 6 | 22 | 12:16-12:30 | 1 | 1
|  | 6 | 22 | 12:31-12:45 | 1 | 1
|  | 6 | 22 | 12:46-13:00 | 1 | 1
|  | 6 | 22 | 13:01-13:15 | 1 | 1
|  | 6 | 22 | 13:16-13:30 | 1 | 1
|  | 6 | 22 | 13:31-13:45 | 1 | 1
|  | 6 | 22 | 13:46-14:00 | 1 | 1
|  | 6 | 22 | 14:01-14:15 | 1 | 1
|  | 6 | 22 | 14:16-14:30 | 1 | 1
|  | 6 | 22 | 14:31-14:45 | 1 | 1
|  | 6 | 22 | 14:46-15:00 | 1 | 1
|  | 6 | 22 | 15:01-15:15 | 1 | 1
|  | 6 | 22 | 15:16-15:30 | 1 | 1
|  | 6 | 22 | 15:31-15:45 | 1 | 1
|  | 6 | 22 | 15:46-16:00 | 1 | 1
|  | 6 | 22 | 16:01-16:15 | 1 | 1
|  | 6 | 22 | 16:16-16:30 | 1 | 1
|  | 6 | 22 | 16:31-16:45 | 1 | 1
|  | 6 | 22 | 16:46-17:00 | 1 | 1
|  | 6 | 22 | 17:01-17:15 | 1 | 1
|  | 6 | 22 | 17:16-17:30 | 1 | 1
|  | 6 | 22 | 17:31-17:45 | 1 | 1
|  | 6 | 22 | 17:46-18:00 | 1 | 1
|  | 6 | 22 | 18:01-18:15 | 1 | 1
|  | 6 | 22 | 18:16-18:30 | 1 | 1
|  | 6 | 22 | 18:31-18:45 | 1 | 1
|  | 6 | 22 | 18:46-19:00 | 1 | 1
|  | 6 | 22 | 19:01-19:15 | 1 | 1
|  | 6 | 22 | 19:16-19:30 | 1 | 1
|  | 6 | 22 | 19:31-19:45 | 1 | 1
|  | 6 | 22 | 19:46-20:00 | 1 | 1
|  | 6 | 22 | 20:01-20:15 | 1 | 1
|  | 6 | 22 | 20:16-20:30 | 1 | 1
|  | 6 | 22 | 20:31-20:45 | 1 | 1
|  | 6 | 22 | 20:46-21:00 | 1 | 1
|  | 6 | 22 | 21:01-21:15 | 1 | 1
|  | 6 | 22 | 21:16-21:30 | 1 | 1
|  | 6 | 22 | 21:31-21:45 | 1 | 1
|  | 6 | 22 | 21:46-22:00 | 1 | 1
|  | 6 | 22 | 22:01-22:15 | 1 | 1
|  | 6 | 22 | 22:16-22:30 | 1 | 1
|  | 6 | 22 | 22:31-22:45 | 1 | 1
|  | 6 | 22 | 22:46-23:00 | 1 | 1
|  | 6 | 22 | 23:01-23:15 | 1 | 1
|  | 6 | 22 | 23:16-23:30 | 1 | 1
|  | 6 | 22 | 23:31-23:45 | 1 | 1
|  | 6 | 22 | 23:46-24:00 | 1 | 1
|  | 6 | 23 | 00:01-00:15 | 1 | 1
|  | 6 | 23 | 00:16-00:30 | 1 | 1
|  | 6 | 23 | 00:31-00:45 | 1 | 1
|  | 6 | 23 | 00:46-01:00 | 1 | 1
|  | 6 | 23 | 01:01-01:15 | 1 | 1
|  | 6 | 23 | 01:16-01:30 | 1 | 1
|  | 6 | 23 | 01:31-01:45 | 1 | 1
|  | 6 | 23 | 01:46-02:00 | 1 | 1
|  | 6 | 23 | 02:01-02:15 | 1 | 1
|  | 6 | 23 | 02:16-02:30 | 1 | 1
|  | 6 | 23 | 02:31-02:45 | 1 | 1
|  | 6 | 23 | 02:46-03:00 | 1 | 1
|  | 6 | 23 | 03:01-03:15 | 1 | 1
|  | 6 | 23 | 03:16-03:30 | 1 | 1
|  | 6 | 23 | 03:31-03:45 | 1 | 1
|  | 6 | 23 | 03:46-04:00 | 1 | 1
|  | 6 | 23 | 04:01-04:15 | 1 | 1
|  | 6 | 23 | 04:16-04:30 | 1 | 1
|  | 6 | 23 | 04:31-04:45 | 1 | 1
|  | 6 | 23 | 04:46-05:00 | 1 | 1
|  | 6 | 23 | 05:01-05:15 | 1 | 1
|  | 6 | 23 | 05:16-05:30 | 1 | 1
|  | 6 | 23 | 05:31-05:45 | 1 | 1
|  | 6 | 23 | 05:46-06:00 | 1 | 1
|  | 6 | 23 | 06:01-06:15 | 1 | 1
|  | 6 | 23 | 06:16-06:30 | 1 | 1
|  | 6 | 23 | 06:31-06:45 | 1 | 1
|  | 6 | 23 | 06:46-07:00 | 1 | 1
|  | 6 | 23 | 07:01-07:15 | 1 | 1
|  | 6 | 23 | 07:16-07:30 | 1 | 1
|  | 6 | 23 | 07:31-07:45 | 1 | 1
|  | 6 | 23 | 07:46-08:00 | 1 | 1
|  | 6 | 23 | 08:01-08:15 | 1 | 1
|  | 6 | 23 | 08:16-08:30 | 1 | 1
|  | 6 | 23 | 08:31-08:45 | 1 | 1
|  | 6 | 23 | 08:46-09:00 | 1 | 1
|  | 6 | 23 | 09:01-09:15 | 1 | 1
|  | 6 | 23 | 09:16-09:30 | 1 | 1
|  | 6 | 23 | 09:31-09:45 | 1 | 1
|  | 6 | 23 | 09:46-10:00 | 1 | 1
|  | 6 | 23 | 10:01-10:15 | 1 | 1
|  | 6 | 23 | 10:16-10:30 | 1 | 1
|  | 6 | 23 | 10:31-10:45 | 1 | 1
|  | 6 | 23 | 10:46-11:00 | 1 | 1
|  | 6 | 23 | 11:01-11:15 | 1 | 1
|  | 6 | 23 | 11:16-11:30 | 1 | 1
|  | 6 | 23 | 11:31-11:45 | 1 | 1
|  | 6 | 23 | 11:46-12:00 | 1 | 1
|  | 6 | 23 | 12:01-12:15 | 1 | 1
|  | 6 | 23 | 12:16-12:30 | 1 | 1
|  | 6 | 23 | 12:31-12:45 | 1 | 1
|  | 6 | 23 | 12:46-13:00 | 1 | 1
|  | 6 | 23 | 13:01-13:15 | 1 | 1
|  | 6 | 23 | 13:16-13:30 | 1 | 1
|  | 6 | 23 | 13:31-13:45 | 1 | 1
|  | 6 | 23 | 13:46-14:00 | 1 | 1
|  | 6 | 23 | 14:01-14:15 | 1 | 1
|  | 6 | 23 | 14:16-14:30 | 1 | 1
|  | 6 | 23 | 14:31-14:45 | 1 | 1
|  | 6 | 23 | 14:46-15:00 | 1 | 1
|  | 6 | 23 | 15:01-15:15 | 1 | 1
|  | 6 | 23 | 15:16-15:30 | 1 | 1
|  | 6 | 23 | 15:31-15:45 | 1 | 1
|  | 6 | 23 | 15:46-16:00 | 1 | 1
|  | 6 | 23 | 16:01-16:15 | 1 | 1
|  | 6 | 23 | 16:16-16:30 | 1 | 1
|  | 6 | 23 | 16:31-16:45 | 1 | 1
|  | 6 | 23 | 16:46-17:00 | 1 | 1
|  | 6 | 23 | 17:01-17:15 | 1 | 1
|  | 6 | 23 | 17:16-17:30 | 1 | 1
|  | 6 | 23 | 17:31-17:45 | 1 | 1
|  | 6 | 23 | 17:46-18:00 | 1 | 1
|  | 6 | 23 | 18:01-18:15 | 1 | 1
|  | 6 | 23 | 18:16-18:30 | 1 | 1
|  | 6 | 23 | 18:31-18:45 | 1 | 1
|  | 6 | 23 | 18:46-19:00 | 1 | 1
|  | 6 | 23 | 19:01-19:15 | 1 | 1
|  | 6 | 23 | 19:16-19:30 | 1 | 1
|  | 6 | 23 | 19:31-19:45 | 1 | 1
|  | 6 | 23 | 19:46-20:00 | 1 | 1
|  | 6 | 23 | 20:01-20:15 | 1 | 1
|  | 6 | 23 | 20:16-20:30 | 1 | 1
|  | 6 | 23 | 20:31-20:45 | 1 | 1
|  | 6 | 23 | 20:46-21:00 | 1 | 1
|  | 6 | 23 | 21:01-21:15 | 1 | 1
|  | 6 | 23 | 21:16-21:30 | 1 | 1
|  | 6 | 23 | 21:31-21:45 | 1 | 1
|  | 6 | 23 | 21:46-22:00 | 1 | 1
|  | 6 | 23 | 22:01-22:15 | 1 | 1
|  | 6 | 23 | 22:16-22:30 | 1 | 1
|  | 6 | 23 | 22:31-22:45 | 1 | 1
|  | 6 | 23 | 22:46-23:00 | 1 | 1
|  | 6 | 23 | 23:01-23:15 | 1 | 1
|  | 6 | 23 | 23:16-23:30 | 1 | 1
|  | 6 | 23 | 23:31-23:45 | 1 | 1
|  | 6 | 23 | 23:46-24:00 | 1 | 1
|  | 6 | 24 | 00:01-00:15 | 0 | 1
|  | 6 | 24 | 00:16-00:30 | 0 | 1
|  | 6 | 24 | 00:31-00:45 | 0 | 1
|  | 6 | 24 | 00:46-01:00 | 0 | 1
|  | 6 | 24 | 01:01-01:15 | 0 | 1
|  | 6 | 24 | 01:16-01:30 | 0 | 1
|  | 6 | 24 | 01:31-01:45 | 0 | 1
|  | 6 | 24 | 01:46-02:00 | 0 | 1
|  | 6 | 24 | 02:01-02:15 | 0 | 1
|  | 6 | 24 | 02:16-02:30 | 0 | 1
|  | 6 | 24 | 02:31-02:45 | 0 | 1
|  | 6 | 24 | 02:46-03:00 | 0 | 1
|  | 6 | 24 | 03:01-03:15 | 0 | 1
|  | 6 | 24 | 03:16-03:30 | 0 | 1
|  | 6 | 24 | 03:31-03:45 | 0 | 1
|  | 6 | 24 | 03:46-04:00 | 0 | 1
|  | 6 | 24 | 04:01-04:15 | 0 | 1
|  | 6 | 24 | 04:16-04:30 | 0 | 1
|  | 6 | 24 | 04:31-04:45 | 0 | 1
|  | 6 | 24 | 04:46-05:00 | 0 | 1
|  | 6 | 24 | 05:01-05:15 | 0 | 1
|  | 6 | 24 | 05:16-05:30 | 0 | 1
|  | 6 | 24 | 05:31-05:45 | 0 | 1
|  | 6 | 24 | 05:46-06:00 | 0 | 1
|  | 6 | 24 | 06:01-06:15 | 0 | 1
|  | 6 | 24 | 06:16-06:30 | 0 | 1
|  | 6 | 24 | 06:31-06:45 | 0 | 1
|  | 6 | 24 | 06:46-07:00 | 0 | 1
|  | 6 | 24 | 07:01-07:15 | 0 | 1
|  | 6 | 24 | 07:16-07:30 | 0 | 1
|  | 6 | 24 | 07:31-07:45 | 0 | 1
|  | 6 | 24 | 07:46-08:00 | 0 | 1
|  | 6 | 24 | 08:01-08:15 | 0 | 1
|  | 6 | 24 | 08:16-08:30 | 0 | 1
|  | 6 | 24 | 08:31-08:45 | 0 | 1
|  | 6 | 24 | 08:46-09:00 | 0 | 1
|  | 6 | 24 | 09:01-09:15 | 0 | 1
|  | 6 | 24 | 09:16-09:30 | 0 | 1
|  | 6 | 24 | 09:31-09:45 | 0 | 1
|  | 6 | 24 | 09:46-10:00 | 0 | 1
|  | 6 | 24 | 10:01-10:15 | 0 | 1
|  | 6 | 24 | 10:16-10:30 | 0 | 1
|  | 6 | 24 | 10:31-10:45 | 0 | 1
|  | 6 | 24 | 10:46-11:00 | 0 | 1
|  | 6 | 24 | 11:01-11:15 | 0 | 1
|  | 6 | 24 | 11:16-11:30 | 0 | 1
|  | 6 | 24 | 11:31-11:45 | 0 | 1
|  | 6 | 24 | 11:46-12:00 | 0 | 1
|  | 6 | 24 | 12:01-12:15 | 0 | 1
|  | 6 | 24 | 12:16-12:30 | 0 | 1
|  | 6 | 24 | 12:31-12:45 | 0 | 1
|  | 6 | 24 | 12:46-13:00 | 0 | 1
|  | 6 | 24 | 13:01-13:15 | 0 | 1
|  | 6 | 24 | 13:16-13:30 | 0 | 1
|  | 6 | 24 | 13:31-13:45 | 0 | 1
|  | 6 | 24 | 13:46-14:00 | 0 | 1
|  | 6 | 24 | 14:01-14:15 | 0 | 1
|  | 6 | 24 | 14:16-14:30 | 0 | 1
|  | 6 | 24 | 14:31-14:45 | 0 | 1
|  | 6 | 24 | 14:46-15:00 | 0 | 1
|  | 6 | 24 | 15:01-15:15 | 0 | 1
|  | 6 | 24 | 15:16-15:30 | 0 | 1
|  | 6 | 24 | 15:31-15:45 | 0 | 1
|  | 6 | 24 | 15:46-16:00 | 0 | 1
|  | 6 | 24 | 16:01-16:15 | 0 | 1
|  | 6 | 24 | 16:16-16:30 | 0 | 1
|  | 6 | 24 | 16:31-16:45 | 0 | 1
|  | 6 | 24 | 16:46-17:00 | 0 | 1
|  | 6 | 24 | 17:01-17:15 | 0 | 1
|  | 6 | 24 | 17:16-17:30 | 0 | 1
|  | 6 | 24 | 17:31-17:45 | 0 | 1
|  | 6 | 24 | 17:46-18:00 | 0 | 1
|  | 6 | 24 | 18:01-18:15 | 0 | 1
|  | 6 | 24 | 18:16-18:30 | 0 | 1
|  | 6 | 24 | 18:31-18:45 | 0 | 1
|  | 6 | 24 | 18:46-19:00 | 0 | 1
|  | 6 | 24 | 19:01-19:15 | 0 | 1
|  | 6 | 24 | 19:16-19:30 | 0 | 1
|  | 6 | 24 | 19:31-19:45 | 0 | 1
|  | 6 | 24 | 19:46-20:00 | 0 | 1
|  | 6 | 24 | 20:01-20:15 | 0 | 1
|  | 6 | 24 | 20:16-20:30 | 0 | 1
|  | 6 | 24 | 20:31-20:45 | 0 | 1
|  | 6 | 24 | 20:46-21:00 | 0 | 1
|  | 6 | 24 | 21:01-21:15 | 0 | 1
|  | 6 | 24 | 21:16-21:30 | 0 | 1
|  | 6 | 24 | 21:31-21:45 | 0 | 1
|  | 6 | 24 | 21:46-22:00 | 0 | 1
|  | 6 | 24 | 22:01-22:15 | 0 | 1
|  | 6 | 24 | 22:16-22:30 | 0 | 1
|  | 6 | 24 | 22:31-22:45 | 0 | 1
|  | 6 | 24 | 22:46-23:00 | 0 | 1
|  | 6 | 24 | 23:01-23:15 | 0 | 1
|  | 6 | 24 | 23:16-23:30 | 0 | 1
|  | 6 | 24 | 23:31-23:45 | 0 | 1
|  | 6 | 24 | 23:46-24:00 | 0 | 1
|  | 6 | 25 | 00:01-00:15 | 0 | 1
|  | 6 | 25 | 00:16-00:30 | 0 | 1
|  | 6 | 25 | 00:31-00:45 | 0 | 1
|  | 6 | 25 | 00:46-01:00 | 0 | 1
|  | 6 | 25 | 01:01-01:15 | 0 | 1
|  | 6 | 25 | 01:16-01:30 | 0 | 1
|  | 6 | 25 | 01:31-01:45 | 0 | 1
|  | 6 | 25 | 01:46-02:00 | 0 | 1
|  | 6 | 25 | 02:01-02:15 | 0 | 1
|  | 6 | 25 | 02:16-02:30 | 0 | 1
|  | 6 | 25 | 02:31-02:45 | 0 | 1
|  | 6 | 25 | 02:46-03:00 | 0 | 1
|  | 6 | 25 | 03:01-03:15 | 0 | 1
|  | 6 | 25 | 03:16-03:30 | 0 | 1
|  | 6 | 25 | 03:31-03:45 | 0 | 1
|  | 6 | 25 | 03:46-04:00 | 0 | 1
|  | 6 | 25 | 04:01-04:15 | 0 | 1
|  | 6 | 25 | 04:16-04:30 | 0 | 1
|  | 6 | 25 | 04:31-04:45 | 0 | 1
|  | 6 | 25 | 04:46-05:00 | 0 | 1
|  | 6 | 25 | 05:01-05:15 | 0 | 1
|  | 6 | 25 | 05:16-05:30 | 0 | 1
|  | 6 | 25 | 05:31-05:45 | 0 | 1
|  | 6 | 25 | 05:46-06:00 | 0 | 1
|  | 6 | 25 | 06:01-06:15 | 0 | 1
|  | 6 | 25 | 06:16-06:30 | 0 | 1
|  | 6 | 25 | 06:31-06:45 | 0 | 1
|  | 6 | 25 | 06:46-07:00 | 0 | 1
|  | 6 | 25 | 07:01-07:15 | 0 | 1
|  | 6 | 25 | 07:16-07:30 | 0 | 1
|  | 6 | 25 | 07:31-07:45 | 0 | 1
|  | 6 | 25 | 07:46-08:00 | 0 | 1
|  | 6 | 25 | 08:01-08:15 | 0 | 1
|  | 6 | 25 | 08:16-08:30 | 0 | 1
|  | 6 | 25 | 08:31-08:45 | 0 | 1
|  | 6 | 25 | 08:46-09:00 | 0 | 1
|  | 6 | 25 | 09:01-09:15 | 0 | 1
|  | 6 | 25 | 09:16-09:30 | 0 | 1
|  | 6 | 25 | 09:31-09:45 | 0 | 1
|  | 6 | 25 | 09:46-10:00 | 0 | 1
|  | 6 | 25 | 10:01-10:15 | 0 | 1
|  | 6 | 25 | 10:16-10:30 | 0 | 1
|  | 6 | 25 | 10:31-10:45 | 0 | 1
|  | 6 | 25 | 10:46-11:00 | 0 | 1
|  | 6 | 25 | 11:01-11:15 | 0 | 1
|  | 6 | 25 | 11:16-11:30 | 0 | 1
|  | 6 | 25 | 11:31-11:45 | 0 | 1
|  | 6 | 25 | 11:46-12:00 | 0 | 1
|  | 6 | 25 | 12:01-12:15 | 0 | 1
|  | 6 | 25 | 12:16-12:30 | 0 | 1
|  | 6 | 25 | 12:31-12:45 | 0 | 1
|  | 6 | 25 | 12:46-13:00 | 0 | 1
|  | 6 | 25 | 13:01-13:15 | 0 | 1
|  | 6 | 25 | 13:16-13:30 | 0 | 1
|  | 6 | 25 | 13:31-13:45 | 0 | 1
|  | 6 | 25 | 13:46-14:00 | 0 | 1
|  | 6 | 25 | 14:01-14:15 | 0 | 1
|  | 6 | 25 | 14:16-14:30 | 0 | 1
|  | 6 | 25 | 14:31-14:45 | 0 | 1
|  | 6 | 25 | 14:46-15:00 | 0 | 1
|  | 6 | 25 | 15:01-15:15 | 0 | 1
|  | 6 | 25 | 15:16-15:30 | 0 | 1
|  | 6 | 25 | 15:31-15:45 | 0 | 1
|  | 6 | 25 | 15:46-16:00 | 0 | 1
|  | 6 | 25 | 16:01-16:15 | 0 | 1
|  | 6 | 25 | 16:16-16:30 | 0 | 1
|  | 6 | 25 | 16:31-16:45 | 0 | 1
|  | 6 | 25 | 16:46-17:00 | 0 | 1
|  | 6 | 25 | 17:01-17:15 | 0 | 1
|  | 6 | 25 | 17:16-17:30 | 0 | 1
|  | 6 | 25 | 17:31-17:45 | 0 | 1
|  | 6 | 25 | 17:46-18:00 | 0 | 1
|  | 6 | 25 | 18:01-18:15 | 0 | 1
|  | 6 | 25 | 18:16-18:30 | 0 | 1
|  | 6 | 25 | 18:31-18:45 | 0 | 1
|  | 6 | 25 | 18:46-19:00 | 0 | 1
|  | 6 | 25 | 19:01-19:15 | 0 | 1
|  | 6 | 25 | 19:16-19:30 | 0 | 1
|  | 6 | 25 | 19:31-19:45 | 0 | 1
|  | 6 | 25 | 19:46-20:00 | 0 | 1
|  | 6 | 25 | 20:01-20:15 | 0 | 1
|  | 6 | 25 | 20:16-20:30 | 0 | 1
|  | 6 | 25 | 20:31-20:45 | 0 | 1
|  | 6 | 25 | 20:46-21:00 | 0 | 1
|  | 6 | 25 | 21:01-21:15 | 0 | 1
|  | 6 | 25 | 21:16-21:30 | 0 | 1
|  | 6 | 25 | 21:31-21:45 | 0 | 1
|  | 6 | 25 | 21:46-22:00 | 0 | 1
|  | 6 | 25 | 22:01-22:15 | 0 | 1
|  | 6 | 25 | 22:16-22:30 | 0 | 1
|  | 6 | 25 | 22:31-22:45 | 0 | 1
|  | 6 | 25 | 22:46-23:00 | 0 | 1
|  | 6 | 25 | 23:01-23:15 | 0 | 1
|  | 6 | 25 | 23:16-23:30 | 0 | 1
|  | 6 | 25 | 23:31-23:45 | 0 | 1
|  | 6 | 25 | 23:46-24:00 | 0 | 1
|  | 6 | 26 | 00:01-00:15 | 1 | 1
|  | 6 | 26 | 00:16-00:30 | 1 | 1
|  | 6 | 26 | 00:31-00:45 | 1 | 1
|  | 6 | 26 | 00:46-01:00 | 1 | 1
|  | 6 | 26 | 01:01-01:15 | 1 | 1
|  | 6 | 26 | 01:16-01:30 | 1 | 1
|  | 6 | 26 | 01:31-01:45 | 1 | 1
|  | 6 | 26 | 01:46-02:00 | 1 | 1
|  | 6 | 26 | 02:01-02:15 | 1 | 1
|  | 6 | 26 | 02:16-02:30 | 1 | 1
|  | 6 | 26 | 02:31-02:45 | 1 | 1
|  | 6 | 26 | 02:46-03:00 | 1 | 1
|  | 6 | 26 | 03:01-03:15 | 1 | 1
|  | 6 | 26 | 03:16-03:30 | 1 | 1
|  | 6 | 26 | 03:31-03:45 | 1 | 1
|  | 6 | 26 | 03:46-04:00 | 1 | 1
|  | 6 | 26 | 04:01-04:15 | 1 | 1
|  | 6 | 26 | 04:16-04:30 | 1 | 1
|  | 6 | 26 | 04:31-04:45 | 1 | 1
|  | 6 | 26 | 04:46-05:00 | 1 | 1
|  | 6 | 26 | 05:01-05:15 | 1 | 1
|  | 6 | 26 | 05:16-05:30 | 1 | 1
|  | 6 | 26 | 05:31-05:45 | 1 | 1
|  | 6 | 26 | 05:46-06:00 | 1 | 1
|  | 6 | 26 | 06:01-06:15 | 1 | 1
|  | 6 | 26 | 06:16-06:30 | 1 | 1
|  | 6 | 26 | 06:31-06:45 | 1 | 1
|  | 6 | 26 | 06:46-07:00 | 1 | 1
|  | 6 | 26 | 07:01-07:15 | 1 | 1
|  | 6 | 26 | 07:16-07:30 | 1 | 1
|  | 6 | 26 | 07:31-07:45 | 1 | 1
|  | 6 | 26 | 07:46-08:00 | 1 | 1
|  | 6 | 26 | 08:01-08:15 | 1 | 1
|  | 6 | 26 | 08:16-08:30 | 1 | 1
|  | 6 | 26 | 08:31-08:45 | 1 | 1
|  | 6 | 26 | 08:46-09:00 | 1 | 1
|  | 6 | 26 | 09:01-09:15 | 1 | 1
|  | 6 | 26 | 09:16-09:30 | 1 | 1
|  | 6 | 26 | 09:31-09:45 | 1 | 1
|  | 6 | 26 | 09:46-10:00 | 1 | 1
|  | 6 | 26 | 10:01-10:15 | 1 | 1
|  | 6 | 26 | 10:16-10:30 | 1 | 1
|  | 6 | 26 | 10:31-10:45 | 1 | 1
|  | 6 | 26 | 10:46-11:00 | 1 | 1
|  | 6 | 26 | 11:01-11:15 | 1 | 1
|  | 6 | 26 | 11:16-11:30 | 1 | 1
|  | 6 | 26 | 11:31-11:45 | 1 | 1
|  | 6 | 26 | 11:46-12:00 | 1 | 1
|  | 6 | 26 | 12:01-12:15 | 1 | 1
|  | 6 | 26 | 12:16-12:30 | 1 | 1
|  | 6 | 26 | 12:31-12:45 | 1 | 1
|  | 6 | 26 | 12:46-13:00 | 1 | 1
|  | 6 | 26 | 13:01-13:15 | 1 | 1
|  | 6 | 26 | 13:16-13:30 | 1 | 1
|  | 6 | 26 | 13:31-13:45 | 1 | 1
|  | 6 | 26 | 13:46-14:00 | 1 | 1
|  | 6 | 26 | 14:01-14:15 | 1 | 1
|  | 6 | 26 | 14:16-14:30 | 1 | 1
|  | 6 | 26 | 14:31-14:45 | 1 | 1
|  | 6 | 26 | 14:46-15:00 | 1 | 1
|  | 6 | 26 | 15:01-15:15 | 1 | 1
|  | 6 | 26 | 15:16-15:30 | 1 | 1
|  | 6 | 26 | 15:31-15:45 | 1 | 1
|  | 6 | 26 | 15:46-16:00 | 1 | 1
|  | 6 | 26 | 16:01-16:15 | 1 | 1
|  | 6 | 26 | 16:16-16:30 | 1 | 1
|  | 6 | 26 | 16:31-16:45 | 1 | 1
|  | 6 | 26 | 16:46-17:00 | 1 | 1
|  | 6 | 26 | 17:01-17:15 | 1 | 1
|  | 6 | 26 | 17:16-17:30 | 1 | 1
|  | 6 | 26 | 17:31-17:45 | 1 | 1
|  | 6 | 26 | 17:46-18:00 | 1 | 1
|  | 6 | 26 | 18:01-18:15 | 1 | 1
|  | 6 | 26 | 18:16-18:30 | 1 | 1
|  | 6 | 26 | 18:31-18:45 | 1 | 1
|  | 6 | 26 | 18:46-19:00 | 1 | 1
|  | 6 | 26 | 19:01-19:15 | 1 | 1
|  | 6 | 26 | 19:16-19:30 | 1 | 1
|  | 6 | 26 | 19:31-19:45 | 1 | 1
|  | 6 | 26 | 19:46-20:00 | 1 | 1
|  | 6 | 26 | 20:01-20:15 | 1 | 1
|  | 6 | 26 | 20:16-20:30 | 1 | 1
|  | 6 | 26 | 20:31-20:45 | 1 | 1
|  | 6 | 26 | 20:46-21:00 | 1 | 1
|  | 6 | 26 | 21:01-21:15 | 1 | 1
|  | 6 | 26 | 21:16-21:30 | 1 | 1
|  | 6 | 26 | 21:31-21:45 | 1 | 1
|  | 6 | 26 | 21:46-22:00 | 1 | 1
|  | 6 | 26 | 22:01-22:15 | 1 | 1
|  | 6 | 26 | 22:16-22:30 | 1 | 1
|  | 6 | 26 | 22:31-22:45 | 1 | 1
|  | 6 | 26 | 22:46-23:00 | 1 | 1
|  | 6 | 26 | 23:01-23:15 | 1 | 1
|  | 6 | 26 | 23:16-23:30 | 1 | 1
|  | 6 | 26 | 23:31-23:45 | 1 | 1
|  | 6 | 26 | 23:46-24:00 | 1 | 1
|  | 6 | 27 | 00:01-00:15 | 1 | 1
|  | 6 | 27 | 00:16-00:30 | 1 | 1
|  | 6 | 27 | 00:31-00:45 | 1 | 1
|  | 6 | 27 | 00:46-01:00 | 1 | 1
|  | 6 | 27 | 01:01-01:15 | 1 | 1
|  | 6 | 27 | 01:16-01:30 | 1 | 1
|  | 6 | 27 | 01:31-01:45 | 1 | 1
|  | 6 | 27 | 01:46-02:00 | 1 | 1
|  | 6 | 27 | 02:01-02:15 | 1 | 1
|  | 6 | 27 | 02:16-02:30 | 1 | 1
|  | 6 | 27 | 02:31-02:45 | 1 | 1
|  | 6 | 27 | 02:46-03:00 | 1 | 1
|  | 6 | 27 | 03:01-03:15 | 1 | 1
|  | 6 | 27 | 03:16-03:30 | 1 | 1
|  | 6 | 27 | 03:31-03:45 | 1 | 1
|  | 6 | 27 | 03:46-04:00 | 1 | 1
|  | 6 | 27 | 04:01-04:15 | 1 | 1
|  | 6 | 27 | 04:16-04:30 | 1 | 1
|  | 6 | 27 | 04:31-04:45 | 1 | 1
|  | 6 | 27 | 04:46-05:00 | 1 | 1
|  | 6 | 27 | 05:01-05:15 | 1 | 1
|  | 6 | 27 | 05:16-05:30 | 1 | 1
|  | 6 | 27 | 05:31-05:45 | 1 | 1
|  | 6 | 27 | 05:46-06:00 | 1 | 1
|  | 6 | 27 | 06:01-06:15 | 1 | 1
|  | 6 | 27 | 06:16-06:30 | 1 | 1
|  | 6 | 27 | 06:31-06:45 | 1 | 1
|  | 6 | 27 | 06:46-07:00 | 1 | 1
|  | 6 | 27 | 07:01-07:15 | 1 | 1
|  | 6 | 27 | 07:16-07:30 | 1 | 1
|  | 6 | 27 | 07:31-07:45 | 1 | 1
|  | 6 | 27 | 07:46-08:00 | 1 | 1
|  | 6 | 27 | 08:01-08:15 | 1 | 1
|  | 6 | 27 | 08:16-08:30 | 1 | 1
|  | 6 | 27 | 08:31-08:45 | 1 | 1
|  | 6 | 27 | 08:46-09:00 | 1 | 1
|  | 6 | 27 | 09:01-09:15 | 1 | 1
|  | 6 | 27 | 09:16-09:30 | 1 | 1
|  | 6 | 27 | 09:31-09:45 | 1 | 1
|  | 6 | 27 | 09:46-10:00 | 1 | 1
|  | 6 | 27 | 10:01-10:15 | 1 | 1
|  | 6 | 27 | 10:16-10:30 | 1 | 1
|  | 6 | 27 | 10:31-10:45 | 1 | 1
|  | 6 | 27 | 10:46-11:00 | 1 | 1
|  | 6 | 27 | 11:01-11:15 | 1 | 1
|  | 6 | 27 | 11:16-11:30 | 1 | 1
|  | 6 | 27 | 11:31-11:45 | 1 | 1
|  | 6 | 27 | 11:46-12:00 | 1 | 1
|  | 6 | 27 | 12:01-12:15 | 1 | 1
|  | 6 | 27 | 12:16-12:30 | 1 | 1
|  | 6 | 27 | 12:31-12:45 | 1 | 1
|  | 6 | 27 | 12:46-13:00 | 1 | 1
|  | 6 | 27 | 13:01-13:15 | 1 | 1
|  | 6 | 27 | 13:16-13:30 | 1 | 1
|  | 6 | 27 | 13:31-13:45 | 1 | 1
|  | 6 | 27 | 13:46-14:00 | 1 | 1
|  | 6 | 27 | 14:01-14:15 | 1 | 1
|  | 6 | 27 | 14:16-14:30 | 1 | 1
|  | 6 | 27 | 14:31-14:45 | 1 | 1
|  | 6 | 27 | 14:46-15:00 | 1 | 1
|  | 6 | 27 | 15:01-15:15 | 1 | 1
|  | 6 | 27 | 15:16-15:30 | 1 | 1
|  | 6 | 27 | 15:31-15:45 | 1 | 1
|  | 6 | 27 | 15:46-16:00 | 1 | 1
|  | 6 | 27 | 16:01-16:15 | 1 | 1
|  | 6 | 27 | 16:16-16:30 | 1 | 1
|  | 6 | 27 | 16:31-16:45 | 1 | 1
|  | 6 | 27 | 16:46-17:00 | 1 | 1
|  | 6 | 27 | 17:01-17:15 | 1 | 1
|  | 6 | 27 | 17:16-17:30 | 1 | 1
|  | 6 | 27 | 17:31-17:45 | 1 | 1
|  | 6 | 27 | 17:46-18:00 | 1 | 1
|  | 6 | 27 | 18:01-18:15 | 1 | 1
|  | 6 | 27 | 18:16-18:30 | 1 | 1
|  | 6 | 27 | 18:31-18:45 | 1 | 1
|  | 6 | 27 | 18:46-19:00 | 1 | 1
|  | 6 | 27 | 19:01-19:15 | 1 | 1
|  | 6 | 27 | 19:16-19:30 | 1 | 1
|  | 6 | 27 | 19:31-19:45 | 1 | 1
|  | 6 | 27 | 19:46-20:00 | 1 | 1
|  | 6 | 27 | 20:01-20:15 | 1 | 1
|  | 6 | 27 | 20:16-20:30 | 1 | 1
|  | 6 | 27 | 20:31-20:45 | 1 | 1
|  | 6 | 27 | 20:46-21:00 | 1 | 1
|  | 6 | 27 | 21:01-21:15 | 1 | 1
|  | 6 | 27 | 21:16-21:30 | 1 | 1
|  | 6 | 27 | 21:31-21:45 | 1 | 1
|  | 6 | 27 | 21:46-22:00 | 1 | 1
|  | 6 | 27 | 22:01-22:15 | 1 | 1
|  | 6 | 27 | 22:16-22:30 | 1 | 1
|  | 6 | 27 | 22:31-22:45 | 1 | 1
|  | 6 | 27 | 22:46-23:00 | 1 | 1
|  | 6 | 27 | 23:01-23:15 | 1 | 1
|  | 6 | 27 | 23:16-23:30 | 1 | 1
|  | 6 | 27 | 23:31-23:45 | 1 | 1
|  | 6 | 27 | 23:46-24:00 | 1 | 1
|  | 6 | 28 | 00:01-00:15 | 1 | 1
|  | 6 | 28 | 00:16-00:30 | 1 | 1
|  | 6 | 28 | 00:31-00:45 | 1 | 1
|  | 6 | 28 | 00:46-01:00 | 1 | 1
|  | 6 | 28 | 01:01-01:15 | 1 | 1
|  | 6 | 28 | 01:16-01:30 | 1 | 1
|  | 6 | 28 | 01:31-01:45 | 1 | 1
|  | 6 | 28 | 01:46-02:00 | 1 | 1
|  | 6 | 28 | 02:01-02:15 | 1 | 1
|  | 6 | 28 | 02:16-02:30 | 1 | 1
|  | 6 | 28 | 02:31-02:45 | 1 | 1
|  | 6 | 28 | 02:46-03:00 | 1 | 1
|  | 6 | 28 | 03:01-03:15 | 1 | 1
|  | 6 | 28 | 03:16-03:30 | 1 | 1
|  | 6 | 28 | 03:31-03:45 | 1 | 1
|  | 6 | 28 | 03:46-04:00 | 1 | 1
|  | 6 | 28 | 04:01-04:15 | 1 | 1
|  | 6 | 28 | 04:16-04:30 | 1 | 1
|  | 6 | 28 | 04:31-04:45 | 1 | 1
|  | 6 | 28 | 04:46-05:00 | 1 | 1
|  | 6 | 28 | 05:01-05:15 | 1 | 1
|  | 6 | 28 | 05:16-05:30 | 1 | 1
|  | 6 | 28 | 05:31-05:45 | 1 | 1
|  | 6 | 28 | 05:46-06:00 | 1 | 1
|  | 6 | 28 | 06:01-06:15 | 1 | 1
|  | 6 | 28 | 06:16-06:30 | 1 | 1
|  | 6 | 28 | 06:31-06:45 | 1 | 1
|  | 6 | 28 | 06:46-07:00 | 1 | 1
|  | 6 | 28 | 07:01-07:15 | 1 | 1
|  | 6 | 28 | 07:16-07:30 | 1 | 1
|  | 6 | 28 | 07:31-07:45 | 1 | 1
|  | 6 | 28 | 07:46-08:00 | 1 | 1
|  | 6 | 28 | 08:01-08:15 | 1 | 1
|  | 6 | 28 | 08:16-08:30 | 1 | 1
|  | 6 | 28 | 08:31-08:45 | 1 | 1
|  | 6 | 28 | 08:46-09:00 | 1 | 1
|  | 6 | 28 | 09:01-09:15 | 1 | 1
|  | 6 | 28 | 09:16-09:30 | 1 | 1
|  | 6 | 28 | 09:31-09:45 | 1 | 1
|  | 6 | 28 | 09:46-10:00 | 1 | 1
|  | 6 | 28 | 10:01-10:15 | 1 | 1
|  | 6 | 28 | 10:16-10:30 | 1 | 1
|  | 6 | 28 | 10:31-10:45 | 1 | 1
|  | 6 | 28 | 10:46-11:00 | 1 | 1
|  | 6 | 28 | 11:01-11:15 | 1 | 1
|  | 6 | 28 | 11:16-11:30 | 1 | 1
|  | 6 | 28 | 11:31-11:45 | 1 | 1
|  | 6 | 28 | 11:46-12:00 | 1 | 1
|  | 6 | 28 | 12:01-12:15 | 1 | 1
|  | 6 | 28 | 12:16-12:30 | 1 | 1
|  | 6 | 28 | 12:31-12:45 | 1 | 1
|  | 6 | 28 | 12:46-13:00 | 1 | 1
|  | 6 | 28 | 13:01-13:15 | 1 | 1
|  | 6 | 28 | 13:16-13:30 | 1 | 1
|  | 6 | 28 | 13:31-13:45 | 1 | 1
|  | 6 | 28 | 13:46-14:00 | 1 | 1
|  | 6 | 28 | 14:01-14:15 | 1 | 1
|  | 6 | 28 | 14:16-14:30 | 1 | 1
|  | 6 | 28 | 14:31-14:45 | 1 | 1
|  | 6 | 28 | 14:46-15:00 | 1 | 1
|  | 6 | 28 | 15:01-15:15 | 1 | 1
|  | 6 | 28 | 15:16-15:30 | 1 | 1
|  | 6 | 28 | 15:31-15:45 | 1 | 1
|  | 6 | 28 | 15:46-16:00 | 1 | 1
|  | 6 | 28 | 16:01-16:15 | 1 | 1
|  | 6 | 28 | 16:16-16:30 | 1 | 1
|  | 6 | 28 | 16:31-16:45 | 1 | 1
|  | 6 | 28 | 16:46-17:00 | 1 | 1
|  | 6 | 28 | 17:01-17:15 | 1 | 1
|  | 6 | 28 | 17:16-17:30 | 1 | 1
|  | 6 | 28 | 17:31-17:45 | 1 | 1
|  | 6 | 28 | 17:46-18:00 | 1 | 1
|  | 6 | 28 | 18:01-18:15 | 1 | 1
|  | 6 | 28 | 18:16-18:30 | 1 | 1
|  | 6 | 28 | 18:31-18:45 | 1 | 1
|  | 6 | 28 | 18:46-19:00 | 1 | 1
|  | 6 | 28 | 19:01-19:15 | 1 | 1
|  | 6 | 28 | 19:16-19:30 | 1 | 1
|  | 6 | 28 | 19:31-19:45 | 1 | 1
|  | 6 | 28 | 19:46-20:00 | 1 | 1
|  | 6 | 28 | 20:01-20:15 | 1 | 1
|  | 6 | 28 | 20:16-20:30 | 1 | 1
|  | 6 | 28 | 20:31-20:45 | 1 | 1
|  | 6 | 28 | 20:46-21:00 | 1 | 1
|  | 6 | 28 | 21:01-21:15 | 1 | 1
|  | 6 | 28 | 21:16-21:30 | 1 | 1
|  | 6 | 28 | 21:31-21:45 | 1 | 1
|  | 6 | 28 | 21:46-22:00 | 1 | 1
|  | 6 | 28 | 22:01-22:15 | 1 | 1
|  | 6 | 28 | 22:16-22:30 | 1 | 1
|  | 6 | 28 | 22:31-22:45 | 1 | 1
|  | 6 | 28 | 22:46-23:00 | 1 | 1
|  | 6 | 28 | 23:01-23:15 | 1 | 1
|  | 6 | 28 | 23:16-23:30 | 1 | 1
|  | 6 | 28 | 23:31-23:45 | 1 | 1
|  | 6 | 28 | 23:46-24:00 | 1 | 1
|  | 6 | 29 | 00:01-00:15 | 1 | 1
|  | 6 | 29 | 00:16-00:30 | 1 | 1
|  | 6 | 29 | 00:31-00:45 | 1 | 1
|  | 6 | 29 | 00:46-01:00 | 1 | 1
|  | 6 | 29 | 01:01-01:15 | 1 | 1
|  | 6 | 29 | 01:16-01:30 | 1 | 1
|  | 6 | 29 | 01:31-01:45 | 1 | 1
|  | 6 | 29 | 01:46-02:00 | 1 | 1
|  | 6 | 29 | 02:01-02:15 | 1 | 1
|  | 6 | 29 | 02:16-02:30 | 1 | 1
|  | 6 | 29 | 02:31-02:45 | 1 | 1
|  | 6 | 29 | 02:46-03:00 | 1 | 1
|  | 6 | 29 | 03:01-03:15 | 1 | 1
|  | 6 | 29 | 03:16-03:30 | 1 | 1
|  | 6 | 29 | 03:31-03:45 | 1 | 1
|  | 6 | 29 | 03:46-04:00 | 1 | 1
|  | 6 | 29 | 04:01-04:15 | 1 | 1
|  | 6 | 29 | 04:16-04:30 | 1 | 1
|  | 6 | 29 | 04:31-04:45 | 1 | 1
|  | 6 | 29 | 04:46-05:00 | 1 | 1
|  | 6 | 29 | 05:01-05:15 | 1 | 1
|  | 6 | 29 | 05:16-05:30 | 1 | 1
|  | 6 | 29 | 05:31-05:45 | 1 | 1
|  | 6 | 29 | 05:46-06:00 | 1 | 1
|  | 6 | 29 | 06:01-06:15 | 1 | 1
|  | 6 | 29 | 06:16-06:30 | 1 | 1
|  | 6 | 29 | 06:31-06:45 | 1 | 1
|  | 6 | 29 | 06:46-07:00 | 1 | 1
|  | 6 | 29 | 07:01-07:15 | 1 | 1
|  | 6 | 29 | 07:16-07:30 | 1 | 1
|  | 6 | 29 | 07:31-07:45 | 1 | 1
|  | 6 | 29 | 07:46-08:00 | 1 | 1
|  | 6 | 29 | 08:01-08:15 | 1 | 1
|  | 6 | 29 | 08:16-08:30 | 1 | 1
|  | 6 | 29 | 08:31-08:45 | 1 | 1
|  | 6 | 29 | 08:46-09:00 | 1 | 1
|  | 6 | 29 | 09:01-09:15 | 1 | 1
|  | 6 | 29 | 09:16-09:30 | 1 | 1
|  | 6 | 29 | 09:31-09:45 | 1 | 1
|  | 6 | 29 | 09:46-10:00 | 1 | 1
|  | 6 | 29 | 10:01-10:15 | 1 | 1
|  | 6 | 29 | 10:16-10:30 | 1 | 1
|  | 6 | 29 | 10:31-10:45 | 1 | 1
|  | 6 | 29 | 10:46-11:00 | 1 | 1
|  | 6 | 29 | 11:01-11:15 | 1 | 1
|  | 6 | 29 | 11:16-11:30 | 1 | 1
|  | 6 | 29 | 11:31-11:45 | 1 | 1
|  | 6 | 29 | 11:46-12:00 | 1 | 1
|  | 6 | 29 | 12:01-12:15 | 1 | 1
|  | 6 | 29 | 12:16-12:30 | 1 | 1
|  | 6 | 29 | 12:31-12:45 | 1 | 1
|  | 6 | 29 | 12:46-13:00 | 1 | 1
|  | 6 | 29 | 13:01-13:15 | 1 | 1
|  | 6 | 29 | 13:16-13:30 | 1 | 1
|  | 6 | 29 | 13:31-13:45 | 1 | 1
|  | 6 | 29 | 13:46-14:00 | 1 | 1
|  | 6 | 29 | 14:01-14:15 | 1 | 1
|  | 6 | 29 | 14:16-14:30 | 1 | 1
|  | 6 | 29 | 14:31-14:45 | 1 | 1
|  | 6 | 29 | 14:46-15:00 | 1 | 1
|  | 6 | 29 | 15:01-15:15 | 1 | 1
|  | 6 | 29 | 15:16-15:30 | 1 | 1
|  | 6 | 29 | 15:31-15:45 | 1 | 1
|  | 6 | 29 | 15:46-16:00 | 1 | 1
|  | 6 | 29 | 16:01-16:15 | 1 | 1
|  | 6 | 29 | 16:16-16:30 | 1 | 1
|  | 6 | 29 | 16:31-16:45 | 1 | 1
|  | 6 | 29 | 16:46-17:00 | 1 | 1
|  | 6 | 29 | 17:01-17:15 | 1 | 1
|  | 6 | 29 | 17:16-17:30 | 1 | 1
|  | 6 | 29 | 17:31-17:45 | 1 | 1
|  | 6 | 29 | 17:46-18:00 | 1 | 1
|  | 6 | 29 | 18:01-18:15 | 1 | 1
|  | 6 | 29 | 18:16-18:30 | 1 | 1
|  | 6 | 29 | 18:31-18:45 | 1 | 1
|  | 6 | 29 | 18:46-19:00 | 1 | 1
|  | 6 | 29 | 19:01-19:15 | 1 | 1
|  | 6 | 29 | 19:16-19:30 | 1 | 1
|  | 6 | 29 | 19:31-19:45 | 1 | 1
|  | 6 | 29 | 19:46-20:00 | 1 | 1
|  | 6 | 29 | 20:01-20:15 | 1 | 1
|  | 6 | 29 | 20:16-20:30 | 1 | 1
|  | 6 | 29 | 20:31-20:45 | 1 | 1
|  | 6 | 29 | 20:46-21:00 | 1 | 1
|  | 6 | 29 | 21:01-21:15 | 1 | 1
|  | 6 | 29 | 21:16-21:30 | 1 | 1
|  | 6 | 29 | 21:31-21:45 | 1 | 1
|  | 6 | 29 | 21:46-22:00 | 1 | 1
|  | 6 | 29 | 22:01-22:15 | 1 | 1
|  | 6 | 29 | 22:16-22:30 | 1 | 1
|  | 6 | 29 | 22:31-22:45 | 1 | 1
|  | 6 | 29 | 22:46-23:00 | 1 | 1
|  | 6 | 29 | 23:01-23:15 | 1 | 1
|  | 6 | 29 | 23:16-23:30 | 1 | 1
|  | 6 | 29 | 23:31-23:45 | 1 | 1
|  | 6 | 29 | 23:46-24:00 | 1 | 1
|  | 6 | 30 | 00:01-00:15 | 1 | 1
|  | 6 | 30 | 00:16-00:30 | 1 | 1
|  | 6 | 30 | 00:31-00:45 | 1 | 1
|  | 6 | 30 | 00:46-01:00 | 1 | 1
|  | 6 | 30 | 01:01-01:15 | 1 | 1
|  | 6 | 30 | 01:16-01:30 | 1 | 1
|  | 6 | 30 | 01:31-01:45 | 1 | 1
|  | 6 | 30 | 01:46-02:00 | 1 | 1
|  | 6 | 30 | 02:01-02:15 | 1 | 1
|  | 6 | 30 | 02:16-02:30 | 1 | 1
|  | 6 | 30 | 02:31-02:45 | 1 | 1
|  | 6 | 30 | 02:46-03:00 | 1 | 1
|  | 6 | 30 | 03:01-03:15 | 1 | 1
|  | 6 | 30 | 03:16-03:30 | 1 | 1
|  | 6 | 30 | 03:31-03:45 | 1 | 1
|  | 6 | 30 | 03:46-04:00 | 1 | 1
|  | 6 | 30 | 04:01-04:15 | 1 | 1
|  | 6 | 30 | 04:16-04:30 | 1 | 1
|  | 6 | 30 | 04:31-04:45 | 1 | 1
|  | 6 | 30 | 04:46-05:00 | 1 | 1
|  | 6 | 30 | 05:01-05:15 | 1 | 1
|  | 6 | 30 | 05:16-05:30 | 1 | 1
|  | 6 | 30 | 05:31-05:45 | 1 | 1
|  | 6 | 30 | 05:46-06:00 | 1 | 1
|  | 6 | 30 | 06:01-06:15 | 1 | 1
|  | 6 | 30 | 06:16-06:30 | 1 | 1
|  | 6 | 30 | 06:31-06:45 | 1 | 1
|  | 6 | 30 | 06:46-07:00 | 1 | 1
|  | 6 | 30 | 07:01-07:15 | 1 | 1
|  | 6 | 30 | 07:16-07:30 | 1 | 1
|  | 6 | 30 | 07:31-07:45 | 1 | 1
|  | 6 | 30 | 07:46-08:00 | 1 | 1
|  | 6 | 30 | 08:01-08:15 | 1 | 1
|  | 6 | 30 | 08:16-08:30 | 1 | 1
|  | 6 | 30 | 08:31-08:45 | 1 | 1
|  | 6 | 30 | 08:46-09:00 | 1 | 1
|  | 6 | 30 | 09:01-09:15 | 1 | 1
|  | 6 | 30 | 09:16-09:30 | 1 | 1
|  | 6 | 30 | 09:31-09:45 | 1 | 1
|  | 6 | 30 | 09:46-10:00 | 1 | 1
|  | 6 | 30 | 10:01-10:15 | 1 | 1
|  | 6 | 30 | 10:16-10:30 | 1 | 1
|  | 6 | 30 | 10:31-10:45 | 1 | 1
|  | 6 | 30 | 10:46-11:00 | 1 | 1
|  | 6 | 30 | 11:01-11:15 | 1 | 1
|  | 6 | 30 | 11:16-11:30 | 1 | 1
|  | 6 | 30 | 11:31-11:45 | 1 | 1
|  | 6 | 30 | 11:46-12:00 | 1 | 1
|  | 6 | 30 | 12:01-12:15 | 1 | 1
|  | 6 | 30 | 12:16-12:30 | 1 | 1
|  | 6 | 30 | 12:31-12:45 | 1 | 1
|  | 6 | 30 | 12:46-13:00 | 1 | 1
|  | 6 | 30 | 13:01-13:15 | 1 | 1
|  | 6 | 30 | 13:16-13:30 | 1 | 1
|  | 6 | 30 | 13:31-13:45 | 1 | 1
|  | 6 | 30 | 13:46-14:00 | 1 | 1
|  | 6 | 30 | 14:01-14:15 | 1 | 1
|  | 6 | 30 | 14:16-14:30 | 1 | 1
|  | 6 | 30 | 14:31-14:45 | 1 | 1
|  | 6 | 30 | 14:46-15:00 | 1 | 1
|  | 6 | 30 | 15:01-15:15 | 1 | 1
|  | 6 | 30 | 15:16-15:30 | 1 | 1
|  | 6 | 30 | 15:31-15:45 | 1 | 1
|  | 6 | 30 | 15:46-16:00 | 1 | 1
|  | 6 | 30 | 16:01-16:15 | 1 | 1
|  | 6 | 30 | 16:16-16:30 | 1 | 1
|  | 6 | 30 | 16:31-16:45 | 1 | 1
|  | 6 | 30 | 16:46-17:00 | 1 | 1
|  | 6 | 30 | 17:01-17:15 | 1 | 1
|  | 6 | 30 | 17:16-17:30 | 1 | 1
|  | 6 | 30 | 17:31-17:45 | 1 | 1
|  | 6 | 30 | 17:46-18:00 | 1 | 1
|  | 6 | 30 | 18:01-18:15 | 1 | 1
|  | 6 | 30 | 18:16-18:30 | 1 | 1
|  | 6 | 30 | 18:31-18:45 | 1 | 1
|  | 6 | 30 | 18:46-19:00 | 1 | 1
|  | 6 | 30 | 19:01-19:15 | 1 | 1
|  | 6 | 30 | 19:16-19:30 | 1 | 1
|  | 6 | 30 | 19:31-19:45 | 1 | 1
|  | 6 | 30 | 19:46-20:00 | 1 | 1
|  | 6 | 30 | 20:01-20:15 | 1 | 1
|  | 6 | 30 | 20:16-20:30 | 1 | 1
|  | 6 | 30 | 20:31-20:45 | 1 | 1
|  | 6 | 30 | 20:46-21:00 | 1 | 1
|  | 6 | 30 | 21:01-21:15 | 1 | 1
|  | 6 | 30 | 21:16-21:30 | 1 | 1
|  | 6 | 30 | 21:31-21:45 | 1 | 1
|  | 6 | 30 | 21:46-22:00 | 1 | 1
|  | 6 | 30 | 22:01-22:15 | 1 | 1
|  | 6 | 30 | 22:16-22:30 | 1 | 1
|  | 6 | 30 | 22:31-22:45 | 1 | 1
|  | 6 | 30 | 22:46-23:00 | 1 | 1
|  | 6 | 30 | 23:01-23:15 | 1 | 1
|  | 6 | 30 | 23:16-23:30 | 1 | 1
|  | 6 | 30 | 23:31-23:45 | 1 | 1
|  | 6 | 30 | 23:46-24:00 | 1 | 1
|  | 7 | 1 | 00:01-00:15 | 0 | 1
|  | 7 | 1 | 00:16-00:30 | 0 | 1
|  | 7 | 1 | 00:31-00:45 | 0 | 1
|  | 7 | 1 | 00:46-01:00 | 0 | 1
|  | 7 | 1 | 01:01-01:15 | 0 | 1
|  | 7 | 1 | 01:16-01:30 | 0 | 1
|  | 7 | 1 | 01:31-01:45 | 0 | 1
|  | 7 | 1 | 01:46-02:00 | 0 | 1
|  | 7 | 1 | 02:01-02:15 | 0 | 1
|  | 7 | 1 | 02:16-02:30 | 0 | 1
|  | 7 | 1 | 02:31-02:45 | 0 | 1
|  | 7 | 1 | 02:46-03:00 | 0 | 1
|  | 7 | 1 | 03:01-03:15 | 0 | 1
|  | 7 | 1 | 03:16-03:30 | 0 | 1
|  | 7 | 1 | 03:31-03:45 | 0 | 1
|  | 7 | 1 | 03:46-04:00 | 0 | 1
|  | 7 | 1 | 04:01-04:15 | 0 | 1
|  | 7 | 1 | 04:16-04:30 | 0 | 1
|  | 7 | 1 | 04:31-04:45 | 0 | 1
|  | 7 | 1 | 04:46-05:00 | 0 | 1
|  | 7 | 1 | 05:01-05:15 | 0 | 1
|  | 7 | 1 | 05:16-05:30 | 0 | 1
|  | 7 | 1 | 05:31-05:45 | 0 | 1
|  | 7 | 1 | 05:46-06:00 | 0 | 1
|  | 7 | 1 | 06:01-06:15 | 0 | 1
|  | 7 | 1 | 06:16-06:30 | 0 | 1
|  | 7 | 1 | 06:31-06:45 | 0 | 1
|  | 7 | 1 | 06:46-07:00 | 0 | 1
|  | 7 | 1 | 07:01-07:15 | 0 | 1
|  | 7 | 1 | 07:16-07:30 | 0 | 1
|  | 7 | 1 | 07:31-07:45 | 0 | 1
|  | 7 | 1 | 07:46-08:00 | 0 | 1
|  | 7 | 1 | 08:01-08:15 | 0 | 1
|  | 7 | 1 | 08:16-08:30 | 0 | 1
|  | 7 | 1 | 08:31-08:45 | 0 | 1
|  | 7 | 1 | 08:46-09:00 | 0 | 1
|  | 7 | 1 | 09:01-09:15 | 0 | 1
|  | 7 | 1 | 09:16-09:30 | 0 | 1
|  | 7 | 1 | 09:31-09:45 | 0 | 1
|  | 7 | 1 | 09:46-10:00 | 0 | 1
|  | 7 | 1 | 10:01-10:15 | 0 | 1
|  | 7 | 1 | 10:16-10:30 | 0 | 1
|  | 7 | 1 | 10:31-10:45 | 0 | 1
|  | 7 | 1 | 10:46-11:00 | 0 | 1
|  | 7 | 1 | 11:01-11:15 | 0 | 1
|  | 7 | 1 | 11:16-11:30 | 0 | 1
|  | 7 | 1 | 11:31-11:45 | 0 | 1
|  | 7 | 1 | 11:46-12:00 | 0 | 1
|  | 7 | 1 | 12:01-12:15 | 0 | 1
|  | 7 | 1 | 12:16-12:30 | 0 | 1
|  | 7 | 1 | 12:31-12:45 | 0 | 1
|  | 7 | 1 | 12:46-13:00 | 0 | 1
|  | 7 | 1 | 13:01-13:15 | 0 | 1
|  | 7 | 1 | 13:16-13:30 | 0 | 1
|  | 7 | 1 | 13:31-13:45 | 0 | 1
|  | 7 | 1 | 13:46-14:00 | 0 | 1
|  | 7 | 1 | 14:01-14:15 | 0 | 1
|  | 7 | 1 | 14:16-14:30 | 0 | 1
|  | 7 | 1 | 14:31-14:45 | 0 | 1
|  | 7 | 1 | 14:46-15:00 | 0 | 1
|  | 7 | 1 | 15:01-15:15 | 0 | 1
|  | 7 | 1 | 15:16-15:30 | 0 | 1
|  | 7 | 1 | 15:31-15:45 | 0 | 1
|  | 7 | 1 | 15:46-16:00 | 0 | 1
|  | 7 | 1 | 16:01-16:15 | 0 | 1
|  | 7 | 1 | 16:16-16:30 | 0 | 1
|  | 7 | 1 | 16:31-16:45 | 0 | 1
|  | 7 | 1 | 16:46-17:00 | 0 | 1
|  | 7 | 1 | 17:01-17:15 | 0 | 1
|  | 7 | 1 | 17:16-17:30 | 0 | 1
|  | 7 | 1 | 17:31-17:45 | 0 | 1
|  | 7 | 1 | 17:46-18:00 | 0 | 1
|  | 7 | 1 | 18:01-18:15 | 0 | 1
|  | 7 | 1 | 18:16-18:30 | 0 | 1
|  | 7 | 1 | 18:31-18:45 | 0 | 1
|  | 7 | 1 | 18:46-19:00 | 0 | 1
|  | 7 | 1 | 19:01-19:15 | 0 | 1
|  | 7 | 1 | 19:16-19:30 | 0 | 1
|  | 7 | 1 | 19:31-19:45 | 0 | 1
|  | 7 | 1 | 19:46-20:00 | 0 | 1
|  | 7 | 1 | 20:01-20:15 | 0 | 1
|  | 7 | 1 | 20:16-20:30 | 0 | 1
|  | 7 | 1 | 20:31-20:45 | 0 | 1
|  | 7 | 1 | 20:46-21:00 | 0 | 1
|  | 7 | 1 | 21:01-21:15 | 0 | 1
|  | 7 | 1 | 21:16-21:30 | 0 | 1
|  | 7 | 1 | 21:31-21:45 | 0 | 1
|  | 7 | 1 | 21:46-22:00 | 0 | 1
|  | 7 | 1 | 22:01-22:15 | 0 | 1
|  | 7 | 1 | 22:16-22:30 | 0 | 1
|  | 7 | 1 | 22:31-22:45 | 0 | 1
|  | 7 | 1 | 22:46-23:00 | 0 | 1
|  | 7 | 1 | 23:01-23:15 | 0 | 1
|  | 7 | 1 | 23:16-23:30 | 0 | 1
|  | 7 | 1 | 23:31-23:45 | 0 | 1
|  | 7 | 1 | 23:46-24:00 | 0 | 1
|  | 7 | 2 | 00:01-00:15 | 0 | 1
|  | 7 | 2 | 00:16-00:30 | 0 | 1
|  | 7 | 2 | 00:31-00:45 | 0 | 1
|  | 7 | 2 | 00:46-01:00 | 0 | 1
|  | 7 | 2 | 01:01-01:15 | 0 | 1
|  | 7 | 2 | 01:16-01:30 | 0 | 1
|  | 7 | 2 | 01:31-01:45 | 0 | 1
|  | 7 | 2 | 01:46-02:00 | 0 | 1
|  | 7 | 2 | 02:01-02:15 | 0 | 1
|  | 7 | 2 | 02:16-02:30 | 0 | 1
|  | 7 | 2 | 02:31-02:45 | 0 | 1
|  | 7 | 2 | 02:46-03:00 | 0 | 1
|  | 7 | 2 | 03:01-03:15 | 0 | 1
|  | 7 | 2 | 03:16-03:30 | 0 | 1
|  | 7 | 2 | 03:31-03:45 | 0 | 1
|  | 7 | 2 | 03:46-04:00 | 0 | 1
|  | 7 | 2 | 04:01-04:15 | 0 | 1
|  | 7 | 2 | 04:16-04:30 | 0 | 1
|  | 7 | 2 | 04:31-04:45 | 0 | 1
|  | 7 | 2 | 04:46-05:00 | 0 | 1
|  | 7 | 2 | 05:01-05:15 | 0 | 1
|  | 7 | 2 | 05:16-05:30 | 0 | 1
|  | 7 | 2 | 05:31-05:45 | 0 | 1
|  | 7 | 2 | 05:46-06:00 | 0 | 1
|  | 7 | 2 | 06:01-06:15 | 0 | 1
|  | 7 | 2 | 06:16-06:30 | 0 | 1
|  | 7 | 2 | 06:31-06:45 | 0 | 1
|  | 7 | 2 | 06:46-07:00 | 0 | 1
|  | 7 | 2 | 07:01-07:15 | 0 | 1
|  | 7 | 2 | 07:16-07:30 | 0 | 1
|  | 7 | 2 | 07:31-07:45 | 0 | 1
|  | 7 | 2 | 07:46-08:00 | 0 | 1
|  | 7 | 2 | 08:01-08:15 | 0 | 1
|  | 7 | 2 | 08:16-08:30 | 0 | 1
|  | 7 | 2 | 08:31-08:45 | 0 | 1
|  | 7 | 2 | 08:46-09:00 | 0 | 1
|  | 7 | 2 | 09:01-09:15 | 0 | 1
|  | 7 | 2 | 09:16-09:30 | 0 | 1
|  | 7 | 2 | 09:31-09:45 | 0 | 1
|  | 7 | 2 | 09:46-10:00 | 0 | 1
|  | 7 | 2 | 10:01-10:15 | 0 | 1
|  | 7 | 2 | 10:16-10:30 | 0 | 1
|  | 7 | 2 | 10:31-10:45 | 0 | 1
|  | 7 | 2 | 10:46-11:00 | 0 | 1
|  | 7 | 2 | 11:01-11:15 | 0 | 1
|  | 7 | 2 | 11:16-11:30 | 0 | 1
|  | 7 | 2 | 11:31-11:45 | 0 | 1
|  | 7 | 2 | 11:46-12:00 | 0 | 1
|  | 7 | 2 | 12:01-12:15 | 0 | 1
|  | 7 | 2 | 12:16-12:30 | 0 | 1
|  | 7 | 2 | 12:31-12:45 | 0 | 1
|  | 7 | 2 | 12:46-13:00 | 0 | 1
|  | 7 | 2 | 13:01-13:15 | 0 | 1
|  | 7 | 2 | 13:16-13:30 | 0 | 1
|  | 7 | 2 | 13:31-13:45 | 0 | 1
|  | 7 | 2 | 13:46-14:00 | 0 | 1
|  | 7 | 2 | 14:01-14:15 | 0 | 1
|  | 7 | 2 | 14:16-14:30 | 0 | 1
|  | 7 | 2 | 14:31-14:45 | 0 | 1
|  | 7 | 2 | 14:46-15:00 | 0 | 1
|  | 7 | 2 | 15:01-15:15 | 0 | 1
|  | 7 | 2 | 15:16-15:30 | 0 | 1
|  | 7 | 2 | 15:31-15:45 | 0 | 1
|  | 7 | 2 | 15:46-16:00 | 0 | 1
|  | 7 | 2 | 16:01-16:15 | 0 | 1
|  | 7 | 2 | 16:16-16:30 | 0 | 1
|  | 7 | 2 | 16:31-16:45 | 0 | 1
|  | 7 | 2 | 16:46-17:00 | 0 | 1
|  | 7 | 2 | 17:01-17:15 | 0 | 1
|  | 7 | 2 | 17:16-17:30 | 0 | 1
|  | 7 | 2 | 17:31-17:45 | 0 | 1
|  | 7 | 2 | 17:46-18:00 | 0 | 1
|  | 7 | 2 | 18:01-18:15 | 0 | 1
|  | 7 | 2 | 18:16-18:30 | 0 | 1
|  | 7 | 2 | 18:31-18:45 | 0 | 1
|  | 7 | 2 | 18:46-19:00 | 0 | 1
|  | 7 | 2 | 19:01-19:15 | 0 | 1
|  | 7 | 2 | 19:16-19:30 | 0 | 1
|  | 7 | 2 | 19:31-19:45 | 0 | 1
|  | 7 | 2 | 19:46-20:00 | 0 | 1
|  | 7 | 2 | 20:01-20:15 | 0 | 1
|  | 7 | 2 | 20:16-20:30 | 0 | 1
|  | 7 | 2 | 20:31-20:45 | 0 | 1
|  | 7 | 2 | 20:46-21:00 | 0 | 1
|  | 7 | 2 | 21:01-21:15 | 0 | 1
|  | 7 | 2 | 21:16-21:30 | 0 | 1
|  | 7 | 2 | 21:31-21:45 | 0 | 1
|  | 7 | 2 | 21:46-22:00 | 0 | 1
|  | 7 | 2 | 22:01-22:15 | 0 | 1
|  | 7 | 2 | 22:16-22:30 | 0 | 1
|  | 7 | 2 | 22:31-22:45 | 0 | 1
|  | 7 | 2 | 22:46-23:00 | 0 | 1
|  | 7 | 2 | 23:01-23:15 | 0 | 1
|  | 7 | 2 | 23:16-23:30 | 0 | 1
|  | 7 | 2 | 23:31-23:45 | 0 | 1
|  | 7 | 2 | 23:46-24:00 | 0 | 1
|  | 7 | 3 | 00:01-00:15 | 1 | 1
|  | 7 | 3 | 00:16-00:30 | 1 | 1
|  | 7 | 3 | 00:31-00:45 | 1 | 1
|  | 7 | 3 | 00:46-01:00 | 1 | 1
|  | 7 | 3 | 01:01-01:15 | 1 | 1
|  | 7 | 3 | 01:16-01:30 | 1 | 1
|  | 7 | 3 | 01:31-01:45 | 1 | 1
|  | 7 | 3 | 01:46-02:00 | 1 | 1
|  | 7 | 3 | 02:01-02:15 | 1 | 1
|  | 7 | 3 | 02:16-02:30 | 1 | 1
|  | 7 | 3 | 02:31-02:45 | 1 | 1
|  | 7 | 3 | 02:46-03:00 | 1 | 1
|  | 7 | 3 | 03:01-03:15 | 1 | 1
|  | 7 | 3 | 03:16-03:30 | 1 | 1
|  | 7 | 3 | 03:31-03:45 | 1 | 1
|  | 7 | 3 | 03:46-04:00 | 1 | 1
|  | 7 | 3 | 04:01-04:15 | 1 | 1
|  | 7 | 3 | 04:16-04:30 | 1 | 1
|  | 7 | 3 | 04:31-04:45 | 1 | 1
|  | 7 | 3 | 04:46-05:00 | 1 | 1
|  | 7 | 3 | 05:01-05:15 | 1 | 1
|  | 7 | 3 | 05:16-05:30 | 1 | 1
|  | 7 | 3 | 05:31-05:45 | 1 | 1
|  | 7 | 3 | 05:46-06:00 | 1 | 1
|  | 7 | 3 | 06:01-06:15 | 1 | 1
|  | 7 | 3 | 06:16-06:30 | 1 | 1
|  | 7 | 3 | 06:31-06:45 | 1 | 1
|  | 7 | 3 | 06:46-07:00 | 1 | 1
|  | 7 | 3 | 07:01-07:15 | 1 | 1
|  | 7 | 3 | 07:16-07:30 | 1 | 1
|  | 7 | 3 | 07:31-07:45 | 1 | 1
|  | 7 | 3 | 07:46-08:00 | 1 | 1
|  | 7 | 3 | 08:01-08:15 | 1 | 1
|  | 7 | 3 | 08:16-08:30 | 1 | 1
|  | 7 | 3 | 08:31-08:45 | 1 | 1
|  | 7 | 3 | 08:46-09:00 | 1 | 1
|  | 7 | 3 | 09:01-09:15 | 1 | 1
|  | 7 | 3 | 09:16-09:30 | 1 | 1
|  | 7 | 3 | 09:31-09:45 | 1 | 1
|  | 7 | 3 | 09:46-10:00 | 1 | 1
|  | 7 | 3 | 10:01-10:15 | 1 | 1
|  | 7 | 3 | 10:16-10:30 | 1 | 1
|  | 7 | 3 | 10:31-10:45 | 1 | 1
|  | 7 | 3 | 10:46-11:00 | 1 | 1
|  | 7 | 3 | 11:01-11:15 | 1 | 1
|  | 7 | 3 | 11:16-11:30 | 1 | 1
|  | 7 | 3 | 11:31-11:45 | 1 | 1
|  | 7 | 3 | 11:46-12:00 | 1 | 1
|  | 7 | 3 | 12:01-12:15 | 1 | 1
|  | 7 | 3 | 12:16-12:30 | 1 | 1
|  | 7 | 3 | 12:31-12:45 | 1 | 1
|  | 7 | 3 | 12:46-13:00 | 1 | 1
|  | 7 | 3 | 13:01-13:15 | 1 | 1
|  | 7 | 3 | 13:16-13:30 | 1 | 1
|  | 7 | 3 | 13:31-13:45 | 1 | 1
|  | 7 | 3 | 13:46-14:00 | 1 | 1
|  | 7 | 3 | 14:01-14:15 | 1 | 1
|  | 7 | 3 | 14:16-14:30 | 1 | 1
|  | 7 | 3 | 14:31-14:45 | 1 | 1
|  | 7 | 3 | 14:46-15:00 | 1 | 1
|  | 7 | 3 | 15:01-15:15 | 1 | 1
|  | 7 | 3 | 15:16-15:30 | 1 | 1
|  | 7 | 3 | 15:31-15:45 | 1 | 1
|  | 7 | 3 | 15:46-16:00 | 1 | 1
|  | 7 | 3 | 16:01-16:15 | 1 | 1
|  | 7 | 3 | 16:16-16:30 | 1 | 1
|  | 7 | 3 | 16:31-16:45 | 1 | 1
|  | 7 | 3 | 16:46-17:00 | 1 | 1
|  | 7 | 3 | 17:01-17:15 | 1 | 1
|  | 7 | 3 | 17:16-17:30 | 1 | 1
|  | 7 | 3 | 17:31-17:45 | 1 | 1
|  | 7 | 3 | 17:46-18:00 | 1 | 1
|  | 7 | 3 | 18:01-18:15 | 1 | 1
|  | 7 | 3 | 18:16-18:30 | 1 | 1
|  | 7 | 3 | 18:31-18:45 | 1 | 1
|  | 7 | 3 | 18:46-19:00 | 1 | 1
|  | 7 | 3 | 19:01-19:15 | 1 | 1
|  | 7 | 3 | 19:16-19:30 | 1 | 1
|  | 7 | 3 | 19:31-19:45 | 1 | 1
|  | 7 | 3 | 19:46-20:00 | 1 | 1
|  | 7 | 3 | 20:01-20:15 | 1 | 1
|  | 7 | 3 | 20:16-20:30 | 1 | 1
|  | 7 | 3 | 20:31-20:45 | 1 | 1
|  | 7 | 3 | 20:46-21:00 | 1 | 1
|  | 7 | 3 | 21:01-21:15 | 1 | 1
|  | 7 | 3 | 21:16-21:30 | 1 | 1
|  | 7 | 3 | 21:31-21:45 | 1 | 1
|  | 7 | 3 | 21:46-22:00 | 1 | 1
|  | 7 | 3 | 22:01-22:15 | 1 | 1
|  | 7 | 3 | 22:16-22:30 | 1 | 1
|  | 7 | 3 | 22:31-22:45 | 1 | 1
|  | 7 | 3 | 22:46-23:00 | 1 | 1
|  | 7 | 3 | 23:01-23:15 | 1 | 1
|  | 7 | 3 | 23:16-23:30 | 1 | 1
|  | 7 | 3 | 23:31-23:45 | 1 | 1
|  | 7 | 3 | 23:46-24:00 | 1 | 1
|  | 7 | 4 | 00:01-00:15 | 1 | 1
|  | 7 | 4 | 00:16-00:30 | 1 | 1
|  | 7 | 4 | 00:31-00:45 | 1 | 1
|  | 7 | 4 | 00:46-01:00 | 1 | 1
|  | 7 | 4 | 01:01-01:15 | 1 | 1
|  | 7 | 4 | 01:16-01:30 | 1 | 1
|  | 7 | 4 | 01:31-01:45 | 1 | 1
|  | 7 | 4 | 01:46-02:00 | 1 | 1
|  | 7 | 4 | 02:01-02:15 | 1 | 1
|  | 7 | 4 | 02:16-02:30 | 1 | 1
|  | 7 | 4 | 02:31-02:45 | 1 | 1
|  | 7 | 4 | 02:46-03:00 | 1 | 1
|  | 7 | 4 | 03:01-03:15 | 1 | 1
|  | 7 | 4 | 03:16-03:30 | 1 | 1
|  | 7 | 4 | 03:31-03:45 | 1 | 1
|  | 7 | 4 | 03:46-04:00 | 1 | 1
|  | 7 | 4 | 04:01-04:15 | 1 | 1
|  | 7 | 4 | 04:16-04:30 | 1 | 1
|  | 7 | 4 | 04:31-04:45 | 1 | 1
|  | 7 | 4 | 04:46-05:00 | 1 | 1
|  | 7 | 4 | 05:01-05:15 | 1 | 1
|  | 7 | 4 | 05:16-05:30 | 1 | 1
|  | 7 | 4 | 05:31-05:45 | 1 | 1
|  | 7 | 4 | 05:46-06:00 | 1 | 1
|  | 7 | 4 | 06:01-06:15 | 1 | 1
|  | 7 | 4 | 06:16-06:30 | 1 | 1
|  | 7 | 4 | 06:31-06:45 | 1 | 1
|  | 7 | 4 | 06:46-07:00 | 1 | 1
|  | 7 | 4 | 07:01-07:15 | 1 | 1
|  | 7 | 4 | 07:16-07:30 | 1 | 1
|  | 7 | 4 | 07:31-07:45 | 1 | 1
|  | 7 | 4 | 07:46-08:00 | 1 | 1
|  | 7 | 4 | 08:01-08:15 | 1 | 1
|  | 7 | 4 | 08:16-08:30 | 1 | 1
|  | 7 | 4 | 08:31-08:45 | 1 | 1
|  | 7 | 4 | 08:46-09:00 | 1 | 1
|  | 7 | 4 | 09:01-09:15 | 1 | 1
|  | 7 | 4 | 09:16-09:30 | 1 | 1
|  | 7 | 4 | 09:31-09:45 | 1 | 1
|  | 7 | 4 | 09:46-10:00 | 1 | 1
|  | 7 | 4 | 10:01-10:15 | 1 | 1
|  | 7 | 4 | 10:16-10:30 | 1 | 1
|  | 7 | 4 | 10:31-10:45 | 1 | 1
|  | 7 | 4 | 10:46-11:00 | 1 | 1
|  | 7 | 4 | 11:01-11:15 | 1 | 1
|  | 7 | 4 | 11:16-11:30 | 1 | 1
|  | 7 | 4 | 11:31-11:45 | 1 | 1
|  | 7 | 4 | 11:46-12:00 | 1 | 1
|  | 7 | 4 | 12:01-12:15 | 1 | 1
|  | 7 | 4 | 12:16-12:30 | 1 | 1
|  | 7 | 4 | 12:31-12:45 | 1 | 1
|  | 7 | 4 | 12:46-13:00 | 1 | 1
|  | 7 | 4 | 13:01-13:15 | 1 | 1
|  | 7 | 4 | 13:16-13:30 | 1 | 1
|  | 7 | 4 | 13:31-13:45 | 1 | 1
|  | 7 | 4 | 13:46-14:00 | 1 | 1
|  | 7 | 4 | 14:01-14:15 | 1 | 1
|  | 7 | 4 | 14:16-14:30 | 1 | 1
|  | 7 | 4 | 14:31-14:45 | 1 | 1
|  | 7 | 4 | 14:46-15:00 | 1 | 1
|  | 7 | 4 | 15:01-15:15 | 1 | 1
|  | 7 | 4 | 15:16-15:30 | 1 | 1
|  | 7 | 4 | 15:31-15:45 | 1 | 1
|  | 7 | 4 | 15:46-16:00 | 1 | 1
|  | 7 | 4 | 16:01-16:15 | 1 | 1
|  | 7 | 4 | 16:16-16:30 | 1 | 1
|  | 7 | 4 | 16:31-16:45 | 1 | 1
|  | 7 | 4 | 16:46-17:00 | 1 | 1
|  | 7 | 4 | 17:01-17:15 | 1 | 1
|  | 7 | 4 | 17:16-17:30 | 1 | 1
|  | 7 | 4 | 17:31-17:45 | 1 | 1
|  | 7 | 4 | 17:46-18:00 | 1 | 1
|  | 7 | 4 | 18:01-18:15 | 1 | 1
|  | 7 | 4 | 18:16-18:30 | 1 | 1
|  | 7 | 4 | 18:31-18:45 | 1 | 1
|  | 7 | 4 | 18:46-19:00 | 1 | 1
|  | 7 | 4 | 19:01-19:15 | 1 | 1
|  | 7 | 4 | 19:16-19:30 | 1 | 1
|  | 7 | 4 | 19:31-19:45 | 1 | 1
|  | 7 | 4 | 19:46-20:00 | 1 | 1
|  | 7 | 4 | 20:01-20:15 | 1 | 1
|  | 7 | 4 | 20:16-20:30 | 1 | 1
|  | 7 | 4 | 20:31-20:45 | 1 | 1
|  | 7 | 4 | 20:46-21:00 | 1 | 1
|  | 7 | 4 | 21:01-21:15 | 1 | 1
|  | 7 | 4 | 21:16-21:30 | 1 | 1
|  | 7 | 4 | 21:31-21:45 | 1 | 1
|  | 7 | 4 | 21:46-22:00 | 1 | 1
|  | 7 | 4 | 22:01-22:15 | 1 | 1
|  | 7 | 4 | 22:16-22:30 | 1 | 1
|  | 7 | 4 | 22:31-22:45 | 1 | 1
|  | 7 | 4 | 22:46-23:00 | 1 | 1
|  | 7 | 4 | 23:01-23:15 | 1 | 1
|  | 7 | 4 | 23:16-23:30 | 1 | 1
|  | 7 | 4 | 23:31-23:45 | 1 | 1
|  | 7 | 4 | 23:46-24:00 | 1 | 1
|  | 7 | 5 | 00:01-00:15 | 1 | 1
|  | 7 | 5 | 00:16-00:30 | 1 | 1
|  | 7 | 5 | 00:31-00:45 | 1 | 1
|  | 7 | 5 | 00:46-01:00 | 1 | 1
|  | 7 | 5 | 01:01-01:15 | 1 | 1
|  | 7 | 5 | 01:16-01:30 | 1 | 1
|  | 7 | 5 | 01:31-01:45 | 1 | 1
|  | 7 | 5 | 01:46-02:00 | 1 | 1
|  | 7 | 5 | 02:01-02:15 | 1 | 1
|  | 7 | 5 | 02:16-02:30 | 1 | 1
|  | 7 | 5 | 02:31-02:45 | 1 | 1
|  | 7 | 5 | 02:46-03:00 | 1 | 1
|  | 7 | 5 | 03:01-03:15 | 1 | 1
|  | 7 | 5 | 03:16-03:30 | 1 | 1
|  | 7 | 5 | 03:31-03:45 | 1 | 1
|  | 7 | 5 | 03:46-04:00 | 1 | 1
|  | 7 | 5 | 04:01-04:15 | 1 | 1
|  | 7 | 5 | 04:16-04:30 | 1 | 1
|  | 7 | 5 | 04:31-04:45 | 1 | 1
|  | 7 | 5 | 04:46-05:00 | 1 | 1
|  | 7 | 5 | 05:01-05:15 | 1 | 1
|  | 7 | 5 | 05:16-05:30 | 1 | 1
|  | 7 | 5 | 05:31-05:45 | 1 | 1
|  | 7 | 5 | 05:46-06:00 | 1 | 1
|  | 7 | 5 | 06:01-06:15 | 1 | 1
|  | 7 | 5 | 06:16-06:30 | 1 | 1
|  | 7 | 5 | 06:31-06:45 | 1 | 1
|  | 7 | 5 | 06:46-07:00 | 1 | 1
|  | 7 | 5 | 07:01-07:15 | 1 | 1
|  | 7 | 5 | 07:16-07:30 | 1 | 1
|  | 7 | 5 | 07:31-07:45 | 1 | 1
|  | 7 | 5 | 07:46-08:00 | 1 | 1
|  | 7 | 5 | 08:01-08:15 | 1 | 1
|  | 7 | 5 | 08:16-08:30 | 1 | 1
|  | 7 | 5 | 08:31-08:45 | 1 | 1
|  | 7 | 5 | 08:46-09:00 | 1 | 1
|  | 7 | 5 | 09:01-09:15 | 1 | 1
|  | 7 | 5 | 09:16-09:30 | 1 | 1
|  | 7 | 5 | 09:31-09:45 | 1 | 1
|  | 7 | 5 | 09:46-10:00 | 1 | 1
|  | 7 | 5 | 10:01-10:15 | 1 | 1
|  | 7 | 5 | 10:16-10:30 | 1 | 1
|  | 7 | 5 | 10:31-10:45 | 1 | 1
|  | 7 | 5 | 10:46-11:00 | 1 | 1
|  | 7 | 5 | 11:01-11:15 | 1 | 1
|  | 7 | 5 | 11:16-11:30 | 1 | 1
|  | 7 | 5 | 11:31-11:45 | 1 | 1
|  | 7 | 5 | 11:46-12:00 | 1 | 1
|  | 7 | 5 | 12:01-12:15 | 1 | 1
|  | 7 | 5 | 12:16-12:30 | 1 | 1
|  | 7 | 5 | 12:31-12:45 | 1 | 1
|  | 7 | 5 | 12:46-13:00 | 1 | 1
|  | 7 | 5 | 13:01-13:15 | 1 | 1
|  | 7 | 5 | 13:16-13:30 | 1 | 1
|  | 7 | 5 | 13:31-13:45 | 1 | 1
|  | 7 | 5 | 13:46-14:00 | 1 | 1
|  | 7 | 5 | 14:01-14:15 | 1 | 1
|  | 7 | 5 | 14:16-14:30 | 1 | 1
|  | 7 | 5 | 14:31-14:45 | 1 | 1
|  | 7 | 5 | 14:46-15:00 | 1 | 1
|  | 7 | 5 | 15:01-15:15 | 1 | 1
|  | 7 | 5 | 15:16-15:30 | 1 | 1
|  | 7 | 5 | 15:31-15:45 | 1 | 1
|  | 7 | 5 | 15:46-16:00 | 1 | 1
|  | 7 | 5 | 16:01-16:15 | 1 | 1
|  | 7 | 5 | 16:16-16:30 | 1 | 1
|  | 7 | 5 | 16:31-16:45 | 1 | 1
|  | 7 | 5 | 16:46-17:00 | 1 | 1
|  | 7 | 5 | 17:01-17:15 | 1 | 1
|  | 7 | 5 | 17:16-17:30 | 1 | 1
|  | 7 | 5 | 17:31-17:45 | 1 | 1
|  | 7 | 5 | 17:46-18:00 | 1 | 1
|  | 7 | 5 | 18:01-18:15 | 1 | 1
|  | 7 | 5 | 18:16-18:30 | 1 | 1
|  | 7 | 5 | 18:31-18:45 | 1 | 1
|  | 7 | 5 | 18:46-19:00 | 1 | 1
|  | 7 | 5 | 19:01-19:15 | 1 | 1
|  | 7 | 5 | 19:16-19:30 | 1 | 1
|  | 7 | 5 | 19:31-19:45 | 1 | 1
|  | 7 | 5 | 19:46-20:00 | 1 | 1
|  | 7 | 5 | 20:01-20:15 | 1 | 1
|  | 7 | 5 | 20:16-20:30 | 1 | 1
|  | 7 | 5 | 20:31-20:45 | 1 | 1
|  | 7 | 5 | 20:46-21:00 | 1 | 1
|  | 7 | 5 | 21:01-21:15 | 1 | 1
|  | 7 | 5 | 21:16-21:30 | 1 | 1
|  | 7 | 5 | 21:31-21:45 | 1 | 1
|  | 7 | 5 | 21:46-22:00 | 1 | 1
|  | 7 | 5 | 22:01-22:15 | 1 | 1
|  | 7 | 5 | 22:16-22:30 | 1 | 1
|  | 7 | 5 | 22:31-22:45 | 1 | 1
|  | 7 | 5 | 22:46-23:00 | 1 | 1
|  | 7 | 5 | 23:01-23:15 | 1 | 1
|  | 7 | 5 | 23:16-23:30 | 1 | 1
|  | 7 | 5 | 23:31-23:45 | 1 | 1
|  | 7 | 5 | 23:46-24:00 | 1 | 1
|  | 7 | 6 | 00:01-00:15 | 1 | 1
|  | 7 | 6 | 00:16-00:30 | 1 | 1
|  | 7 | 6 | 00:31-00:45 | 1 | 1
|  | 7 | 6 | 00:46-01:00 | 1 | 1
|  | 7 | 6 | 01:01-01:15 | 1 | 1
|  | 7 | 6 | 01:16-01:30 | 1 | 1
|  | 7 | 6 | 01:31-01:45 | 1 | 1
|  | 7 | 6 | 01:46-02:00 | 1 | 1
|  | 7 | 6 | 02:01-02:15 | 1 | 1
|  | 7 | 6 | 02:16-02:30 | 1 | 1
|  | 7 | 6 | 02:31-02:45 | 1 | 1
|  | 7 | 6 | 02:46-03:00 | 1 | 1
|  | 7 | 6 | 03:01-03:15 | 1 | 1
|  | 7 | 6 | 03:16-03:30 | 1 | 1
|  | 7 | 6 | 03:31-03:45 | 1 | 1
|  | 7 | 6 | 03:46-04:00 | 1 | 1
|  | 7 | 6 | 04:01-04:15 | 1 | 1
|  | 7 | 6 | 04:16-04:30 | 1 | 1
|  | 7 | 6 | 04:31-04:45 | 1 | 1
|  | 7 | 6 | 04:46-05:00 | 1 | 1
|  | 7 | 6 | 05:01-05:15 | 1 | 1
|  | 7 | 6 | 05:16-05:30 | 1 | 1
|  | 7 | 6 | 05:31-05:45 | 1 | 1
|  | 7 | 6 | 05:46-06:00 | 1 | 1
|  | 7 | 6 | 06:01-06:15 | 1 | 1
|  | 7 | 6 | 06:16-06:30 | 1 | 1
|  | 7 | 6 | 06:31-06:45 | 1 | 1
|  | 7 | 6 | 06:46-07:00 | 1 | 1
|  | 7 | 6 | 07:01-07:15 | 1 | 1
|  | 7 | 6 | 07:16-07:30 | 1 | 1
|  | 7 | 6 | 07:31-07:45 | 1 | 1
|  | 7 | 6 | 07:46-08:00 | 1 | 1
|  | 7 | 6 | 08:01-08:15 | 1 | 1
|  | 7 | 6 | 08:16-08:30 | 1 | 1
|  | 7 | 6 | 08:31-08:45 | 1 | 1
|  | 7 | 6 | 08:46-09:00 | 1 | 1
|  | 7 | 6 | 09:01-09:15 | 1 | 1
|  | 7 | 6 | 09:16-09:30 | 1 | 1
|  | 7 | 6 | 09:31-09:45 | 1 | 1
|  | 7 | 6 | 09:46-10:00 | 1 | 1
|  | 7 | 6 | 10:01-10:15 | 1 | 1
|  | 7 | 6 | 10:16-10:30 | 1 | 1
|  | 7 | 6 | 10:31-10:45 | 1 | 1
|  | 7 | 6 | 10:46-11:00 | 1 | 1
|  | 7 | 6 | 11:01-11:15 | 1 | 1
|  | 7 | 6 | 11:16-11:30 | 1 | 1
|  | 7 | 6 | 11:31-11:45 | 1 | 1
|  | 7 | 6 | 11:46-12:00 | 1 | 1
|  | 7 | 6 | 12:01-12:15 | 1 | 1
|  | 7 | 6 | 12:16-12:30 | 1 | 1
|  | 7 | 6 | 12:31-12:45 | 1 | 1
|  | 7 | 6 | 12:46-13:00 | 1 | 1
|  | 7 | 6 | 13:01-13:15 | 1 | 1
|  | 7 | 6 | 13:16-13:30 | 1 | 1
|  | 7 | 6 | 13:31-13:45 | 1 | 1
|  | 7 | 6 | 13:46-14:00 | 1 | 1
|  | 7 | 6 | 14:01-14:15 | 1 | 1
|  | 7 | 6 | 14:16-14:30 | 1 | 1
|  | 7 | 6 | 14:31-14:45 | 1 | 1
|  | 7 | 6 | 14:46-15:00 | 1 | 1
|  | 7 | 6 | 15:01-15:15 | 1 | 1
|  | 7 | 6 | 15:16-15:30 | 1 | 1
|  | 7 | 6 | 15:31-15:45 | 1 | 1
|  | 7 | 6 | 15:46-16:00 | 1 | 1
|  | 7 | 6 | 16:01-16:15 | 1 | 1
|  | 7 | 6 | 16:16-16:30 | 1 | 1
|  | 7 | 6 | 16:31-16:45 | 1 | 1
|  | 7 | 6 | 16:46-17:00 | 1 | 1
|  | 7 | 6 | 17:01-17:15 | 1 | 1
|  | 7 | 6 | 17:16-17:30 | 1 | 1
|  | 7 | 6 | 17:31-17:45 | 1 | 1
|  | 7 | 6 | 17:46-18:00 | 1 | 1
|  | 7 | 6 | 18:01-18:15 | 1 | 1
|  | 7 | 6 | 18:16-18:30 | 1 | 1
|  | 7 | 6 | 18:31-18:45 | 1 | 1
|  | 7 | 6 | 18:46-19:00 | 1 | 1
|  | 7 | 6 | 19:01-19:15 | 1 | 1
|  | 7 | 6 | 19:16-19:30 | 1 | 1
|  | 7 | 6 | 19:31-19:45 | 1 | 1
|  | 7 | 6 | 19:46-20:00 | 1 | 1
|  | 7 | 6 | 20:01-20:15 | 1 | 1
|  | 7 | 6 | 20:16-20:30 | 1 | 1
|  | 7 | 6 | 20:31-20:45 | 1 | 1
|  | 7 | 6 | 20:46-21:00 | 1 | 1
|  | 7 | 6 | 21:01-21:15 | 1 | 1
|  | 7 | 6 | 21:16-21:30 | 1 | 1
|  | 7 | 6 | 21:31-21:45 | 1 | 1
|  | 7 | 6 | 21:46-22:00 | 1 | 1
|  | 7 | 6 | 22:01-22:15 | 1 | 1
|  | 7 | 6 | 22:16-22:30 | 1 | 1
|  | 7 | 6 | 22:31-22:45 | 1 | 1
|  | 7 | 6 | 22:46-23:00 | 1 | 1
|  | 7 | 6 | 23:01-23:15 | 1 | 1
|  | 7 | 6 | 23:16-23:30 | 1 | 1
|  | 7 | 6 | 23:31-23:45 | 1 | 1
|  | 7 | 6 | 23:46-24:00 | 1 | 1
|  | 7 | 7 | 00:01-00:15 | 1 | 1
|  | 7 | 7 | 00:16-00:30 | 1 | 1
|  | 7 | 7 | 00:31-00:45 | 1 | 1
|  | 7 | 7 | 00:46-01:00 | 1 | 1
|  | 7 | 7 | 01:01-01:15 | 1 | 1
|  | 7 | 7 | 01:16-01:30 | 1 | 1
|  | 7 | 7 | 01:31-01:45 | 1 | 1
|  | 7 | 7 | 01:46-02:00 | 1 | 1
|  | 7 | 7 | 02:01-02:15 | 1 | 1
|  | 7 | 7 | 02:16-02:30 | 1 | 1
|  | 7 | 7 | 02:31-02:45 | 1 | 1
|  | 7 | 7 | 02:46-03:00 | 1 | 1
|  | 7 | 7 | 03:01-03:15 | 1 | 1
|  | 7 | 7 | 03:16-03:30 | 1 | 1
|  | 7 | 7 | 03:31-03:45 | 1 | 1
|  | 7 | 7 | 03:46-04:00 | 1 | 1
|  | 7 | 7 | 04:01-04:15 | 1 | 1
|  | 7 | 7 | 04:16-04:30 | 1 | 1
|  | 7 | 7 | 04:31-04:45 | 1 | 1
|  | 7 | 7 | 04:46-05:00 | 1 | 1
|  | 7 | 7 | 05:01-05:15 | 1 | 1
|  | 7 | 7 | 05:16-05:30 | 1 | 1
|  | 7 | 7 | 05:31-05:45 | 1 | 1
|  | 7 | 7 | 05:46-06:00 | 1 | 1
|  | 7 | 7 | 06:01-06:15 | 1 | 1
|  | 7 | 7 | 06:16-06:30 | 1 | 1
|  | 7 | 7 | 06:31-06:45 | 1 | 1
|  | 7 | 7 | 06:46-07:00 | 1 | 1
|  | 7 | 7 | 07:01-07:15 | 1 | 1
|  | 7 | 7 | 07:16-07:30 | 1 | 1
|  | 7 | 7 | 07:31-07:45 | 1 | 1
|  | 7 | 7 | 07:46-08:00 | 1 | 1
|  | 7 | 7 | 08:01-08:15 | 1 | 1
|  | 7 | 7 | 08:16-08:30 | 1 | 1
|  | 7 | 7 | 08:31-08:45 | 1 | 1
|  | 7 | 7 | 08:46-09:00 | 1 | 1
|  | 7 | 7 | 09:01-09:15 | 1 | 1
|  | 7 | 7 | 09:16-09:30 | 1 | 1
|  | 7 | 7 | 09:31-09:45 | 1 | 1
|  | 7 | 7 | 09:46-10:00 | 1 | 1
|  | 7 | 7 | 10:01-10:15 | 1 | 1
|  | 7 | 7 | 10:16-10:30 | 1 | 1
|  | 7 | 7 | 10:31-10:45 | 1 | 1
|  | 7 | 7 | 10:46-11:00 | 1 | 1
|  | 7 | 7 | 11:01-11:15 | 1 | 1
|  | 7 | 7 | 11:16-11:30 | 1 | 1
|  | 7 | 7 | 11:31-11:45 | 1 | 1
|  | 7 | 7 | 11:46-12:00 | 1 | 1
|  | 7 | 7 | 12:01-12:15 | 1 | 1
|  | 7 | 7 | 12:16-12:30 | 1 | 1
|  | 7 | 7 | 12:31-12:45 | 1 | 1
|  | 7 | 7 | 12:46-13:00 | 1 | 1
|  | 7 | 7 | 13:01-13:15 | 1 | 1
|  | 7 | 7 | 13:16-13:30 | 1 | 1
|  | 7 | 7 | 13:31-13:45 | 1 | 1
|  | 7 | 7 | 13:46-14:00 | 1 | 1
|  | 7 | 7 | 14:01-14:15 | 1 | 1
|  | 7 | 7 | 14:16-14:30 | 1 | 1
|  | 7 | 7 | 14:31-14:45 | 1 | 1
|  | 7 | 7 | 14:46-15:00 | 1 | 1
|  | 7 | 7 | 15:01-15:15 | 1 | 1
|  | 7 | 7 | 15:16-15:30 | 1 | 1
|  | 7 | 7 | 15:31-15:45 | 1 | 1
|  | 7 | 7 | 15:46-16:00 | 1 | 1
|  | 7 | 7 | 16:01-16:15 | 1 | 1
|  | 7 | 7 | 16:16-16:30 | 1 | 1
|  | 7 | 7 | 16:31-16:45 | 1 | 1
|  | 7 | 7 | 16:46-17:00 | 1 | 1
|  | 7 | 7 | 17:01-17:15 | 1 | 1
|  | 7 | 7 | 17:16-17:30 | 1 | 1
|  | 7 | 7 | 17:31-17:45 | 1 | 1
|  | 7 | 7 | 17:46-18:00 | 1 | 1
|  | 7 | 7 | 18:01-18:15 | 1 | 1
|  | 7 | 7 | 18:16-18:30 | 1 | 1
|  | 7 | 7 | 18:31-18:45 | 1 | 1
|  | 7 | 7 | 18:46-19:00 | 1 | 1
|  | 7 | 7 | 19:01-19:15 | 1 | 1
|  | 7 | 7 | 19:16-19:30 | 1 | 1
|  | 7 | 7 | 19:31-19:45 | 1 | 1
|  | 7 | 7 | 19:46-20:00 | 1 | 1
|  | 7 | 7 | 20:01-20:15 | 1 | 1
|  | 7 | 7 | 20:16-20:30 | 1 | 1
|  | 7 | 7 | 20:31-20:45 | 1 | 1
|  | 7 | 7 | 20:46-21:00 | 1 | 1
|  | 7 | 7 | 21:01-21:15 | 1 | 1
|  | 7 | 7 | 21:16-21:30 | 1 | 1
|  | 7 | 7 | 21:31-21:45 | 1 | 1
|  | 7 | 7 | 21:46-22:00 | 1 | 1
|  | 7 | 7 | 22:01-22:15 | 1 | 1
|  | 7 | 7 | 22:16-22:30 | 1 | 1
|  | 7 | 7 | 22:31-22:45 | 1 | 1
|  | 7 | 7 | 22:46-23:00 | 1 | 1
|  | 7 | 7 | 23:01-23:15 | 1 | 1
|  | 7 | 7 | 23:16-23:30 | 1 | 1
|  | 7 | 7 | 23:31-23:45 | 1 | 1
|  | 7 | 7 | 23:46-24:00 | 1 | 1
|  | 7 | 8 | 00:01-00:15 | 0 | 1
|  | 7 | 8 | 00:16-00:30 | 0 | 1
|  | 7 | 8 | 00:31-00:45 | 0 | 1
|  | 7 | 8 | 00:46-01:00 | 0 | 1
|  | 7 | 8 | 01:01-01:15 | 0 | 1
|  | 7 | 8 | 01:16-01:30 | 0 | 1
|  | 7 | 8 | 01:31-01:45 | 0 | 1
|  | 7 | 8 | 01:46-02:00 | 0 | 1
|  | 7 | 8 | 02:01-02:15 | 0 | 1
|  | 7 | 8 | 02:16-02:30 | 0 | 1
|  | 7 | 8 | 02:31-02:45 | 0 | 1
|  | 7 | 8 | 02:46-03:00 | 0 | 1
|  | 7 | 8 | 03:01-03:15 | 0 | 1
|  | 7 | 8 | 03:16-03:30 | 0 | 1
|  | 7 | 8 | 03:31-03:45 | 0 | 1
|  | 7 | 8 | 03:46-04:00 | 0 | 1
|  | 7 | 8 | 04:01-04:15 | 0 | 1
|  | 7 | 8 | 04:16-04:30 | 0 | 1
|  | 7 | 8 | 04:31-04:45 | 0 | 1
|  | 7 | 8 | 04:46-05:00 | 0 | 1
|  | 7 | 8 | 05:01-05:15 | 0 | 1
|  | 7 | 8 | 05:16-05:30 | 0 | 1
|  | 7 | 8 | 05:31-05:45 | 0 | 1
|  | 7 | 8 | 05:46-06:00 | 0 | 1
|  | 7 | 8 | 06:01-06:15 | 0 | 1
|  | 7 | 8 | 06:16-06:30 | 0 | 1
|  | 7 | 8 | 06:31-06:45 | 0 | 1
|  | 7 | 8 | 06:46-07:00 | 0 | 1
|  | 7 | 8 | 07:01-07:15 | 0 | 1
|  | 7 | 8 | 07:16-07:30 | 0 | 1
|  | 7 | 8 | 07:31-07:45 | 0 | 1
|  | 7 | 8 | 07:46-08:00 | 0 | 1
|  | 7 | 8 | 08:01-08:15 | 0 | 1
|  | 7 | 8 | 08:16-08:30 | 0 | 1
|  | 7 | 8 | 08:31-08:45 | 0 | 1
|  | 7 | 8 | 08:46-09:00 | 0 | 1
|  | 7 | 8 | 09:01-09:15 | 0 | 1
|  | 7 | 8 | 09:16-09:30 | 0 | 1
|  | 7 | 8 | 09:31-09:45 | 0 | 1
|  | 7 | 8 | 09:46-10:00 | 0 | 1
|  | 7 | 8 | 10:01-10:15 | 0 | 1
|  | 7 | 8 | 10:16-10:30 | 0 | 1
|  | 7 | 8 | 10:31-10:45 | 0 | 1
|  | 7 | 8 | 10:46-11:00 | 0 | 1
|  | 7 | 8 | 11:01-11:15 | 0 | 1
|  | 7 | 8 | 11:16-11:30 | 0 | 1
|  | 7 | 8 | 11:31-11:45 | 0 | 1
|  | 7 | 8 | 11:46-12:00 | 0 | 1
|  | 7 | 8 | 12:01-12:15 | 0 | 1
|  | 7 | 8 | 12:16-12:30 | 0 | 1
|  | 7 | 8 | 12:31-12:45 | 0 | 1
|  | 7 | 8 | 12:46-13:00 | 0 | 1
|  | 7 | 8 | 13:01-13:15 | 0 | 1
|  | 7 | 8 | 13:16-13:30 | 0 | 1
|  | 7 | 8 | 13:31-13:45 | 0 | 1
|  | 7 | 8 | 13:46-14:00 | 0 | 1
|  | 7 | 8 | 14:01-14:15 | 0 | 1
|  | 7 | 8 | 14:16-14:30 | 0 | 1
|  | 7 | 8 | 14:31-14:45 | 0 | 1
|  | 7 | 8 | 14:46-15:00 | 0 | 1
|  | 7 | 8 | 15:01-15:15 | 0 | 1
|  | 7 | 8 | 15:16-15:30 | 0 | 1
|  | 7 | 8 | 15:31-15:45 | 0 | 1
|  | 7 | 8 | 15:46-16:00 | 0 | 1
|  | 7 | 8 | 16:01-16:15 | 0 | 1
|  | 7 | 8 | 16:16-16:30 | 0 | 1
|  | 7 | 8 | 16:31-16:45 | 0 | 1
|  | 7 | 8 | 16:46-17:00 | 0 | 1
|  | 7 | 8 | 17:01-17:15 | 0 | 1
|  | 7 | 8 | 17:16-17:30 | 0 | 1
|  | 7 | 8 | 17:31-17:45 | 0 | 1
|  | 7 | 8 | 17:46-18:00 | 0 | 1
|  | 7 | 8 | 18:01-18:15 | 0 | 1
|  | 7 | 8 | 18:16-18:30 | 0 | 1
|  | 7 | 8 | 18:31-18:45 | 0 | 1
|  | 7 | 8 | 18:46-19:00 | 0 | 1
|  | 7 | 8 | 19:01-19:15 | 0 | 1
|  | 7 | 8 | 19:16-19:30 | 0 | 1
|  | 7 | 8 | 19:31-19:45 | 0 | 1
|  | 7 | 8 | 19:46-20:00 | 0 | 1
|  | 7 | 8 | 20:01-20:15 | 0 | 1
|  | 7 | 8 | 20:16-20:30 | 0 | 1
|  | 7 | 8 | 20:31-20:45 | 0 | 1
|  | 7 | 8 | 20:46-21:00 | 0 | 1
|  | 7 | 8 | 21:01-21:15 | 0 | 1
|  | 7 | 8 | 21:16-21:30 | 0 | 1
|  | 7 | 8 | 21:31-21:45 | 0 | 1
|  | 7 | 8 | 21:46-22:00 | 0 | 1
|  | 7 | 8 | 22:01-22:15 | 0 | 1
|  | 7 | 8 | 22:16-22:30 | 0 | 1
|  | 7 | 8 | 22:31-22:45 | 0 | 1
|  | 7 | 8 | 22:46-23:00 | 0 | 1
|  | 7 | 8 | 23:01-23:15 | 0 | 1
|  | 7 | 8 | 23:16-23:30 | 0 | 1
|  | 7 | 8 | 23:31-23:45 | 0 | 1
|  | 7 | 8 | 23:46-24:00 | 0 | 1
|  | 7 | 9 | 00:01-00:15 | 0 | 1
|  | 7 | 9 | 00:16-00:30 | 0 | 1
|  | 7 | 9 | 00:31-00:45 | 0 | 1
|  | 7 | 9 | 00:46-01:00 | 0 | 1
|  | 7 | 9 | 01:01-01:15 | 0 | 1
|  | 7 | 9 | 01:16-01:30 | 0 | 1
|  | 7 | 9 | 01:31-01:45 | 0 | 1
|  | 7 | 9 | 01:46-02:00 | 0 | 1
|  | 7 | 9 | 02:01-02:15 | 0 | 1
|  | 7 | 9 | 02:16-02:30 | 0 | 1
|  | 7 | 9 | 02:31-02:45 | 0 | 1
|  | 7 | 9 | 02:46-03:00 | 0 | 1
|  | 7 | 9 | 03:01-03:15 | 0 | 1
|  | 7 | 9 | 03:16-03:30 | 0 | 1
|  | 7 | 9 | 03:31-03:45 | 0 | 1
|  | 7 | 9 | 03:46-04:00 | 0 | 1
|  | 7 | 9 | 04:01-04:15 | 0 | 1
|  | 7 | 9 | 04:16-04:30 | 0 | 1
|  | 7 | 9 | 04:31-04:45 | 0 | 1
|  | 7 | 9 | 04:46-05:00 | 0 | 1
|  | 7 | 9 | 05:01-05:15 | 0 | 1
|  | 7 | 9 | 05:16-05:30 | 0 | 1
|  | 7 | 9 | 05:31-05:45 | 0 | 1
|  | 7 | 9 | 05:46-06:00 | 0 | 1
|  | 7 | 9 | 06:01-06:15 | 0 | 1
|  | 7 | 9 | 06:16-06:30 | 0 | 1
|  | 7 | 9 | 06:31-06:45 | 0 | 1
|  | 7 | 9 | 06:46-07:00 | 0 | 1
|  | 7 | 9 | 07:01-07:15 | 0 | 1
|  | 7 | 9 | 07:16-07:30 | 0 | 1
|  | 7 | 9 | 07:31-07:45 | 0 | 1
|  | 7 | 9 | 07:46-08:00 | 0 | 1
|  | 7 | 9 | 08:01-08:15 | 0 | 1
|  | 7 | 9 | 08:16-08:30 | 0 | 1
|  | 7 | 9 | 08:31-08:45 | 0 | 1
|  | 7 | 9 | 08:46-09:00 | 0 | 1
|  | 7 | 9 | 09:01-09:15 | 0 | 1
|  | 7 | 9 | 09:16-09:30 | 0 | 1
|  | 7 | 9 | 09:31-09:45 | 0 | 1
|  | 7 | 9 | 09:46-10:00 | 0 | 1
|  | 7 | 9 | 10:01-10:15 | 0 | 1
|  | 7 | 9 | 10:16-10:30 | 0 | 1
|  | 7 | 9 | 10:31-10:45 | 0 | 1
|  | 7 | 9 | 10:46-11:00 | 0 | 1
|  | 7 | 9 | 11:01-11:15 | 0 | 1
|  | 7 | 9 | 11:16-11:30 | 0 | 1
|  | 7 | 9 | 11:31-11:45 | 0 | 1
|  | 7 | 9 | 11:46-12:00 | 0 | 1
|  | 7 | 9 | 12:01-12:15 | 0 | 1
|  | 7 | 9 | 12:16-12:30 | 0 | 1
|  | 7 | 9 | 12:31-12:45 | 0 | 1
|  | 7 | 9 | 12:46-13:00 | 0 | 1
|  | 7 | 9 | 13:01-13:15 | 0 | 1
|  | 7 | 9 | 13:16-13:30 | 0 | 1
|  | 7 | 9 | 13:31-13:45 | 0 | 1
|  | 7 | 9 | 13:46-14:00 | 0 | 1
|  | 7 | 9 | 14:01-14:15 | 0 | 1
|  | 7 | 9 | 14:16-14:30 | 0 | 1
|  | 7 | 9 | 14:31-14:45 | 0 | 1
|  | 7 | 9 | 14:46-15:00 | 0 | 1
|  | 7 | 9 | 15:01-15:15 | 0 | 1
|  | 7 | 9 | 15:16-15:30 | 0 | 1
|  | 7 | 9 | 15:31-15:45 | 0 | 1
|  | 7 | 9 | 15:46-16:00 | 0 | 1
|  | 7 | 9 | 16:01-16:15 | 0 | 1
|  | 7 | 9 | 16:16-16:30 | 0 | 1
|  | 7 | 9 | 16:31-16:45 | 0 | 1
|  | 7 | 9 | 16:46-17:00 | 0 | 1
|  | 7 | 9 | 17:01-17:15 | 0 | 1
|  | 7 | 9 | 17:16-17:30 | 0 | 1
|  | 7 | 9 | 17:31-17:45 | 0 | 1
|  | 7 | 9 | 17:46-18:00 | 0 | 1
|  | 7 | 9 | 18:01-18:15 | 0 | 1
|  | 7 | 9 | 18:16-18:30 | 0 | 1
|  | 7 | 9 | 18:31-18:45 | 0 | 1
|  | 7 | 9 | 18:46-19:00 | 0 | 1
|  | 7 | 9 | 19:01-19:15 | 0 | 1
|  | 7 | 9 | 19:16-19:30 | 0 | 1
|  | 7 | 9 | 19:31-19:45 | 0 | 1
|  | 7 | 9 | 19:46-20:00 | 0 | 1
|  | 7 | 9 | 20:01-20:15 | 0 | 1
|  | 7 | 9 | 20:16-20:30 | 0 | 1
|  | 7 | 9 | 20:31-20:45 | 0 | 1
|  | 7 | 9 | 20:46-21:00 | 0 | 1
|  | 7 | 9 | 21:01-21:15 | 0 | 1
|  | 7 | 9 | 21:16-21:30 | 0 | 1
|  | 7 | 9 | 21:31-21:45 | 0 | 1
|  | 7 | 9 | 21:46-22:00 | 0 | 1
|  | 7 | 9 | 22:01-22:15 | 0 | 1
|  | 7 | 9 | 22:16-22:30 | 0 | 1
|  | 7 | 9 | 22:31-22:45 | 0 | 1
|  | 7 | 9 | 22:46-23:00 | 0 | 1
|  | 7 | 9 | 23:01-23:15 | 0 | 1
|  | 7 | 9 | 23:16-23:30 | 0 | 1
|  | 7 | 9 | 23:31-23:45 | 0 | 1
|  | 7 | 9 | 23:46-24:00 | 0 | 1
|  | 7 | 10 | 00:01-00:15 | 1 | 1
|  | 7 | 10 | 00:16-00:30 | 1 | 1
|  | 7 | 10 | 00:31-00:45 | 1 | 1
|  | 7 | 10 | 00:46-01:00 | 1 | 1
|  | 7 | 10 | 01:01-01:15 | 1 | 1
|  | 7 | 10 | 01:16-01:30 | 1 | 1
|  | 7 | 10 | 01:31-01:45 | 1 | 1
|  | 7 | 10 | 01:46-02:00 | 1 | 1
|  | 7 | 10 | 02:01-02:15 | 1 | 1
|  | 7 | 10 | 02:16-02:30 | 1 | 1
|  | 7 | 10 | 02:31-02:45 | 1 | 1
|  | 7 | 10 | 02:46-03:00 | 1 | 1
|  | 7 | 10 | 03:01-03:15 | 1 | 1
|  | 7 | 10 | 03:16-03:30 | 1 | 1
|  | 7 | 10 | 03:31-03:45 | 1 | 1
|  | 7 | 10 | 03:46-04:00 | 1 | 1
|  | 7 | 10 | 04:01-04:15 | 1 | 1
|  | 7 | 10 | 04:16-04:30 | 1 | 1
|  | 7 | 10 | 04:31-04:45 | 1 | 1
|  | 7 | 10 | 04:46-05:00 | 1 | 1
|  | 7 | 10 | 05:01-05:15 | 1 | 1
|  | 7 | 10 | 05:16-05:30 | 1 | 1
|  | 7 | 10 | 05:31-05:45 | 1 | 1
|  | 7 | 10 | 05:46-06:00 | 1 | 1
|  | 7 | 10 | 06:01-06:15 | 1 | 1
|  | 7 | 10 | 06:16-06:30 | 1 | 1
|  | 7 | 10 | 06:31-06:45 | 1 | 1
|  | 7 | 10 | 06:46-07:00 | 1 | 1
|  | 7 | 10 | 07:01-07:15 | 1 | 1
|  | 7 | 10 | 07:16-07:30 | 1 | 1
|  | 7 | 10 | 07:31-07:45 | 1 | 1
|  | 7 | 10 | 07:46-08:00 | 1 | 1
|  | 7 | 10 | 08:01-08:15 | 1 | 1
|  | 7 | 10 | 08:16-08:30 | 1 | 1
|  | 7 | 10 | 08:31-08:45 | 1 | 1
|  | 7 | 10 | 08:46-09:00 | 1 | 1
|  | 7 | 10 | 09:01-09:15 | 1 | 1
|  | 7 | 10 | 09:16-09:30 | 1 | 1
|  | 7 | 10 | 09:31-09:45 | 1 | 1
|  | 7 | 10 | 09:46-10:00 | 1 | 1
|  | 7 | 10 | 10:01-10:15 | 1 | 1
|  | 7 | 10 | 10:16-10:30 | 1 | 1
|  | 7 | 10 | 10:31-10:45 | 1 | 1
|  | 7 | 10 | 10:46-11:00 | 1 | 1
|  | 7 | 10 | 11:01-11:15 | 1 | 1
|  | 7 | 10 | 11:16-11:30 | 1 | 1
|  | 7 | 10 | 11:31-11:45 | 1 | 1
|  | 7 | 10 | 11:46-12:00 | 1 | 1
|  | 7 | 10 | 12:01-12:15 | 1 | 1
|  | 7 | 10 | 12:16-12:30 | 1 | 1
|  | 7 | 10 | 12:31-12:45 | 1 | 1
|  | 7 | 10 | 12:46-13:00 | 1 | 1
|  | 7 | 10 | 13:01-13:15 | 1 | 1
|  | 7 | 10 | 13:16-13:30 | 1 | 1
|  | 7 | 10 | 13:31-13:45 | 1 | 1
|  | 7 | 10 | 13:46-14:00 | 1 | 1
|  | 7 | 10 | 14:01-14:15 | 1 | 1
|  | 7 | 10 | 14:16-14:30 | 1 | 1
|  | 7 | 10 | 14:31-14:45 | 1 | 1
|  | 7 | 10 | 14:46-15:00 | 1 | 1
|  | 7 | 10 | 15:01-15:15 | 1 | 1
|  | 7 | 10 | 15:16-15:30 | 1 | 1
|  | 7 | 10 | 15:31-15:45 | 1 | 1
|  | 7 | 10 | 15:46-16:00 | 1 | 1
|  | 7 | 10 | 16:01-16:15 | 1 | 1
|  | 7 | 10 | 16:16-16:30 | 1 | 1
|  | 7 | 10 | 16:31-16:45 | 1 | 1
|  | 7 | 10 | 16:46-17:00 | 1 | 1
|  | 7 | 10 | 17:01-17:15 | 1 | 1
|  | 7 | 10 | 17:16-17:30 | 1 | 1
|  | 7 | 10 | 17:31-17:45 | 1 | 1
|  | 7 | 10 | 17:46-18:00 | 1 | 1
|  | 7 | 10 | 18:01-18:15 | 1 | 1
|  | 7 | 10 | 18:16-18:30 | 1 | 1
|  | 7 | 10 | 18:31-18:45 | 1 | 1
|  | 7 | 10 | 18:46-19:00 | 1 | 1
|  | 7 | 10 | 19:01-19:15 | 1 | 1
|  | 7 | 10 | 19:16-19:30 | 1 | 1
|  | 7 | 10 | 19:31-19:45 | 1 | 1
|  | 7 | 10 | 19:46-20:00 | 1 | 1
|  | 7 | 10 | 20:01-20:15 | 1 | 1
|  | 7 | 10 | 20:16-20:30 | 1 | 1
|  | 7 | 10 | 20:31-20:45 | 1 | 1
|  | 7 | 10 | 20:46-21:00 | 1 | 1
|  | 7 | 10 | 21:01-21:15 | 1 | 1
|  | 7 | 10 | 21:16-21:30 | 1 | 1
|  | 7 | 10 | 21:31-21:45 | 1 | 1
|  | 7 | 10 | 21:46-22:00 | 1 | 1
|  | 7 | 10 | 22:01-22:15 | 1 | 1
|  | 7 | 10 | 22:16-22:30 | 1 | 1
|  | 7 | 10 | 22:31-22:45 | 1 | 1
|  | 7 | 10 | 22:46-23:00 | 1 | 1
|  | 7 | 10 | 23:01-23:15 | 1 | 1
|  | 7 | 10 | 23:16-23:30 | 1 | 1
|  | 7 | 10 | 23:31-23:45 | 1 | 1
|  | 7 | 10 | 23:46-24:00 | 1 | 1
|  | 7 | 11 | 00:01-00:15 | 1 | 1
|  | 7 | 11 | 00:16-00:30 | 1 | 1
|  | 7 | 11 | 00:31-00:45 | 1 | 1
|  | 7 | 11 | 00:46-01:00 | 1 | 1
|  | 7 | 11 | 01:01-01:15 | 1 | 1
|  | 7 | 11 | 01:16-01:30 | 1 | 1
|  | 7 | 11 | 01:31-01:45 | 1 | 1
|  | 7 | 11 | 01:46-02:00 | 1 | 1
|  | 7 | 11 | 02:01-02:15 | 1 | 1
|  | 7 | 11 | 02:16-02:30 | 1 | 1
|  | 7 | 11 | 02:31-02:45 | 1 | 1
|  | 7 | 11 | 02:46-03:00 | 1 | 1
|  | 7 | 11 | 03:01-03:15 | 1 | 1
|  | 7 | 11 | 03:16-03:30 | 1 | 1
|  | 7 | 11 | 03:31-03:45 | 1 | 1
|  | 7 | 11 | 03:46-04:00 | 1 | 1
|  | 7 | 11 | 04:01-04:15 | 1 | 1
|  | 7 | 11 | 04:16-04:30 | 1 | 1
|  | 7 | 11 | 04:31-04:45 | 1 | 1
|  | 7 | 11 | 04:46-05:00 | 1 | 1
|  | 7 | 11 | 05:01-05:15 | 1 | 1
|  | 7 | 11 | 05:16-05:30 | 1 | 1
|  | 7 | 11 | 05:31-05:45 | 1 | 1
|  | 7 | 11 | 05:46-06:00 | 1 | 1
|  | 7 | 11 | 06:01-06:15 | 1 | 1
|  | 7 | 11 | 06:16-06:30 | 1 | 1
|  | 7 | 11 | 06:31-06:45 | 1 | 1
|  | 7 | 11 | 06:46-07:00 | 1 | 1
|  | 7 | 11 | 07:01-07:15 | 1 | 1
|  | 7 | 11 | 07:16-07:30 | 1 | 1
|  | 7 | 11 | 07:31-07:45 | 1 | 1
|  | 7 | 11 | 07:46-08:00 | 1 | 1
|  | 7 | 11 | 08:01-08:15 | 1 | 1
|  | 7 | 11 | 08:16-08:30 | 1 | 1
|  | 7 | 11 | 08:31-08:45 | 1 | 1
|  | 7 | 11 | 08:46-09:00 | 1 | 1
|  | 7 | 11 | 09:01-09:15 | 1 | 1
|  | 7 | 11 | 09:16-09:30 | 1 | 1
|  | 7 | 11 | 09:31-09:45 | 1 | 1
|  | 7 | 11 | 09:46-10:00 | 1 | 1
|  | 7 | 11 | 10:01-10:15 | 1 | 1
|  | 7 | 11 | 10:16-10:30 | 1 | 1
|  | 7 | 11 | 10:31-10:45 | 1 | 1
|  | 7 | 11 | 10:46-11:00 | 1 | 1
|  | 7 | 11 | 11:01-11:15 | 1 | 1
|  | 7 | 11 | 11:16-11:30 | 1 | 1
|  | 7 | 11 | 11:31-11:45 | 1 | 1
|  | 7 | 11 | 11:46-12:00 | 1 | 1
|  | 7 | 11 | 12:01-12:15 | 1 | 1
|  | 7 | 11 | 12:16-12:30 | 1 | 1
|  | 7 | 11 | 12:31-12:45 | 1 | 1
|  | 7 | 11 | 12:46-13:00 | 1 | 1
|  | 7 | 11 | 13:01-13:15 | 1 | 1
|  | 7 | 11 | 13:16-13:30 | 1 | 1
|  | 7 | 11 | 13:31-13:45 | 1 | 1
|  | 7 | 11 | 13:46-14:00 | 1 | 1
|  | 7 | 11 | 14:01-14:15 | 1 | 1
|  | 7 | 11 | 14:16-14:30 | 1 | 1
|  | 7 | 11 | 14:31-14:45 | 1 | 1
|  | 7 | 11 | 14:46-15:00 | 1 | 1
|  | 7 | 11 | 15:01-15:15 | 1 | 1
|  | 7 | 11 | 15:16-15:30 | 1 | 1
|  | 7 | 11 | 15:31-15:45 | 1 | 1
|  | 7 | 11 | 15:46-16:00 | 1 | 1
|  | 7 | 11 | 16:01-16:15 | 1 | 1
|  | 7 | 11 | 16:16-16:30 | 1 | 1
|  | 7 | 11 | 16:31-16:45 | 1 | 1
|  | 7 | 11 | 16:46-17:00 | 1 | 1
|  | 7 | 11 | 17:01-17:15 | 1 | 1
|  | 7 | 11 | 17:16-17:30 | 1 | 1
|  | 7 | 11 | 17:31-17:45 | 1 | 1
|  | 7 | 11 | 17:46-18:00 | 1 | 1
|  | 7 | 11 | 18:01-18:15 | 1 | 1
|  | 7 | 11 | 18:16-18:30 | 1 | 1
|  | 7 | 11 | 18:31-18:45 | 1 | 1
|  | 7 | 11 | 18:46-19:00 | 1 | 1
|  | 7 | 11 | 19:01-19:15 | 1 | 1
|  | 7 | 11 | 19:16-19:30 | 1 | 1
|  | 7 | 11 | 19:31-19:45 | 1 | 1
|  | 7 | 11 | 19:46-20:00 | 1 | 1
|  | 7 | 11 | 20:01-20:15 | 1 | 1
|  | 7 | 11 | 20:16-20:30 | 1 | 1
|  | 7 | 11 | 20:31-20:45 | 1 | 1
|  | 7 | 11 | 20:46-21:00 | 1 | 1
|  | 7 | 11 | 21:01-21:15 | 1 | 1
|  | 7 | 11 | 21:16-21:30 | 1 | 1
|  | 7 | 11 | 21:31-21:45 | 1 | 1
|  | 7 | 11 | 21:46-22:00 | 1 | 1
|  | 7 | 11 | 22:01-22:15 | 1 | 1
|  | 7 | 11 | 22:16-22:30 | 1 | 1
|  | 7 | 11 | 22:31-22:45 | 1 | 1
|  | 7 | 11 | 22:46-23:00 | 1 | 1
|  | 7 | 11 | 23:01-23:15 | 1 | 1
|  | 7 | 11 | 23:16-23:30 | 1 | 1
|  | 7 | 11 | 23:31-23:45 | 1 | 1
|  | 7 | 11 | 23:46-24:00 | 1 | 1
|  | 7 | 12 | 00:01-00:15 | 1 | 1
|  | 7 | 12 | 00:16-00:30 | 1 | 1
|  | 7 | 12 | 00:31-00:45 | 1 | 1
|  | 7 | 12 | 00:46-01:00 | 1 | 1
|  | 7 | 12 | 01:01-01:15 | 1 | 1
|  | 7 | 12 | 01:16-01:30 | 1 | 1
|  | 7 | 12 | 01:31-01:45 | 1 | 1
|  | 7 | 12 | 01:46-02:00 | 1 | 1
|  | 7 | 12 | 02:01-02:15 | 1 | 1
|  | 7 | 12 | 02:16-02:30 | 1 | 1
|  | 7 | 12 | 02:31-02:45 | 1 | 1
|  | 7 | 12 | 02:46-03:00 | 1 | 1
|  | 7 | 12 | 03:01-03:15 | 1 | 1
|  | 7 | 12 | 03:16-03:30 | 1 | 1
|  | 7 | 12 | 03:31-03:45 | 1 | 1
|  | 7 | 12 | 03:46-04:00 | 1 | 1
|  | 7 | 12 | 04:01-04:15 | 1 | 1
|  | 7 | 12 | 04:16-04:30 | 1 | 1
|  | 7 | 12 | 04:31-04:45 | 1 | 1
|  | 7 | 12 | 04:46-05:00 | 1 | 1
|  | 7 | 12 | 05:01-05:15 | 1 | 1
|  | 7 | 12 | 05:16-05:30 | 1 | 1
|  | 7 | 12 | 05:31-05:45 | 1 | 1
|  | 7 | 12 | 05:46-06:00 | 1 | 1
|  | 7 | 12 | 06:01-06:15 | 1 | 1
|  | 7 | 12 | 06:16-06:30 | 1 | 1
|  | 7 | 12 | 06:31-06:45 | 1 | 1
|  | 7 | 12 | 06:46-07:00 | 1 | 1
|  | 7 | 12 | 07:01-07:15 | 1 | 1
|  | 7 | 12 | 07:16-07:30 | 1 | 1
|  | 7 | 12 | 07:31-07:45 | 1 | 1
|  | 7 | 12 | 07:46-08:00 | 1 | 1
|  | 7 | 12 | 08:01-08:15 | 1 | 1
|  | 7 | 12 | 08:16-08:30 | 1 | 1
|  | 7 | 12 | 08:31-08:45 | 1 | 1
|  | 7 | 12 | 08:46-09:00 | 1 | 1
|  | 7 | 12 | 09:01-09:15 | 1 | 1
|  | 7 | 12 | 09:16-09:30 | 1 | 1
|  | 7 | 12 | 09:31-09:45 | 1 | 1
|  | 7 | 12 | 09:46-10:00 | 1 | 1
|  | 7 | 12 | 10:01-10:15 | 1 | 1
|  | 7 | 12 | 10:16-10:30 | 1 | 1
|  | 7 | 12 | 10:31-10:45 | 1 | 1
|  | 7 | 12 | 10:46-11:00 | 1 | 1
|  | 7 | 12 | 11:01-11:15 | 1 | 1
|  | 7 | 12 | 11:16-11:30 | 1 | 1
|  | 7 | 12 | 11:31-11:45 | 1 | 1
|  | 7 | 12 | 11:46-12:00 | 1 | 1
|  | 7 | 12 | 12:01-12:15 | 1 | 1
|  | 7 | 12 | 12:16-12:30 | 1 | 1
|  | 7 | 12 | 12:31-12:45 | 1 | 1
|  | 7 | 12 | 12:46-13:00 | 1 | 1
|  | 7 | 12 | 13:01-13:15 | 1 | 1
|  | 7 | 12 | 13:16-13:30 | 1 | 1
|  | 7 | 12 | 13:31-13:45 | 1 | 1
|  | 7 | 12 | 13:46-14:00 | 1 | 1
|  | 7 | 12 | 14:01-14:15 | 1 | 1
|  | 7 | 12 | 14:16-14:30 | 1 | 1
|  | 7 | 12 | 14:31-14:45 | 1 | 1
|  | 7 | 12 | 14:46-15:00 | 1 | 1
|  | 7 | 12 | 15:01-15:15 | 1 | 1
|  | 7 | 12 | 15:16-15:30 | 1 | 1
|  | 7 | 12 | 15:31-15:45 | 1 | 1
|  | 7 | 12 | 15:46-16:00 | 1 | 1
|  | 7 | 12 | 16:01-16:15 | 1 | 1
|  | 7 | 12 | 16:16-16:30 | 1 | 1
|  | 7 | 12 | 16:31-16:45 | 1 | 1
|  | 7 | 12 | 16:46-17:00 | 1 | 1
|  | 7 | 12 | 17:01-17:15 | 1 | 1
|  | 7 | 12 | 17:16-17:30 | 1 | 1
|  | 7 | 12 | 17:31-17:45 | 1 | 1
|  | 7 | 12 | 17:46-18:00 | 1 | 1
|  | 7 | 12 | 18:01-18:15 | 1 | 1
|  | 7 | 12 | 18:16-18:30 | 1 | 1
|  | 7 | 12 | 18:31-18:45 | 1 | 1
|  | 7 | 12 | 18:46-19:00 | 1 | 1
|  | 7 | 12 | 19:01-19:15 | 1 | 1
|  | 7 | 12 | 19:16-19:30 | 1 | 1
|  | 7 | 12 | 19:31-19:45 | 1 | 1
|  | 7 | 12 | 19:46-20:00 | 1 | 1
|  | 7 | 12 | 20:01-20:15 | 1 | 1
|  | 7 | 12 | 20:16-20:30 | 1 | 1
|  | 7 | 12 | 20:31-20:45 | 1 | 1
|  | 7 | 12 | 20:46-21:00 | 1 | 1
|  | 7 | 12 | 21:01-21:15 | 1 | 1
|  | 7 | 12 | 21:16-21:30 | 1 | 1
|  | 7 | 12 | 21:31-21:45 | 1 | 1
|  | 7 | 12 | 21:46-22:00 | 1 | 1
|  | 7 | 12 | 22:01-22:15 | 1 | 1
|  | 7 | 12 | 22:16-22:30 | 1 | 1
|  | 7 | 12 | 22:31-22:45 | 1 | 1
|  | 7 | 12 | 22:46-23:00 | 1 | 1
|  | 7 | 12 | 23:01-23:15 | 1 | 1
|  | 7 | 12 | 23:16-23:30 | 1 | 1
|  | 7 | 12 | 23:31-23:45 | 1 | 1
|  | 7 | 12 | 23:46-24:00 | 1 | 1
|  | 7 | 13 | 00:01-00:15 | 1 | 1
|  | 7 | 13 | 00:16-00:30 | 1 | 1
|  | 7 | 13 | 00:31-00:45 | 1 | 1
|  | 7 | 13 | 00:46-01:00 | 1 | 1
|  | 7 | 13 | 01:01-01:15 | 1 | 1
|  | 7 | 13 | 01:16-01:30 | 1 | 1
|  | 7 | 13 | 01:31-01:45 | 1 | 1
|  | 7 | 13 | 01:46-02:00 | 1 | 1
|  | 7 | 13 | 02:01-02:15 | 1 | 1
|  | 7 | 13 | 02:16-02:30 | 1 | 1
|  | 7 | 13 | 02:31-02:45 | 1 | 1
|  | 7 | 13 | 02:46-03:00 | 1 | 1
|  | 7 | 13 | 03:01-03:15 | 1 | 1
|  | 7 | 13 | 03:16-03:30 | 1 | 1
|  | 7 | 13 | 03:31-03:45 | 1 | 1
|  | 7 | 13 | 03:46-04:00 | 1 | 1
|  | 7 | 13 | 04:01-04:15 | 1 | 1
|  | 7 | 13 | 04:16-04:30 | 1 | 1
|  | 7 | 13 | 04:31-04:45 | 1 | 1
|  | 7 | 13 | 04:46-05:00 | 1 | 1
|  | 7 | 13 | 05:01-05:15 | 1 | 1
|  | 7 | 13 | 05:16-05:30 | 1 | 1
|  | 7 | 13 | 05:31-05:45 | 1 | 1
|  | 7 | 13 | 05:46-06:00 | 1 | 1
|  | 7 | 13 | 06:01-06:15 | 1 | 1
|  | 7 | 13 | 06:16-06:30 | 1 | 1
|  | 7 | 13 | 06:31-06:45 | 1 | 1
|  | 7 | 13 | 06:46-07:00 | 1 | 1
|  | 7 | 13 | 07:01-07:15 | 1 | 1
|  | 7 | 13 | 07:16-07:30 | 1 | 1
|  | 7 | 13 | 07:31-07:45 | 1 | 1
|  | 7 | 13 | 07:46-08:00 | 1 | 1
|  | 7 | 13 | 08:01-08:15 | 1 | 1
|  | 7 | 13 | 08:16-08:30 | 1 | 1
|  | 7 | 13 | 08:31-08:45 | 1 | 1
|  | 7 | 13 | 08:46-09:00 | 1 | 1
|  | 7 | 13 | 09:01-09:15 | 1 | 1
|  | 7 | 13 | 09:16-09:30 | 1 | 1
|  | 7 | 13 | 09:31-09:45 | 1 | 1
|  | 7 | 13 | 09:46-10:00 | 1 | 1
|  | 7 | 13 | 10:01-10:15 | 1 | 1
|  | 7 | 13 | 10:16-10:30 | 1 | 1
|  | 7 | 13 | 10:31-10:45 | 1 | 1
|  | 7 | 13 | 10:46-11:00 | 1 | 1
|  | 7 | 13 | 11:01-11:15 | 1 | 1
|  | 7 | 13 | 11:16-11:30 | 1 | 1
|  | 7 | 13 | 11:31-11:45 | 1 | 1
|  | 7 | 13 | 11:46-12:00 | 1 | 1
|  | 7 | 13 | 12:01-12:15 | 1 | 1
|  | 7 | 13 | 12:16-12:30 | 1 | 1
|  | 7 | 13 | 12:31-12:45 | 1 | 1
|  | 7 | 13 | 12:46-13:00 | 1 | 1
|  | 7 | 13 | 13:01-13:15 | 1 | 1
|  | 7 | 13 | 13:16-13:30 | 1 | 1
|  | 7 | 13 | 13:31-13:45 | 1 | 1
|  | 7 | 13 | 13:46-14:00 | 1 | 1
|  | 7 | 13 | 14:01-14:15 | 1 | 1
|  | 7 | 13 | 14:16-14:30 | 1 | 1
|  | 7 | 13 | 14:31-14:45 | 1 | 1
|  | 7 | 13 | 14:46-15:00 | 1 | 1
|  | 7 | 13 | 15:01-15:15 | 1 | 1
|  | 7 | 13 | 15:16-15:30 | 1 | 1
|  | 7 | 13 | 15:31-15:45 | 1 | 1
|  | 7 | 13 | 15:46-16:00 | 1 | 1
|  | 7 | 13 | 16:01-16:15 | 1 | 1
|  | 7 | 13 | 16:16-16:30 | 1 | 1
|  | 7 | 13 | 16:31-16:45 | 1 | 1
|  | 7 | 13 | 16:46-17:00 | 1 | 1
|  | 7 | 13 | 17:01-17:15 | 1 | 1
|  | 7 | 13 | 17:16-17:30 | 1 | 1
|  | 7 | 13 | 17:31-17:45 | 1 | 1
|  | 7 | 13 | 17:46-18:00 | 1 | 1
|  | 7 | 13 | 18:01-18:15 | 1 | 1
|  | 7 | 13 | 18:16-18:30 | 1 | 1
|  | 7 | 13 | 18:31-18:45 | 1 | 1
|  | 7 | 13 | 18:46-19:00 | 1 | 1
|  | 7 | 13 | 19:01-19:15 | 1 | 1
|  | 7 | 13 | 19:16-19:30 | 1 | 1
|  | 7 | 13 | 19:31-19:45 | 1 | 1
|  | 7 | 13 | 19:46-20:00 | 1 | 1
|  | 7 | 13 | 20:01-20:15 | 1 | 1
|  | 7 | 13 | 20:16-20:30 | 1 | 1
|  | 7 | 13 | 20:31-20:45 | 1 | 1
|  | 7 | 13 | 20:46-21:00 | 1 | 1
|  | 7 | 13 | 21:01-21:15 | 1 | 1
|  | 7 | 13 | 21:16-21:30 | 1 | 1
|  | 7 | 13 | 21:31-21:45 | 1 | 1
|  | 7 | 13 | 21:46-22:00 | 1 | 1
|  | 7 | 13 | 22:01-22:15 | 1 | 1
|  | 7 | 13 | 22:16-22:30 | 1 | 1
|  | 7 | 13 | 22:31-22:45 | 1 | 1
|  | 7 | 13 | 22:46-23:00 | 1 | 1
|  | 7 | 13 | 23:01-23:15 | 1 | 1
|  | 7 | 13 | 23:16-23:30 | 1 | 1
|  | 7 | 13 | 23:31-23:45 | 1 | 1
|  | 7 | 13 | 23:46-24:00 | 1 | 1
|  | 7 | 14 | 00:01-00:15 | 1 | 1
|  | 7 | 14 | 00:16-00:30 | 1 | 1
|  | 7 | 14 | 00:31-00:45 | 1 | 1
|  | 7 | 14 | 00:46-01:00 | 1 | 1
|  | 7 | 14 | 01:01-01:15 | 1 | 1
|  | 7 | 14 | 01:16-01:30 | 1 | 1
|  | 7 | 14 | 01:31-01:45 | 1 | 1
|  | 7 | 14 | 01:46-02:00 | 1 | 1
|  | 7 | 14 | 02:01-02:15 | 1 | 1
|  | 7 | 14 | 02:16-02:30 | 1 | 1
|  | 7 | 14 | 02:31-02:45 | 1 | 1
|  | 7 | 14 | 02:46-03:00 | 1 | 1
|  | 7 | 14 | 03:01-03:15 | 1 | 1
|  | 7 | 14 | 03:16-03:30 | 1 | 1
|  | 7 | 14 | 03:31-03:45 | 1 | 1
|  | 7 | 14 | 03:46-04:00 | 1 | 1
|  | 7 | 14 | 04:01-04:15 | 1 | 1
|  | 7 | 14 | 04:16-04:30 | 1 | 1
|  | 7 | 14 | 04:31-04:45 | 1 | 1
|  | 7 | 14 | 04:46-05:00 | 1 | 1
|  | 7 | 14 | 05:01-05:15 | 1 | 1
|  | 7 | 14 | 05:16-05:30 | 1 | 1
|  | 7 | 14 | 05:31-05:45 | 1 | 1
|  | 7 | 14 | 05:46-06:00 | 1 | 1
|  | 7 | 14 | 06:01-06:15 | 1 | 1
|  | 7 | 14 | 06:16-06:30 | 1 | 1
|  | 7 | 14 | 06:31-06:45 | 1 | 1
|  | 7 | 14 | 06:46-07:00 | 1 | 1
|  | 7 | 14 | 07:01-07:15 | 1 | 1
|  | 7 | 14 | 07:16-07:30 | 1 | 1
|  | 7 | 14 | 07:31-07:45 | 1 | 1
|  | 7 | 14 | 07:46-08:00 | 1 | 1
|  | 7 | 14 | 08:01-08:15 | 1 | 1
|  | 7 | 14 | 08:16-08:30 | 1 | 1
|  | 7 | 14 | 08:31-08:45 | 1 | 1
|  | 7 | 14 | 08:46-09:00 | 1 | 1
|  | 7 | 14 | 09:01-09:15 | 1 | 1
|  | 7 | 14 | 09:16-09:30 | 1 | 1
|  | 7 | 14 | 09:31-09:45 | 1 | 1
|  | 7 | 14 | 09:46-10:00 | 1 | 1
|  | 7 | 14 | 10:01-10:15 | 1 | 1
|  | 7 | 14 | 10:16-10:30 | 1 | 1
|  | 7 | 14 | 10:31-10:45 | 1 | 1
|  | 7 | 14 | 10:46-11:00 | 1 | 1
|  | 7 | 14 | 11:01-11:15 | 1 | 1
|  | 7 | 14 | 11:16-11:30 | 1 | 1
|  | 7 | 14 | 11:31-11:45 | 1 | 1
|  | 7 | 14 | 11:46-12:00 | 1 | 1
|  | 7 | 14 | 12:01-12:15 | 1 | 1
|  | 7 | 14 | 12:16-12:30 | 1 | 1
|  | 7 | 14 | 12:31-12:45 | 1 | 1
|  | 7 | 14 | 12:46-13:00 | 1 | 1
|  | 7 | 14 | 13:01-13:15 | 1 | 1
|  | 7 | 14 | 13:16-13:30 | 1 | 1
|  | 7 | 14 | 13:31-13:45 | 1 | 1
|  | 7 | 14 | 13:46-14:00 | 1 | 1
|  | 7 | 14 | 14:01-14:15 | 1 | 1
|  | 7 | 14 | 14:16-14:30 | 1 | 1
|  | 7 | 14 | 14:31-14:45 | 1 | 1
|  | 7 | 14 | 14:46-15:00 | 1 | 1
|  | 7 | 14 | 15:01-15:15 | 1 | 1
|  | 7 | 14 | 15:16-15:30 | 1 | 1
|  | 7 | 14 | 15:31-15:45 | 1 | 1
|  | 7 | 14 | 15:46-16:00 | 1 | 1
|  | 7 | 14 | 16:01-16:15 | 1 | 1
|  | 7 | 14 | 16:16-16:30 | 1 | 1
|  | 7 | 14 | 16:31-16:45 | 1 | 1
|  | 7 | 14 | 16:46-17:00 | 1 | 1
|  | 7 | 14 | 17:01-17:15 | 1 | 1
|  | 7 | 14 | 17:16-17:30 | 1 | 1
|  | 7 | 14 | 17:31-17:45 | 1 | 1
|  | 7 | 14 | 17:46-18:00 | 1 | 1
|  | 7 | 14 | 18:01-18:15 | 1 | 1
|  | 7 | 14 | 18:16-18:30 | 1 | 1
|  | 7 | 14 | 18:31-18:45 | 1 | 1
|  | 7 | 14 | 18:46-19:00 | 1 | 1
|  | 7 | 14 | 19:01-19:15 | 1 | 1
|  | 7 | 14 | 19:16-19:30 | 1 | 1
|  | 7 | 14 | 19:31-19:45 | 1 | 1
|  | 7 | 14 | 19:46-20:00 | 1 | 1
|  | 7 | 14 | 20:01-20:15 | 1 | 1
|  | 7 | 14 | 20:16-20:30 | 1 | 1
|  | 7 | 14 | 20:31-20:45 | 1 | 1
|  | 7 | 14 | 20:46-21:00 | 1 | 1
|  | 7 | 14 | 21:01-21:15 | 1 | 1
|  | 7 | 14 | 21:16-21:30 | 1 | 1
|  | 7 | 14 | 21:31-21:45 | 1 | 1
|  | 7 | 14 | 21:46-22:00 | 1 | 1
|  | 7 | 14 | 22:01-22:15 | 1 | 1
|  | 7 | 14 | 22:16-22:30 | 1 | 1
|  | 7 | 14 | 22:31-22:45 | 1 | 1
|  | 7 | 14 | 22:46-23:00 | 1 | 1
|  | 7 | 14 | 23:01-23:15 | 1 | 1
|  | 7 | 14 | 23:16-23:30 | 1 | 1
|  | 7 | 14 | 23:31-23:45 | 1 | 1
|  | 7 | 14 | 23:46-24:00 | 1 | 1
|  | 7 | 15 | 00:01-00:15 | 0 | 1
|  | 7 | 15 | 00:16-00:30 | 0 | 1
|  | 7 | 15 | 00:31-00:45 | 0 | 1
|  | 7 | 15 | 00:46-01:00 | 0 | 1
|  | 7 | 15 | 01:01-01:15 | 0 | 1
|  | 7 | 15 | 01:16-01:30 | 0 | 1
|  | 7 | 15 | 01:31-01:45 | 0 | 1
|  | 7 | 15 | 01:46-02:00 | 0 | 1
|  | 7 | 15 | 02:01-02:15 | 0 | 1
|  | 7 | 15 | 02:16-02:30 | 0 | 1
|  | 7 | 15 | 02:31-02:45 | 0 | 1
|  | 7 | 15 | 02:46-03:00 | 0 | 1
|  | 7 | 15 | 03:01-03:15 | 0 | 1
|  | 7 | 15 | 03:16-03:30 | 0 | 1
|  | 7 | 15 | 03:31-03:45 | 0 | 1
|  | 7 | 15 | 03:46-04:00 | 0 | 1
|  | 7 | 15 | 04:01-04:15 | 0 | 1
|  | 7 | 15 | 04:16-04:30 | 0 | 1
|  | 7 | 15 | 04:31-04:45 | 0 | 1
|  | 7 | 15 | 04:46-05:00 | 0 | 1
|  | 7 | 15 | 05:01-05:15 | 0 | 1
|  | 7 | 15 | 05:16-05:30 | 0 | 1
|  | 7 | 15 | 05:31-05:45 | 0 | 1
|  | 7 | 15 | 05:46-06:00 | 0 | 1
|  | 7 | 15 | 06:01-06:15 | 0 | 1
|  | 7 | 15 | 06:16-06:30 | 0 | 1
|  | 7 | 15 | 06:31-06:45 | 0 | 1
|  | 7 | 15 | 06:46-07:00 | 0 | 1
|  | 7 | 15 | 07:01-07:15 | 0 | 1
|  | 7 | 15 | 07:16-07:30 | 0 | 1
|  | 7 | 15 | 07:31-07:45 | 0 | 1
|  | 7 | 15 | 07:46-08:00 | 0 | 1
|  | 7 | 15 | 08:01-08:15 | 0 | 1
|  | 7 | 15 | 08:16-08:30 | 0 | 1
|  | 7 | 15 | 08:31-08:45 | 0 | 1
|  | 7 | 15 | 08:46-09:00 | 0 | 1
|  | 7 | 15 | 09:01-09:15 | 0 | 1
|  | 7 | 15 | 09:16-09:30 | 0 | 1
|  | 7 | 15 | 09:31-09:45 | 0 | 1
|  | 7 | 15 | 09:46-10:00 | 0 | 1
|  | 7 | 15 | 10:01-10:15 | 0 | 1
|  | 7 | 15 | 10:16-10:30 | 0 | 1
|  | 7 | 15 | 10:31-10:45 | 0 | 1
|  | 7 | 15 | 10:46-11:00 | 0 | 1
|  | 7 | 15 | 11:01-11:15 | 0 | 1
|  | 7 | 15 | 11:16-11:30 | 0 | 1
|  | 7 | 15 | 11:31-11:45 | 0 | 1
|  | 7 | 15 | 11:46-12:00 | 0 | 1
|  | 7 | 15 | 12:01-12:15 | 0 | 1
|  | 7 | 15 | 12:16-12:30 | 0 | 1
|  | 7 | 15 | 12:31-12:45 | 0 | 1
|  | 7 | 15 | 12:46-13:00 | 0 | 1
|  | 7 | 15 | 13:01-13:15 | 0 | 1
|  | 7 | 15 | 13:16-13:30 | 0 | 1
|  | 7 | 15 | 13:31-13:45 | 0 | 1
|  | 7 | 15 | 13:46-14:00 | 0 | 1
|  | 7 | 15 | 14:01-14:15 | 0 | 1
|  | 7 | 15 | 14:16-14:30 | 0 | 1
|  | 7 | 15 | 14:31-14:45 | 0 | 1
|  | 7 | 15 | 14:46-15:00 | 0 | 1
|  | 7 | 15 | 15:01-15:15 | 0 | 1
|  | 7 | 15 | 15:16-15:30 | 0 | 1
|  | 7 | 15 | 15:31-15:45 | 0 | 1
|  | 7 | 15 | 15:46-16:00 | 0 | 1
|  | 7 | 15 | 16:01-16:15 | 0 | 1
|  | 7 | 15 | 16:16-16:30 | 0 | 1
|  | 7 | 15 | 16:31-16:45 | 0 | 1
|  | 7 | 15 | 16:46-17:00 | 0 | 1
|  | 7 | 15 | 17:01-17:15 | 0 | 1
|  | 7 | 15 | 17:16-17:30 | 0 | 1
|  | 7 | 15 | 17:31-17:45 | 0 | 1
|  | 7 | 15 | 17:46-18:00 | 0 | 1
|  | 7 | 15 | 18:01-18:15 | 0 | 1
|  | 7 | 15 | 18:16-18:30 | 0 | 1
|  | 7 | 15 | 18:31-18:45 | 0 | 1
|  | 7 | 15 | 18:46-19:00 | 0 | 1
|  | 7 | 15 | 19:01-19:15 | 0 | 1
|  | 7 | 15 | 19:16-19:30 | 0 | 1
|  | 7 | 15 | 19:31-19:45 | 0 | 1
|  | 7 | 15 | 19:46-20:00 | 0 | 1
|  | 7 | 15 | 20:01-20:15 | 0 | 1
|  | 7 | 15 | 20:16-20:30 | 0 | 1
|  | 7 | 15 | 20:31-20:45 | 0 | 1
|  | 7 | 15 | 20:46-21:00 | 0 | 1
|  | 7 | 15 | 21:01-21:15 | 0 | 1
|  | 7 | 15 | 21:16-21:30 | 0 | 1
|  | 7 | 15 | 21:31-21:45 | 0 | 1
|  | 7 | 15 | 21:46-22:00 | 0 | 1
|  | 7 | 15 | 22:01-22:15 | 0 | 1
|  | 7 | 15 | 22:16-22:30 | 0 | 1
|  | 7 | 15 | 22:31-22:45 | 0 | 1
|  | 7 | 15 | 22:46-23:00 | 0 | 1
|  | 7 | 15 | 23:01-23:15 | 0 | 1
|  | 7 | 15 | 23:16-23:30 | 0 | 1
|  | 7 | 15 | 23:31-23:45 | 0 | 1
|  | 7 | 15 | 23:46-24:00 | 0 | 1
|  | 7 | 16 | 00:01-00:15 | 0 | 1
|  | 7 | 16 | 00:16-00:30 | 0 | 1
|  | 7 | 16 | 00:31-00:45 | 0 | 1
|  | 7 | 16 | 00:46-01:00 | 0 | 1
|  | 7 | 16 | 01:01-01:15 | 0 | 1
|  | 7 | 16 | 01:16-01:30 | 0 | 1
|  | 7 | 16 | 01:31-01:45 | 0 | 1
|  | 7 | 16 | 01:46-02:00 | 0 | 1
|  | 7 | 16 | 02:01-02:15 | 0 | 1
|  | 7 | 16 | 02:16-02:30 | 0 | 1
|  | 7 | 16 | 02:31-02:45 | 0 | 1
|  | 7 | 16 | 02:46-03:00 | 0 | 1
|  | 7 | 16 | 03:01-03:15 | 0 | 1
|  | 7 | 16 | 03:16-03:30 | 0 | 1
|  | 7 | 16 | 03:31-03:45 | 0 | 1
|  | 7 | 16 | 03:46-04:00 | 0 | 1
|  | 7 | 16 | 04:01-04:15 | 0 | 1
|  | 7 | 16 | 04:16-04:30 | 0 | 1
|  | 7 | 16 | 04:31-04:45 | 0 | 1
|  | 7 | 16 | 04:46-05:00 | 0 | 1
|  | 7 | 16 | 05:01-05:15 | 0 | 1
|  | 7 | 16 | 05:16-05:30 | 0 | 1
|  | 7 | 16 | 05:31-05:45 | 0 | 1
|  | 7 | 16 | 05:46-06:00 | 0 | 1
|  | 7 | 16 | 06:01-06:15 | 0 | 1
|  | 7 | 16 | 06:16-06:30 | 0 | 1
|  | 7 | 16 | 06:31-06:45 | 0 | 1
|  | 7 | 16 | 06:46-07:00 | 0 | 1
|  | 7 | 16 | 07:01-07:15 | 0 | 1
|  | 7 | 16 | 07:16-07:30 | 0 | 1
|  | 7 | 16 | 07:31-07:45 | 0 | 1
|  | 7 | 16 | 07:46-08:00 | 0 | 1
|  | 7 | 16 | 08:01-08:15 | 0 | 1
|  | 7 | 16 | 08:16-08:30 | 0 | 1
|  | 7 | 16 | 08:31-08:45 | 0 | 1
|  | 7 | 16 | 08:46-09:00 | 0 | 1
|  | 7 | 16 | 09:01-09:15 | 0 | 1
|  | 7 | 16 | 09:16-09:30 | 0 | 1
|  | 7 | 16 | 09:31-09:45 | 0 | 1
|  | 7 | 16 | 09:46-10:00 | 0 | 1
|  | 7 | 16 | 10:01-10:15 | 0 | 1
|  | 7 | 16 | 10:16-10:30 | 0 | 1
|  | 7 | 16 | 10:31-10:45 | 0 | 1
|  | 7 | 16 | 10:46-11:00 | 0 | 1
|  | 7 | 16 | 11:01-11:15 | 0 | 1
|  | 7 | 16 | 11:16-11:30 | 0 | 1
|  | 7 | 16 | 11:31-11:45 | 0 | 1
|  | 7 | 16 | 11:46-12:00 | 0 | 1
|  | 7 | 16 | 12:01-12:15 | 0 | 1
|  | 7 | 16 | 12:16-12:30 | 0 | 1
|  | 7 | 16 | 12:31-12:45 | 0 | 1
|  | 7 | 16 | 12:46-13:00 | 0 | 1
|  | 7 | 16 | 13:01-13:15 | 0 | 1
|  | 7 | 16 | 13:16-13:30 | 0 | 1
|  | 7 | 16 | 13:31-13:45 | 0 | 1
|  | 7 | 16 | 13:46-14:00 | 0 | 1
|  | 7 | 16 | 14:01-14:15 | 0 | 1
|  | 7 | 16 | 14:16-14:30 | 0 | 1
|  | 7 | 16 | 14:31-14:45 | 0 | 1
|  | 7 | 16 | 14:46-15:00 | 0 | 1
|  | 7 | 16 | 15:01-15:15 | 0 | 1
|  | 7 | 16 | 15:16-15:30 | 0 | 1
|  | 7 | 16 | 15:31-15:45 | 0 | 1
|  | 7 | 16 | 15:46-16:00 | 0 | 1
|  | 7 | 16 | 16:01-16:15 | 0 | 1
|  | 7 | 16 | 16:16-16:30 | 0 | 1
|  | 7 | 16 | 16:31-16:45 | 0 | 1
|  | 7 | 16 | 16:46-17:00 | 0 | 1
|  | 7 | 16 | 17:01-17:15 | 0 | 1
|  | 7 | 16 | 17:16-17:30 | 0 | 1
|  | 7 | 16 | 17:31-17:45 | 0 | 1
|  | 7 | 16 | 17:46-18:00 | 0 | 1
|  | 7 | 16 | 18:01-18:15 | 0 | 1
|  | 7 | 16 | 18:16-18:30 | 0 | 1
|  | 7 | 16 | 18:31-18:45 | 0 | 1
|  | 7 | 16 | 18:46-19:00 | 0 | 1
|  | 7 | 16 | 19:01-19:15 | 0 | 1
|  | 7 | 16 | 19:16-19:30 | 0 | 1
|  | 7 | 16 | 19:31-19:45 | 0 | 1
|  | 7 | 16 | 19:46-20:00 | 0 | 1
|  | 7 | 16 | 20:01-20:15 | 0 | 1
|  | 7 | 16 | 20:16-20:30 | 0 | 1
|  | 7 | 16 | 20:31-20:45 | 0 | 1
|  | 7 | 16 | 20:46-21:00 | 0 | 1
|  | 7 | 16 | 21:01-21:15 | 0 | 1
|  | 7 | 16 | 21:16-21:30 | 0 | 1
|  | 7 | 16 | 21:31-21:45 | 0 | 1
|  | 7 | 16 | 21:46-22:00 | 0 | 1
|  | 7 | 16 | 22:01-22:15 | 0 | 1
|  | 7 | 16 | 22:16-22:30 | 0 | 1
|  | 7 | 16 | 22:31-22:45 | 0 | 1
|  | 7 | 16 | 22:46-23:00 | 0 | 1
|  | 7 | 16 | 23:01-23:15 | 0 | 1
|  | 7 | 16 | 23:16-23:30 | 0 | 1
|  | 7 | 16 | 23:31-23:45 | 0 | 1
|  | 7 | 16 | 23:46-24:00 | 0 | 1
|  | 7 | 17 | 00:01-00:15 | 1 | 1
|  | 7 | 17 | 00:16-00:30 | 1 | 1
|  | 7 | 17 | 00:31-00:45 | 1 | 1
|  | 7 | 17 | 00:46-01:00 | 1 | 1
|  | 7 | 17 | 01:01-01:15 | 1 | 1
|  | 7 | 17 | 01:16-01:30 | 1 | 1
|  | 7 | 17 | 01:31-01:45 | 1 | 1
|  | 7 | 17 | 01:46-02:00 | 1 | 1
|  | 7 | 17 | 02:01-02:15 | 1 | 1
|  | 7 | 17 | 02:16-02:30 | 1 | 1
|  | 7 | 17 | 02:31-02:45 | 1 | 1
|  | 7 | 17 | 02:46-03:00 | 1 | 1
|  | 7 | 17 | 03:01-03:15 | 1 | 1
|  | 7 | 17 | 03:16-03:30 | 1 | 1
|  | 7 | 17 | 03:31-03:45 | 1 | 1
|  | 7 | 17 | 03:46-04:00 | 1 | 1
|  | 7 | 17 | 04:01-04:15 | 1 | 1
|  | 7 | 17 | 04:16-04:30 | 1 | 1
|  | 7 | 17 | 04:31-04:45 | 1 | 1
|  | 7 | 17 | 04:46-05:00 | 1 | 1
|  | 7 | 17 | 05:01-05:15 | 1 | 1
|  | 7 | 17 | 05:16-05:30 | 1 | 1
|  | 7 | 17 | 05:31-05:45 | 1 | 1
|  | 7 | 17 | 05:46-06:00 | 1 | 1
|  | 7 | 17 | 06:01-06:15 | 1 | 1
|  | 7 | 17 | 06:16-06:30 | 1 | 1
|  | 7 | 17 | 06:31-06:45 | 1 | 1
|  | 7 | 17 | 06:46-07:00 | 1 | 1
|  | 7 | 17 | 07:01-07:15 | 1 | 1
|  | 7 | 17 | 07:16-07:30 | 1 | 1
|  | 7 | 17 | 07:31-07:45 | 1 | 1
|  | 7 | 17 | 07:46-08:00 | 1 | 1
|  | 7 | 17 | 08:01-08:15 | 1 | 1
|  | 7 | 17 | 08:16-08:30 | 1 | 1
|  | 7 | 17 | 08:31-08:45 | 1 | 1
|  | 7 | 17 | 08:46-09:00 | 1 | 1
|  | 7 | 17 | 09:01-09:15 | 1 | 1
|  | 7 | 17 | 09:16-09:30 | 1 | 1
|  | 7 | 17 | 09:31-09:45 | 1 | 1
|  | 7 | 17 | 09:46-10:00 | 1 | 1
|  | 7 | 17 | 10:01-10:15 | 1 | 1
|  | 7 | 17 | 10:16-10:30 | 1 | 1
|  | 7 | 17 | 10:31-10:45 | 1 | 1
|  | 7 | 17 | 10:46-11:00 | 1 | 1
|  | 7 | 17 | 11:01-11:15 | 1 | 1
|  | 7 | 17 | 11:16-11:30 | 1 | 1
|  | 7 | 17 | 11:31-11:45 | 1 | 1
|  | 7 | 17 | 11:46-12:00 | 1 | 1
|  | 7 | 17 | 12:01-12:15 | 1 | 1
|  | 7 | 17 | 12:16-12:30 | 1 | 1
|  | 7 | 17 | 12:31-12:45 | 1 | 1
|  | 7 | 17 | 12:46-13:00 | 1 | 1
|  | 7 | 17 | 13:01-13:15 | 1 | 1
|  | 7 | 17 | 13:16-13:30 | 1 | 1
|  | 7 | 17 | 13:31-13:45 | 1 | 1
|  | 7 | 17 | 13:46-14:00 | 1 | 1
|  | 7 | 17 | 14:01-14:15 | 1 | 1
|  | 7 | 17 | 14:16-14:30 | 1 | 1
|  | 7 | 17 | 14:31-14:45 | 1 | 1
|  | 7 | 17 | 14:46-15:00 | 1 | 1
|  | 7 | 17 | 15:01-15:15 | 1 | 1
|  | 7 | 17 | 15:16-15:30 | 1 | 1
|  | 7 | 17 | 15:31-15:45 | 1 | 1
|  | 7 | 17 | 15:46-16:00 | 1 | 1
|  | 7 | 17 | 16:01-16:15 | 1 | 1
|  | 7 | 17 | 16:16-16:30 | 1 | 1
|  | 7 | 17 | 16:31-16:45 | 1 | 1
|  | 7 | 17 | 16:46-17:00 | 1 | 1
|  | 7 | 17 | 17:01-17:15 | 1 | 1
|  | 7 | 17 | 17:16-17:30 | 1 | 1
|  | 7 | 17 | 17:31-17:45 | 1 | 1
|  | 7 | 17 | 17:46-18:00 | 1 | 1
|  | 7 | 17 | 18:01-18:15 | 1 | 1
|  | 7 | 17 | 18:16-18:30 | 1 | 1
|  | 7 | 17 | 18:31-18:45 | 1 | 1
|  | 7 | 17 | 18:46-19:00 | 1 | 1
|  | 7 | 17 | 19:01-19:15 | 1 | 1
|  | 7 | 17 | 19:16-19:30 | 1 | 1
|  | 7 | 17 | 19:31-19:45 | 1 | 1
|  | 7 | 17 | 19:46-20:00 | 1 | 1
|  | 7 | 17 | 20:01-20:15 | 1 | 1
|  | 7 | 17 | 20:16-20:30 | 1 | 1
|  | 7 | 17 | 20:31-20:45 | 1 | 1
|  | 7 | 17 | 20:46-21:00 | 1 | 1
|  | 7 | 17 | 21:01-21:15 | 1 | 1
|  | 7 | 17 | 21:16-21:30 | 1 | 1
|  | 7 | 17 | 21:31-21:45 | 1 | 1
|  | 7 | 17 | 21:46-22:00 | 1 | 1
|  | 7 | 17 | 22:01-22:15 | 1 | 1
|  | 7 | 17 | 22:16-22:30 | 1 | 1
|  | 7 | 17 | 22:31-22:45 | 1 | 1
|  | 7 | 17 | 22:46-23:00 | 1 | 1
|  | 7 | 17 | 23:01-23:15 | 1 | 1
|  | 7 | 17 | 23:16-23:30 | 1 | 1
|  | 7 | 17 | 23:31-23:45 | 1 | 1
|  | 7 | 17 | 23:46-24:00 | 1 | 1
|  | 7 | 18 | 00:01-00:15 | 1 | 1
|  | 7 | 18 | 00:16-00:30 | 1 | 1
|  | 7 | 18 | 00:31-00:45 | 1 | 1
|  | 7 | 18 | 00:46-01:00 | 1 | 1
|  | 7 | 18 | 01:01-01:15 | 1 | 1
|  | 7 | 18 | 01:16-01:30 | 1 | 1
|  | 7 | 18 | 01:31-01:45 | 1 | 1
|  | 7 | 18 | 01:46-02:00 | 1 | 1
|  | 7 | 18 | 02:01-02:15 | 1 | 1
|  | 7 | 18 | 02:16-02:30 | 1 | 1
|  | 7 | 18 | 02:31-02:45 | 1 | 1
|  | 7 | 18 | 02:46-03:00 | 1 | 1
|  | 7 | 18 | 03:01-03:15 | 1 | 1
|  | 7 | 18 | 03:16-03:30 | 1 | 1
|  | 7 | 18 | 03:31-03:45 | 1 | 1
|  | 7 | 18 | 03:46-04:00 | 1 | 1
|  | 7 | 18 | 04:01-04:15 | 1 | 1
|  | 7 | 18 | 04:16-04:30 | 1 | 1
|  | 7 | 18 | 04:31-04:45 | 1 | 1
|  | 7 | 18 | 04:46-05:00 | 1 | 1
|  | 7 | 18 | 05:01-05:15 | 1 | 1
|  | 7 | 18 | 05:16-05:30 | 1 | 1
|  | 7 | 18 | 05:31-05:45 | 1 | 1
|  | 7 | 18 | 05:46-06:00 | 1 | 1
|  | 7 | 18 | 06:01-06:15 | 1 | 1
|  | 7 | 18 | 06:16-06:30 | 1 | 1
|  | 7 | 18 | 06:31-06:45 | 1 | 1
|  | 7 | 18 | 06:46-07:00 | 1 | 1
|  | 7 | 18 | 07:01-07:15 | 1 | 1
|  | 7 | 18 | 07:16-07:30 | 1 | 1
|  | 7 | 18 | 07:31-07:45 | 1 | 1
|  | 7 | 18 | 07:46-08:00 | 1 | 1
|  | 7 | 18 | 08:01-08:15 | 1 | 1
|  | 7 | 18 | 08:16-08:30 | 1 | 1
|  | 7 | 18 | 08:31-08:45 | 1 | 1
|  | 7 | 18 | 08:46-09:00 | 1 | 1
|  | 7 | 18 | 09:01-09:15 | 1 | 1
|  | 7 | 18 | 09:16-09:30 | 1 | 1
|  | 7 | 18 | 09:31-09:45 | 1 | 1
|  | 7 | 18 | 09:46-10:00 | 1 | 1
|  | 7 | 18 | 10:01-10:15 | 1 | 1
|  | 7 | 18 | 10:16-10:30 | 1 | 1
|  | 7 | 18 | 10:31-10:45 | 1 | 1
|  | 7 | 18 | 10:46-11:00 | 1 | 1
|  | 7 | 18 | 11:01-11:15 | 1 | 1
|  | 7 | 18 | 11:16-11:30 | 1 | 1
|  | 7 | 18 | 11:31-11:45 | 1 | 1
|  | 7 | 18 | 11:46-12:00 | 1 | 1
|  | 7 | 18 | 12:01-12:15 | 1 | 1
|  | 7 | 18 | 12:16-12:30 | 1 | 1
|  | 7 | 18 | 12:31-12:45 | 1 | 1
|  | 7 | 18 | 12:46-13:00 | 1 | 1
|  | 7 | 18 | 13:01-13:15 | 1 | 1
|  | 7 | 18 | 13:16-13:30 | 1 | 1
|  | 7 | 18 | 13:31-13:45 | 1 | 1
|  | 7 | 18 | 13:46-14:00 | 1 | 1
|  | 7 | 18 | 14:01-14:15 | 1 | 1
|  | 7 | 18 | 14:16-14:30 | 1 | 1
|  | 7 | 18 | 14:31-14:45 | 1 | 1
|  | 7 | 18 | 14:46-15:00 | 1 | 1
|  | 7 | 18 | 15:01-15:15 | 1 | 1
|  | 7 | 18 | 15:16-15:30 | 1 | 1
|  | 7 | 18 | 15:31-15:45 | 1 | 1
|  | 7 | 18 | 15:46-16:00 | 1 | 1
|  | 7 | 18 | 16:01-16:15 | 1 | 1
|  | 7 | 18 | 16:16-16:30 | 1 | 1
|  | 7 | 18 | 16:31-16:45 | 1 | 1
|  | 7 | 18 | 16:46-17:00 | 1 | 1
|  | 7 | 18 | 17:01-17:15 | 1 | 1
|  | 7 | 18 | 17:16-17:30 | 1 | 1
|  | 7 | 18 | 17:31-17:45 | 1 | 1
|  | 7 | 18 | 17:46-18:00 | 1 | 1
|  | 7 | 18 | 18:01-18:15 | 1 | 1
|  | 7 | 18 | 18:16-18:30 | 1 | 1
|  | 7 | 18 | 18:31-18:45 | 1 | 1
|  | 7 | 18 | 18:46-19:00 | 1 | 1
|  | 7 | 18 | 19:01-19:15 | 1 | 1
|  | 7 | 18 | 19:16-19:30 | 1 | 1
|  | 7 | 18 | 19:31-19:45 | 1 | 1
|  | 7 | 18 | 19:46-20:00 | 1 | 1
|  | 7 | 18 | 20:01-20:15 | 1 | 1
|  | 7 | 18 | 20:16-20:30 | 1 | 1
|  | 7 | 18 | 20:31-20:45 | 1 | 1
|  | 7 | 18 | 20:46-21:00 | 1 | 1
|  | 7 | 18 | 21:01-21:15 | 1 | 1
|  | 7 | 18 | 21:16-21:30 | 1 | 1
|  | 7 | 18 | 21:31-21:45 | 1 | 1
|  | 7 | 18 | 21:46-22:00 | 1 | 1
|  | 7 | 18 | 22:01-22:15 | 1 | 1
|  | 7 | 18 | 22:16-22:30 | 1 | 1
|  | 7 | 18 | 22:31-22:45 | 1 | 1
|  | 7 | 18 | 22:46-23:00 | 1 | 1
|  | 7 | 18 | 23:01-23:15 | 1 | 1
|  | 7 | 18 | 23:16-23:30 | 1 | 1
|  | 7 | 18 | 23:31-23:45 | 1 | 1
|  | 7 | 18 | 23:46-24:00 | 1 | 1
|  | 7 | 19 | 00:01-00:15 | 1 | 1
|  | 7 | 19 | 00:16-00:30 | 1 | 1
|  | 7 | 19 | 00:31-00:45 | 1 | 1
|  | 7 | 19 | 00:46-01:00 | 1 | 1
|  | 7 | 19 | 01:01-01:15 | 1 | 1
|  | 7 | 19 | 01:16-01:30 | 1 | 1
|  | 7 | 19 | 01:31-01:45 | 1 | 1
|  | 7 | 19 | 01:46-02:00 | 1 | 1
|  | 7 | 19 | 02:01-02:15 | 1 | 1
|  | 7 | 19 | 02:16-02:30 | 1 | 1
|  | 7 | 19 | 02:31-02:45 | 1 | 1
|  | 7 | 19 | 02:46-03:00 | 1 | 1
|  | 7 | 19 | 03:01-03:15 | 1 | 1
|  | 7 | 19 | 03:16-03:30 | 1 | 1
|  | 7 | 19 | 03:31-03:45 | 1 | 1
|  | 7 | 19 | 03:46-04:00 | 1 | 1
|  | 7 | 19 | 04:01-04:15 | 1 | 1
|  | 7 | 19 | 04:16-04:30 | 1 | 1
|  | 7 | 19 | 04:31-04:45 | 1 | 1
|  | 7 | 19 | 04:46-05:00 | 1 | 1
|  | 7 | 19 | 05:01-05:15 | 1 | 1
|  | 7 | 19 | 05:16-05:30 | 1 | 1
|  | 7 | 19 | 05:31-05:45 | 1 | 1
|  | 7 | 19 | 05:46-06:00 | 1 | 1
|  | 7 | 19 | 06:01-06:15 | 1 | 1
|  | 7 | 19 | 06:16-06:30 | 1 | 1
|  | 7 | 19 | 06:31-06:45 | 1 | 1
|  | 7 | 19 | 06:46-07:00 | 1 | 1
|  | 7 | 19 | 07:01-07:15 | 1 | 1
|  | 7 | 19 | 07:16-07:30 | 1 | 1
|  | 7 | 19 | 07:31-07:45 | 1 | 1
|  | 7 | 19 | 07:46-08:00 | 1 | 1
|  | 7 | 19 | 08:01-08:15 | 1 | 1
|  | 7 | 19 | 08:16-08:30 | 1 | 1
|  | 7 | 19 | 08:31-08:45 | 1 | 1
|  | 7 | 19 | 08:46-09:00 | 1 | 1
|  | 7 | 19 | 09:01-09:15 | 1 | 1
|  | 7 | 19 | 09:16-09:30 | 1 | 1
|  | 7 | 19 | 09:31-09:45 | 1 | 1
|  | 7 | 19 | 09:46-10:00 | 1 | 1
|  | 7 | 19 | 10:01-10:15 | 1 | 1
|  | 7 | 19 | 10:16-10:30 | 1 | 1
|  | 7 | 19 | 10:31-10:45 | 1 | 1
|  | 7 | 19 | 10:46-11:00 | 1 | 1
|  | 7 | 19 | 11:01-11:15 | 1 | 1
|  | 7 | 19 | 11:16-11:30 | 1 | 1
|  | 7 | 19 | 11:31-11:45 | 1 | 1
|  | 7 | 19 | 11:46-12:00 | 1 | 1
|  | 7 | 19 | 12:01-12:15 | 1 | 1
|  | 7 | 19 | 12:16-12:30 | 1 | 1
|  | 7 | 19 | 12:31-12:45 | 1 | 1
|  | 7 | 19 | 12:46-13:00 | 1 | 1
|  | 7 | 19 | 13:01-13:15 | 1 | 1
|  | 7 | 19 | 13:16-13:30 | 1 | 1
|  | 7 | 19 | 13:31-13:45 | 1 | 1
|  | 7 | 19 | 13:46-14:00 | 1 | 1
|  | 7 | 19 | 14:01-14:15 | 1 | 1
|  | 7 | 19 | 14:16-14:30 | 1 | 1
|  | 7 | 19 | 14:31-14:45 | 1 | 1
|  | 7 | 19 | 14:46-15:00 | 1 | 1
|  | 7 | 19 | 15:01-15:15 | 1 | 1
|  | 7 | 19 | 15:16-15:30 | 1 | 1
|  | 7 | 19 | 15:31-15:45 | 1 | 1
|  | 7 | 19 | 15:46-16:00 | 1 | 1
|  | 7 | 19 | 16:01-16:15 | 1 | 1
|  | 7 | 19 | 16:16-16:30 | 1 | 1
|  | 7 | 19 | 16:31-16:45 | 1 | 1
|  | 7 | 19 | 16:46-17:00 | 1 | 1
|  | 7 | 19 | 17:01-17:15 | 1 | 1
|  | 7 | 19 | 17:16-17:30 | 1 | 1
|  | 7 | 19 | 17:31-17:45 | 1 | 1
|  | 7 | 19 | 17:46-18:00 | 1 | 1
|  | 7 | 19 | 18:01-18:15 | 1 | 1
|  | 7 | 19 | 18:16-18:30 | 1 | 1
|  | 7 | 19 | 18:31-18:45 | 1 | 1
|  | 7 | 19 | 18:46-19:00 | 1 | 1
|  | 7 | 19 | 19:01-19:15 | 1 | 1
|  | 7 | 19 | 19:16-19:30 | 1 | 1
|  | 7 | 19 | 19:31-19:45 | 1 | 1
|  | 7 | 19 | 19:46-20:00 | 1 | 1
|  | 7 | 19 | 20:01-20:15 | 1 | 1
|  | 7 | 19 | 20:16-20:30 | 1 | 1
|  | 7 | 19 | 20:31-20:45 | 1 | 1
|  | 7 | 19 | 20:46-21:00 | 1 | 1
|  | 7 | 19 | 21:01-21:15 | 1 | 1
|  | 7 | 19 | 21:16-21:30 | 1 | 1
|  | 7 | 19 | 21:31-21:45 | 1 | 1
|  | 7 | 19 | 21:46-22:00 | 1 | 1
|  | 7 | 19 | 22:01-22:15 | 1 | 1
|  | 7 | 19 | 22:16-22:30 | 1 | 1
|  | 7 | 19 | 22:31-22:45 | 1 | 1
|  | 7 | 19 | 22:46-23:00 | 1 | 1
|  | 7 | 19 | 23:01-23:15 | 1 | 1
|  | 7 | 19 | 23:16-23:30 | 1 | 1
|  | 7 | 19 | 23:31-23:45 | 1 | 1
|  | 7 | 19 | 23:46-24:00 | 1 | 1
|  | 7 | 20 | 00:01-00:15 | 1 | 1
|  | 7 | 20 | 00:16-00:30 | 1 | 1
|  | 7 | 20 | 00:31-00:45 | 1 | 1
|  | 7 | 20 | 00:46-01:00 | 1 | 1
|  | 7 | 20 | 01:01-01:15 | 1 | 1
|  | 7 | 20 | 01:16-01:30 | 1 | 1
|  | 7 | 20 | 01:31-01:45 | 1 | 1
|  | 7 | 20 | 01:46-02:00 | 1 | 1
|  | 7 | 20 | 02:01-02:15 | 1 | 1
|  | 7 | 20 | 02:16-02:30 | 1 | 1
|  | 7 | 20 | 02:31-02:45 | 1 | 1
|  | 7 | 20 | 02:46-03:00 | 1 | 1
|  | 7 | 20 | 03:01-03:15 | 1 | 1
|  | 7 | 20 | 03:16-03:30 | 1 | 1
|  | 7 | 20 | 03:31-03:45 | 1 | 1
|  | 7 | 20 | 03:46-04:00 | 1 | 1
|  | 7 | 20 | 04:01-04:15 | 1 | 1
|  | 7 | 20 | 04:16-04:30 | 1 | 1
|  | 7 | 20 | 04:31-04:45 | 1 | 1
|  | 7 | 20 | 04:46-05:00 | 1 | 1
|  | 7 | 20 | 05:01-05:15 | 1 | 1
|  | 7 | 20 | 05:16-05:30 | 1 | 1
|  | 7 | 20 | 05:31-05:45 | 1 | 1
|  | 7 | 20 | 05:46-06:00 | 1 | 1
|  | 7 | 20 | 06:01-06:15 | 1 | 1
|  | 7 | 20 | 06:16-06:30 | 1 | 1
|  | 7 | 20 | 06:31-06:45 | 1 | 1
|  | 7 | 20 | 06:46-07:00 | 1 | 1
|  | 7 | 20 | 07:01-07:15 | 1 | 1
|  | 7 | 20 | 07:16-07:30 | 1 | 1
|  | 7 | 20 | 07:31-07:45 | 1 | 1
|  | 7 | 20 | 07:46-08:00 | 1 | 1
|  | 7 | 20 | 08:01-08:15 | 1 | 1
|  | 7 | 20 | 08:16-08:30 | 1 | 1
|  | 7 | 20 | 08:31-08:45 | 1 | 1
|  | 7 | 20 | 08:46-09:00 | 1 | 1
|  | 7 | 20 | 09:01-09:15 | 1 | 1
|  | 7 | 20 | 09:16-09:30 | 1 | 1
|  | 7 | 20 | 09:31-09:45 | 1 | 1
|  | 7 | 20 | 09:46-10:00 | 1 | 1
|  | 7 | 20 | 10:01-10:15 | 1 | 1
|  | 7 | 20 | 10:16-10:30 | 1 | 1
|  | 7 | 20 | 10:31-10:45 | 1 | 1
|  | 7 | 20 | 10:46-11:00 | 1 | 1
|  | 7 | 20 | 11:01-11:15 | 1 | 1
|  | 7 | 20 | 11:16-11:30 | 1 | 1
|  | 7 | 20 | 11:31-11:45 | 1 | 1
|  | 7 | 20 | 11:46-12:00 | 1 | 1
|  | 7 | 20 | 12:01-12:15 | 1 | 1
|  | 7 | 20 | 12:16-12:30 | 1 | 1
|  | 7 | 20 | 12:31-12:45 | 1 | 1
|  | 7 | 20 | 12:46-13:00 | 1 | 1
|  | 7 | 20 | 13:01-13:15 | 1 | 1
|  | 7 | 20 | 13:16-13:30 | 1 | 1
|  | 7 | 20 | 13:31-13:45 | 1 | 1
|  | 7 | 20 | 13:46-14:00 | 1 | 1
|  | 7 | 20 | 14:01-14:15 | 1 | 1
|  | 7 | 20 | 14:16-14:30 | 1 | 1
|  | 7 | 20 | 14:31-14:45 | 1 | 1
|  | 7 | 20 | 14:46-15:00 | 1 | 1
|  | 7 | 20 | 15:01-15:15 | 1 | 1
|  | 7 | 20 | 15:16-15:30 | 1 | 1
|  | 7 | 20 | 15:31-15:45 | 1 | 1
|  | 7 | 20 | 15:46-16:00 | 1 | 1
|  | 7 | 20 | 16:01-16:15 | 1 | 1
|  | 7 | 20 | 16:16-16:30 | 1 | 1
|  | 7 | 20 | 16:31-16:45 | 1 | 1
|  | 7 | 20 | 16:46-17:00 | 1 | 1
|  | 7 | 20 | 17:01-17:15 | 1 | 1
|  | 7 | 20 | 17:16-17:30 | 1 | 1
|  | 7 | 20 | 17:31-17:45 | 1 | 1
|  | 7 | 20 | 17:46-18:00 | 1 | 1
|  | 7 | 20 | 18:01-18:15 | 1 | 1
|  | 7 | 20 | 18:16-18:30 | 1 | 1
|  | 7 | 20 | 18:31-18:45 | 1 | 1
|  | 7 | 20 | 18:46-19:00 | 1 | 1
|  | 7 | 20 | 19:01-19:15 | 1 | 1
|  | 7 | 20 | 19:16-19:30 | 1 | 1
|  | 7 | 20 | 19:31-19:45 | 1 | 1
|  | 7 | 20 | 19:46-20:00 | 1 | 1
|  | 7 | 20 | 20:01-20:15 | 1 | 1
|  | 7 | 20 | 20:16-20:30 | 1 | 1
|  | 7 | 20 | 20:31-20:45 | 1 | 1
|  | 7 | 20 | 20:46-21:00 | 1 | 1
|  | 7 | 20 | 21:01-21:15 | 1 | 1
|  | 7 | 20 | 21:16-21:30 | 1 | 1
|  | 7 | 20 | 21:31-21:45 | 1 | 1
|  | 7 | 20 | 21:46-22:00 | 1 | 1
|  | 7 | 20 | 22:01-22:15 | 1 | 1
|  | 7 | 20 | 22:16-22:30 | 1 | 1
|  | 7 | 20 | 22:31-22:45 | 1 | 1
|  | 7 | 20 | 22:46-23:00 | 1 | 1
|  | 7 | 20 | 23:01-23:15 | 1 | 1
|  | 7 | 20 | 23:16-23:30 | 1 | 1
|  | 7 | 20 | 23:31-23:45 | 1 | 1
|  | 7 | 20 | 23:46-24:00 | 1 | 1
|  | 7 | 21 | 00:01-00:15 | 1 | 1
|  | 7 | 21 | 00:16-00:30 | 1 | 1
|  | 7 | 21 | 00:31-00:45 | 1 | 1
|  | 7 | 21 | 00:46-01:00 | 1 | 1
|  | 7 | 21 | 01:01-01:15 | 1 | 1
|  | 7 | 21 | 01:16-01:30 | 1 | 1
|  | 7 | 21 | 01:31-01:45 | 1 | 1
|  | 7 | 21 | 01:46-02:00 | 1 | 1
|  | 7 | 21 | 02:01-02:15 | 1 | 1
|  | 7 | 21 | 02:16-02:30 | 1 | 1
|  | 7 | 21 | 02:31-02:45 | 1 | 1
|  | 7 | 21 | 02:46-03:00 | 1 | 1
|  | 7 | 21 | 03:01-03:15 | 1 | 1
|  | 7 | 21 | 03:16-03:30 | 1 | 1
|  | 7 | 21 | 03:31-03:45 | 1 | 1
|  | 7 | 21 | 03:46-04:00 | 1 | 1
|  | 7 | 21 | 04:01-04:15 | 1 | 1
|  | 7 | 21 | 04:16-04:30 | 1 | 1
|  | 7 | 21 | 04:31-04:45 | 1 | 1
|  | 7 | 21 | 04:46-05:00 | 1 | 1
|  | 7 | 21 | 05:01-05:15 | 1 | 1
|  | 7 | 21 | 05:16-05:30 | 1 | 1
|  | 7 | 21 | 05:31-05:45 | 1 | 1
|  | 7 | 21 | 05:46-06:00 | 1 | 1
|  | 7 | 21 | 06:01-06:15 | 1 | 1
|  | 7 | 21 | 06:16-06:30 | 1 | 1
|  | 7 | 21 | 06:31-06:45 | 1 | 1
|  | 7 | 21 | 06:46-07:00 | 1 | 1
|  | 7 | 21 | 07:01-07:15 | 1 | 1
|  | 7 | 21 | 07:16-07:30 | 1 | 1
|  | 7 | 21 | 07:31-07:45 | 1 | 1
|  | 7 | 21 | 07:46-08:00 | 1 | 1
|  | 7 | 21 | 08:01-08:15 | 1 | 1
|  | 7 | 21 | 08:16-08:30 | 1 | 1
|  | 7 | 21 | 08:31-08:45 | 1 | 1
|  | 7 | 21 | 08:46-09:00 | 1 | 1
|  | 7 | 21 | 09:01-09:15 | 1 | 1
|  | 7 | 21 | 09:16-09:30 | 1 | 1
|  | 7 | 21 | 09:31-09:45 | 1 | 1
|  | 7 | 21 | 09:46-10:00 | 1 | 1
|  | 7 | 21 | 10:01-10:15 | 1 | 1
|  | 7 | 21 | 10:16-10:30 | 1 | 1
|  | 7 | 21 | 10:31-10:45 | 1 | 1
|  | 7 | 21 | 10:46-11:00 | 1 | 1
|  | 7 | 21 | 11:01-11:15 | 1 | 1
|  | 7 | 21 | 11:16-11:30 | 1 | 1
|  | 7 | 21 | 11:31-11:45 | 1 | 1
|  | 7 | 21 | 11:46-12:00 | 1 | 1
|  | 7 | 21 | 12:01-12:15 | 1 | 1
|  | 7 | 21 | 12:16-12:30 | 1 | 1
|  | 7 | 21 | 12:31-12:45 | 1 | 1
|  | 7 | 21 | 12:46-13:00 | 1 | 1
|  | 7 | 21 | 13:01-13:15 | 1 | 1
|  | 7 | 21 | 13:16-13:30 | 1 | 1
|  | 7 | 21 | 13:31-13:45 | 1 | 1
|  | 7 | 21 | 13:46-14:00 | 1 | 1
|  | 7 | 21 | 14:01-14:15 | 1 | 1
|  | 7 | 21 | 14:16-14:30 | 1 | 1
|  | 7 | 21 | 14:31-14:45 | 1 | 1
|  | 7 | 21 | 14:46-15:00 | 1 | 1
|  | 7 | 21 | 15:01-15:15 | 1 | 1
|  | 7 | 21 | 15:16-15:30 | 1 | 1
|  | 7 | 21 | 15:31-15:45 | 1 | 1
|  | 7 | 21 | 15:46-16:00 | 1 | 1
|  | 7 | 21 | 16:01-16:15 | 1 | 1
|  | 7 | 21 | 16:16-16:30 | 1 | 1
|  | 7 | 21 | 16:31-16:45 | 1 | 1
|  | 7 | 21 | 16:46-17:00 | 1 | 1
|  | 7 | 21 | 17:01-17:15 | 1 | 1
|  | 7 | 21 | 17:16-17:30 | 1 | 1
|  | 7 | 21 | 17:31-17:45 | 1 | 1
|  | 7 | 21 | 17:46-18:00 | 1 | 1
|  | 7 | 21 | 18:01-18:15 | 1 | 1
|  | 7 | 21 | 18:16-18:30 | 1 | 1
|  | 7 | 21 | 18:31-18:45 | 1 | 1
|  | 7 | 21 | 18:46-19:00 | 1 | 1
|  | 7 | 21 | 19:01-19:15 | 1 | 1
|  | 7 | 21 | 19:16-19:30 | 1 | 1
|  | 7 | 21 | 19:31-19:45 | 1 | 1
|  | 7 | 21 | 19:46-20:00 | 1 | 1
|  | 7 | 21 | 20:01-20:15 | 1 | 1
|  | 7 | 21 | 20:16-20:30 | 1 | 1
|  | 7 | 21 | 20:31-20:45 | 1 | 1
|  | 7 | 21 | 20:46-21:00 | 1 | 1
|  | 7 | 21 | 21:01-21:15 | 1 | 1
|  | 7 | 21 | 21:16-21:30 | 1 | 1
|  | 7 | 21 | 21:31-21:45 | 1 | 1
|  | 7 | 21 | 21:46-22:00 | 1 | 1
|  | 7 | 21 | 22:01-22:15 | 1 | 1
|  | 7 | 21 | 22:16-22:30 | 1 | 1
|  | 7 | 21 | 22:31-22:45 | 1 | 1
|  | 7 | 21 | 22:46-23:00 | 1 | 1
|  | 7 | 21 | 23:01-23:15 | 1 | 1
|  | 7 | 21 | 23:16-23:30 | 1 | 1
|  | 7 | 21 | 23:31-23:45 | 1 | 1
|  | 7 | 21 | 23:46-24:00 | 1 | 1
|  | 7 | 22 | 00:01-00:15 | 0 | 1
|  | 7 | 22 | 00:16-00:30 | 0 | 1
|  | 7 | 22 | 00:31-00:45 | 0 | 1
|  | 7 | 22 | 00:46-01:00 | 0 | 1
|  | 7 | 22 | 01:01-01:15 | 0 | 1
|  | 7 | 22 | 01:16-01:30 | 0 | 1
|  | 7 | 22 | 01:31-01:45 | 0 | 1
|  | 7 | 22 | 01:46-02:00 | 0 | 1
|  | 7 | 22 | 02:01-02:15 | 0 | 1
|  | 7 | 22 | 02:16-02:30 | 0 | 1
|  | 7 | 22 | 02:31-02:45 | 0 | 1
|  | 7 | 22 | 02:46-03:00 | 0 | 1
|  | 7 | 22 | 03:01-03:15 | 0 | 1
|  | 7 | 22 | 03:16-03:30 | 0 | 1
|  | 7 | 22 | 03:31-03:45 | 0 | 1
|  | 7 | 22 | 03:46-04:00 | 0 | 1
|  | 7 | 22 | 04:01-04:15 | 0 | 1
|  | 7 | 22 | 04:16-04:30 | 0 | 1
|  | 7 | 22 | 04:31-04:45 | 0 | 1
|  | 7 | 22 | 04:46-05:00 | 0 | 1
|  | 7 | 22 | 05:01-05:15 | 0 | 1
|  | 7 | 22 | 05:16-05:30 | 0 | 1
|  | 7 | 22 | 05:31-05:45 | 0 | 1
|  | 7 | 22 | 05:46-06:00 | 0 | 1
|  | 7 | 22 | 06:01-06:15 | 0 | 1
|  | 7 | 22 | 06:16-06:30 | 0 | 1
|  | 7 | 22 | 06:31-06:45 | 0 | 1
|  | 7 | 22 | 06:46-07:00 | 0 | 1
|  | 7 | 22 | 07:01-07:15 | 0 | 1
|  | 7 | 22 | 07:16-07:30 | 0 | 1
|  | 7 | 22 | 07:31-07:45 | 0 | 1
|  | 7 | 22 | 07:46-08:00 | 0 | 1
|  | 7 | 22 | 08:01-08:15 | 0 | 1
|  | 7 | 22 | 08:16-08:30 | 0 | 1
|  | 7 | 22 | 08:31-08:45 | 0 | 1
|  | 7 | 22 | 08:46-09:00 | 0 | 1
|  | 7 | 22 | 09:01-09:15 | 0 | 1
|  | 7 | 22 | 09:16-09:30 | 0 | 1
|  | 7 | 22 | 09:31-09:45 | 0 | 1
|  | 7 | 22 | 09:46-10:00 | 0 | 1
|  | 7 | 22 | 10:01-10:15 | 0 | 1
|  | 7 | 22 | 10:16-10:30 | 0 | 1
|  | 7 | 22 | 10:31-10:45 | 0 | 1
|  | 7 | 22 | 10:46-11:00 | 0 | 1
|  | 7 | 22 | 11:01-11:15 | 0 | 1
|  | 7 | 22 | 11:16-11:30 | 0 | 1
|  | 7 | 22 | 11:31-11:45 | 0 | 1
|  | 7 | 22 | 11:46-12:00 | 0 | 1
|  | 7 | 22 | 12:01-12:15 | 0 | 1
|  | 7 | 22 | 12:16-12:30 | 0 | 1
|  | 7 | 22 | 12:31-12:45 | 0 | 1
|  | 7 | 22 | 12:46-13:00 | 0 | 1
|  | 7 | 22 | 13:01-13:15 | 0 | 1
|  | 7 | 22 | 13:16-13:30 | 0 | 1
|  | 7 | 22 | 13:31-13:45 | 0 | 1
|  | 7 | 22 | 13:46-14:00 | 0 | 1
|  | 7 | 22 | 14:01-14:15 | 0 | 1
|  | 7 | 22 | 14:16-14:30 | 0 | 1
|  | 7 | 22 | 14:31-14:45 | 0 | 1
|  | 7 | 22 | 14:46-15:00 | 0 | 1
|  | 7 | 22 | 15:01-15:15 | 0 | 1
|  | 7 | 22 | 15:16-15:30 | 0 | 1
|  | 7 | 22 | 15:31-15:45 | 0 | 1
|  | 7 | 22 | 15:46-16:00 | 0 | 1
|  | 7 | 22 | 16:01-16:15 | 0 | 1
|  | 7 | 22 | 16:16-16:30 | 0 | 1
|  | 7 | 22 | 16:31-16:45 | 0 | 1
|  | 7 | 22 | 16:46-17:00 | 0 | 1
|  | 7 | 22 | 17:01-17:15 | 0 | 1
|  | 7 | 22 | 17:16-17:30 | 0 | 1
|  | 7 | 22 | 17:31-17:45 | 0 | 1
|  | 7 | 22 | 17:46-18:00 | 0 | 1
|  | 7 | 22 | 18:01-18:15 | 0 | 1
|  | 7 | 22 | 18:16-18:30 | 0 | 1
|  | 7 | 22 | 18:31-18:45 | 0 | 1
|  | 7 | 22 | 18:46-19:00 | 0 | 1
|  | 7 | 22 | 19:01-19:15 | 0 | 1
|  | 7 | 22 | 19:16-19:30 | 0 | 1
|  | 7 | 22 | 19:31-19:45 | 0 | 1
|  | 7 | 22 | 19:46-20:00 | 0 | 1
|  | 7 | 22 | 20:01-20:15 | 0 | 1
|  | 7 | 22 | 20:16-20:30 | 0 | 1
|  | 7 | 22 | 20:31-20:45 | 0 | 1
|  | 7 | 22 | 20:46-21:00 | 0 | 1
|  | 7 | 22 | 21:01-21:15 | 0 | 1
|  | 7 | 22 | 21:16-21:30 | 0 | 1
|  | 7 | 22 | 21:31-21:45 | 0 | 1
|  | 7 | 22 | 21:46-22:00 | 0 | 1
|  | 7 | 22 | 22:01-22:15 | 0 | 1
|  | 7 | 22 | 22:16-22:30 | 0 | 1
|  | 7 | 22 | 22:31-22:45 | 0 | 1
|  | 7 | 22 | 22:46-23:00 | 0 | 1
|  | 7 | 22 | 23:01-23:15 | 0 | 1
|  | 7 | 22 | 23:16-23:30 | 0 | 1
|  | 7 | 22 | 23:31-23:45 | 0 | 1
|  | 7 | 22 | 23:46-24:00 | 0 | 1
|  | 7 | 23 | 00:01-00:15 | 0 | 1
|  | 7 | 23 | 00:16-00:30 | 0 | 1
|  | 7 | 23 | 00:31-00:45 | 0 | 1
|  | 7 | 23 | 00:46-01:00 | 0 | 1
|  | 7 | 23 | 01:01-01:15 | 0 | 1
|  | 7 | 23 | 01:16-01:30 | 0 | 1
|  | 7 | 23 | 01:31-01:45 | 0 | 1
|  | 7 | 23 | 01:46-02:00 | 0 | 1
|  | 7 | 23 | 02:01-02:15 | 0 | 1
|  | 7 | 23 | 02:16-02:30 | 0 | 1
|  | 7 | 23 | 02:31-02:45 | 0 | 1
|  | 7 | 23 | 02:46-03:00 | 0 | 1
|  | 7 | 23 | 03:01-03:15 | 0 | 1
|  | 7 | 23 | 03:16-03:30 | 0 | 1
|  | 7 | 23 | 03:31-03:45 | 0 | 1
|  | 7 | 23 | 03:46-04:00 | 0 | 1
|  | 7 | 23 | 04:01-04:15 | 0 | 1
|  | 7 | 23 | 04:16-04:30 | 0 | 1
|  | 7 | 23 | 04:31-04:45 | 0 | 1
|  | 7 | 23 | 04:46-05:00 | 0 | 1
|  | 7 | 23 | 05:01-05:15 | 0 | 1
|  | 7 | 23 | 05:16-05:30 | 0 | 1
|  | 7 | 23 | 05:31-05:45 | 0 | 1
|  | 7 | 23 | 05:46-06:00 | 0 | 1
|  | 7 | 23 | 06:01-06:15 | 0 | 1
|  | 7 | 23 | 06:16-06:30 | 0 | 1
|  | 7 | 23 | 06:31-06:45 | 0 | 1
|  | 7 | 23 | 06:46-07:00 | 0 | 1
|  | 7 | 23 | 07:01-07:15 | 0 | 1
|  | 7 | 23 | 07:16-07:30 | 0 | 1
|  | 7 | 23 | 07:31-07:45 | 0 | 1
|  | 7 | 23 | 07:46-08:00 | 0 | 1
|  | 7 | 23 | 08:01-08:15 | 0 | 1
|  | 7 | 23 | 08:16-08:30 | 0 | 1
|  | 7 | 23 | 08:31-08:45 | 0 | 1
|  | 7 | 23 | 08:46-09:00 | 0 | 1
|  | 7 | 23 | 09:01-09:15 | 0 | 1
|  | 7 | 23 | 09:16-09:30 | 0 | 1
|  | 7 | 23 | 09:31-09:45 | 0 | 1
|  | 7 | 23 | 09:46-10:00 | 0 | 1
|  | 7 | 23 | 10:01-10:15 | 0 | 1
|  | 7 | 23 | 10:16-10:30 | 0 | 1
|  | 7 | 23 | 10:31-10:45 | 0 | 1
|  | 7 | 23 | 10:46-11:00 | 0 | 1
|  | 7 | 23 | 11:01-11:15 | 0 | 1
|  | 7 | 23 | 11:16-11:30 | 0 | 1
|  | 7 | 23 | 11:31-11:45 | 0 | 1
|  | 7 | 23 | 11:46-12:00 | 0 | 1
|  | 7 | 23 | 12:01-12:15 | 0 | 1
|  | 7 | 23 | 12:16-12:30 | 0 | 1
|  | 7 | 23 | 12:31-12:45 | 0 | 1
|  | 7 | 23 | 12:46-13:00 | 0 | 1
|  | 7 | 23 | 13:01-13:15 | 0 | 1
|  | 7 | 23 | 13:16-13:30 | 0 | 1
|  | 7 | 23 | 13:31-13:45 | 0 | 1
|  | 7 | 23 | 13:46-14:00 | 0 | 1
|  | 7 | 23 | 14:01-14:15 | 0 | 1
|  | 7 | 23 | 14:16-14:30 | 0 | 1
|  | 7 | 23 | 14:31-14:45 | 0 | 1
|  | 7 | 23 | 14:46-15:00 | 0 | 1
|  | 7 | 23 | 15:01-15:15 | 0 | 1
|  | 7 | 23 | 15:16-15:30 | 0 | 1
|  | 7 | 23 | 15:31-15:45 | 0 | 1
|  | 7 | 23 | 15:46-16:00 | 0 | 1
|  | 7 | 23 | 16:01-16:15 | 0 | 1
|  | 7 | 23 | 16:16-16:30 | 0 | 1
|  | 7 | 23 | 16:31-16:45 | 0 | 1
|  | 7 | 23 | 16:46-17:00 | 0 | 1
|  | 7 | 23 | 17:01-17:15 | 0 | 1
|  | 7 | 23 | 17:16-17:30 | 0 | 1
|  | 7 | 23 | 17:31-17:45 | 0 | 1
|  | 7 | 23 | 17:46-18:00 | 0 | 1
|  | 7 | 23 | 18:01-18:15 | 0 | 1
|  | 7 | 23 | 18:16-18:30 | 0 | 1
|  | 7 | 23 | 18:31-18:45 | 0 | 1
|  | 7 | 23 | 18:46-19:00 | 0 | 1
|  | 7 | 23 | 19:01-19:15 | 0 | 1
|  | 7 | 23 | 19:16-19:30 | 0 | 1
|  | 7 | 23 | 19:31-19:45 | 0 | 1
|  | 7 | 23 | 19:46-20:00 | 0 | 1
|  | 7 | 23 | 20:01-20:15 | 0 | 1
|  | 7 | 23 | 20:16-20:30 | 0 | 1
|  | 7 | 23 | 20:31-20:45 | 0 | 1
|  | 7 | 23 | 20:46-21:00 | 0 | 1
|  | 7 | 23 | 21:01-21:15 | 0 | 1
|  | 7 | 23 | 21:16-21:30 | 0 | 1
|  | 7 | 23 | 21:31-21:45 | 0 | 1
|  | 7 | 23 | 21:46-22:00 | 0 | 1
|  | 7 | 23 | 22:01-22:15 | 0 | 1
|  | 7 | 23 | 22:16-22:30 | 0 | 1
|  | 7 | 23 | 22:31-22:45 | 0 | 1
|  | 7 | 23 | 22:46-23:00 | 0 | 1
|  | 7 | 23 | 23:01-23:15 | 0 | 1
|  | 7 | 23 | 23:16-23:30 | 0 | 1
|  | 7 | 23 | 23:31-23:45 | 0 | 1
|  | 7 | 23 | 23:46-24:00 | 0 | 1
|  | 7 | 24 | 00:01-00:15 | 1 | 1
|  | 7 | 24 | 00:16-00:30 | 1 | 1
|  | 7 | 24 | 00:31-00:45 | 1 | 1
|  | 7 | 24 | 00:46-01:00 | 1 | 1
|  | 7 | 24 | 01:01-01:15 | 1 | 1
|  | 7 | 24 | 01:16-01:30 | 1 | 1
|  | 7 | 24 | 01:31-01:45 | 1 | 1
|  | 7 | 24 | 01:46-02:00 | 1 | 1
|  | 7 | 24 | 02:01-02:15 | 1 | 1
|  | 7 | 24 | 02:16-02:30 | 1 | 1
|  | 7 | 24 | 02:31-02:45 | 1 | 1
|  | 7 | 24 | 02:46-03:00 | 1 | 1
|  | 7 | 24 | 03:01-03:15 | 1 | 1
|  | 7 | 24 | 03:16-03:30 | 1 | 1
|  | 7 | 24 | 03:31-03:45 | 1 | 1
|  | 7 | 24 | 03:46-04:00 | 1 | 1
|  | 7 | 24 | 04:01-04:15 | 1 | 1
|  | 7 | 24 | 04:16-04:30 | 1 | 1
|  | 7 | 24 | 04:31-04:45 | 1 | 1
|  | 7 | 24 | 04:46-05:00 | 1 | 1
|  | 7 | 24 | 05:01-05:15 | 1 | 1
|  | 7 | 24 | 05:16-05:30 | 1 | 1
|  | 7 | 24 | 05:31-05:45 | 1 | 1
|  | 7 | 24 | 05:46-06:00 | 1 | 1
|  | 7 | 24 | 06:01-06:15 | 1 | 1
|  | 7 | 24 | 06:16-06:30 | 1 | 1
|  | 7 | 24 | 06:31-06:45 | 1 | 1
|  | 7 | 24 | 06:46-07:00 | 1 | 1
|  | 7 | 24 | 07:01-07:15 | 1 | 1
|  | 7 | 24 | 07:16-07:30 | 1 | 1
|  | 7 | 24 | 07:31-07:45 | 1 | 1
|  | 7 | 24 | 07:46-08:00 | 1 | 1
|  | 7 | 24 | 08:01-08:15 | 1 | 1
|  | 7 | 24 | 08:16-08:30 | 1 | 1
|  | 7 | 24 | 08:31-08:45 | 1 | 1
|  | 7 | 24 | 08:46-09:00 | 1 | 1
|  | 7 | 24 | 09:01-09:15 | 1 | 1
|  | 7 | 24 | 09:16-09:30 | 1 | 1
|  | 7 | 24 | 09:31-09:45 | 1 | 1
|  | 7 | 24 | 09:46-10:00 | 1 | 1
|  | 7 | 24 | 10:01-10:15 | 1 | 1
|  | 7 | 24 | 10:16-10:30 | 1 | 1
|  | 7 | 24 | 10:31-10:45 | 1 | 1
|  | 7 | 24 | 10:46-11:00 | 1 | 1
|  | 7 | 24 | 11:01-11:15 | 1 | 1
|  | 7 | 24 | 11:16-11:30 | 1 | 1
|  | 7 | 24 | 11:31-11:45 | 1 | 1
|  | 7 | 24 | 11:46-12:00 | 1 | 1
|  | 7 | 24 | 12:01-12:15 | 1 | 1
|  | 7 | 24 | 12:16-12:30 | 1 | 1
|  | 7 | 24 | 12:31-12:45 | 1 | 1
|  | 7 | 24 | 12:46-13:00 | 1 | 1
|  | 7 | 24 | 13:01-13:15 | 1 | 1
|  | 7 | 24 | 13:16-13:30 | 1 | 1
|  | 7 | 24 | 13:31-13:45 | 1 | 1
|  | 7 | 24 | 13:46-14:00 | 1 | 1
|  | 7 | 24 | 14:01-14:15 | 1 | 1
|  | 7 | 24 | 14:16-14:30 | 1 | 1
|  | 7 | 24 | 14:31-14:45 | 1 | 1
|  | 7 | 24 | 14:46-15:00 | 1 | 1
|  | 7 | 24 | 15:01-15:15 | 1 | 1
|  | 7 | 24 | 15:16-15:30 | 1 | 1
|  | 7 | 24 | 15:31-15:45 | 1 | 1
|  | 7 | 24 | 15:46-16:00 | 1 | 1
|  | 7 | 24 | 16:01-16:15 | 1 | 1
|  | 7 | 24 | 16:16-16:30 | 1 | 1
|  | 7 | 24 | 16:31-16:45 | 1 | 1
|  | 7 | 24 | 16:46-17:00 | 1 | 1
|  | 7 | 24 | 17:01-17:15 | 1 | 1
|  | 7 | 24 | 17:16-17:30 | 1 | 1
|  | 7 | 24 | 17:31-17:45 | 1 | 1
|  | 7 | 24 | 17:46-18:00 | 1 | 1
|  | 7 | 24 | 18:01-18:15 | 1 | 1
|  | 7 | 24 | 18:16-18:30 | 1 | 1
|  | 7 | 24 | 18:31-18:45 | 1 | 1
|  | 7 | 24 | 18:46-19:00 | 1 | 1
|  | 7 | 24 | 19:01-19:15 | 1 | 1
|  | 7 | 24 | 19:16-19:30 | 1 | 1
|  | 7 | 24 | 19:31-19:45 | 1 | 1
|  | 7 | 24 | 19:46-20:00 | 1 | 1
|  | 7 | 24 | 20:01-20:15 | 1 | 1
|  | 7 | 24 | 20:16-20:30 | 1 | 1
|  | 7 | 24 | 20:31-20:45 | 1 | 1
|  | 7 | 24 | 20:46-21:00 | 1 | 1
|  | 7 | 24 | 21:01-21:15 | 1 | 1
|  | 7 | 24 | 21:16-21:30 | 1 | 1
|  | 7 | 24 | 21:31-21:45 | 1 | 1
|  | 7 | 24 | 21:46-22:00 | 1 | 1
|  | 7 | 24 | 22:01-22:15 | 1 | 1
|  | 7 | 24 | 22:16-22:30 | 1 | 1
|  | 7 | 24 | 22:31-22:45 | 1 | 1
|  | 7 | 24 | 22:46-23:00 | 1 | 1
|  | 7 | 24 | 23:01-23:15 | 1 | 1
|  | 7 | 24 | 23:16-23:30 | 1 | 1
|  | 7 | 24 | 23:31-23:45 | 1 | 1
|  | 7 | 24 | 23:46-24:00 | 1 | 1
|  | 7 | 25 | 00:01-00:15 | 1 | 1
|  | 7 | 25 | 00:16-00:30 | 1 | 1
|  | 7 | 25 | 00:31-00:45 | 1 | 1
|  | 7 | 25 | 00:46-01:00 | 1 | 1
|  | 7 | 25 | 01:01-01:15 | 1 | 1
|  | 7 | 25 | 01:16-01:30 | 1 | 1
|  | 7 | 25 | 01:31-01:45 | 1 | 1
|  | 7 | 25 | 01:46-02:00 | 1 | 1
|  | 7 | 25 | 02:01-02:15 | 1 | 1
|  | 7 | 25 | 02:16-02:30 | 1 | 1
|  | 7 | 25 | 02:31-02:45 | 1 | 1
|  | 7 | 25 | 02:46-03:00 | 1 | 1
|  | 7 | 25 | 03:01-03:15 | 1 | 1
|  | 7 | 25 | 03:16-03:30 | 1 | 1
|  | 7 | 25 | 03:31-03:45 | 1 | 1
|  | 7 | 25 | 03:46-04:00 | 1 | 1
|  | 7 | 25 | 04:01-04:15 | 1 | 1
|  | 7 | 25 | 04:16-04:30 | 1 | 1
|  | 7 | 25 | 04:31-04:45 | 1 | 1
|  | 7 | 25 | 04:46-05:00 | 1 | 1
|  | 7 | 25 | 05:01-05:15 | 1 | 1
|  | 7 | 25 | 05:16-05:30 | 1 | 1
|  | 7 | 25 | 05:31-05:45 | 1 | 1
|  | 7 | 25 | 05:46-06:00 | 1 | 1
|  | 7 | 25 | 06:01-06:15 | 1 | 1
|  | 7 | 25 | 06:16-06:30 | 1 | 1
|  | 7 | 25 | 06:31-06:45 | 1 | 1
|  | 7 | 25 | 06:46-07:00 | 1 | 1
|  | 7 | 25 | 07:01-07:15 | 1 | 1
|  | 7 | 25 | 07:16-07:30 | 1 | 1
|  | 7 | 25 | 07:31-07:45 | 1 | 1
|  | 7 | 25 | 07:46-08:00 | 1 | 1
|  | 7 | 25 | 08:01-08:15 | 1 | 1
|  | 7 | 25 | 08:16-08:30 | 1 | 1
|  | 7 | 25 | 08:31-08:45 | 1 | 1
|  | 7 | 25 | 08:46-09:00 | 1 | 1
|  | 7 | 25 | 09:01-09:15 | 1 | 1
|  | 7 | 25 | 09:16-09:30 | 1 | 1
|  | 7 | 25 | 09:31-09:45 | 1 | 1
|  | 7 | 25 | 09:46-10:00 | 1 | 1
|  | 7 | 25 | 10:01-10:15 | 1 | 1
|  | 7 | 25 | 10:16-10:30 | 1 | 1
|  | 7 | 25 | 10:31-10:45 | 1 | 1
|  | 7 | 25 | 10:46-11:00 | 1 | 1
|  | 7 | 25 | 11:01-11:15 | 1 | 1
|  | 7 | 25 | 11:16-11:30 | 1 | 1
|  | 7 | 25 | 11:31-11:45 | 1 | 1
|  | 7 | 25 | 11:46-12:00 | 1 | 1
|  | 7 | 25 | 12:01-12:15 | 1 | 1
|  | 7 | 25 | 12:16-12:30 | 1 | 1
|  | 7 | 25 | 12:31-12:45 | 1 | 1
|  | 7 | 25 | 12:46-13:00 | 1 | 1
|  | 7 | 25 | 13:01-13:15 | 1 | 1
|  | 7 | 25 | 13:16-13:30 | 1 | 1
|  | 7 | 25 | 13:31-13:45 | 1 | 1
|  | 7 | 25 | 13:46-14:00 | 1 | 1
|  | 7 | 25 | 14:01-14:15 | 1 | 1
|  | 7 | 25 | 14:16-14:30 | 1 | 1
|  | 7 | 25 | 14:31-14:45 | 1 | 1
|  | 7 | 25 | 14:46-15:00 | 1 | 1
|  | 7 | 25 | 15:01-15:15 | 1 | 1
|  | 7 | 25 | 15:16-15:30 | 1 | 1
|  | 7 | 25 | 15:31-15:45 | 1 | 1
|  | 7 | 25 | 15:46-16:00 | 1 | 1
|  | 7 | 25 | 16:01-16:15 | 1 | 1
|  | 7 | 25 | 16:16-16:30 | 1 | 1
|  | 7 | 25 | 16:31-16:45 | 1 | 1
|  | 7 | 25 | 16:46-17:00 | 1 | 1
|  | 7 | 25 | 17:01-17:15 | 1 | 1
|  | 7 | 25 | 17:16-17:30 | 1 | 1
|  | 7 | 25 | 17:31-17:45 | 1 | 1
|  | 7 | 25 | 17:46-18:00 | 1 | 1
|  | 7 | 25 | 18:01-18:15 | 1 | 1
|  | 7 | 25 | 18:16-18:30 | 1 | 1
|  | 7 | 25 | 18:31-18:45 | 1 | 1
|  | 7 | 25 | 18:46-19:00 | 1 | 1
|  | 7 | 25 | 19:01-19:15 | 1 | 1
|  | 7 | 25 | 19:16-19:30 | 1 | 1
|  | 7 | 25 | 19:31-19:45 | 1 | 1
|  | 7 | 25 | 19:46-20:00 | 1 | 1
|  | 7 | 25 | 20:01-20:15 | 1 | 1
|  | 7 | 25 | 20:16-20:30 | 1 | 1
|  | 7 | 25 | 20:31-20:45 | 1 | 1
|  | 7 | 25 | 20:46-21:00 | 1 | 1
|  | 7 | 25 | 21:01-21:15 | 1 | 1
|  | 7 | 25 | 21:16-21:30 | 1 | 1
|  | 7 | 25 | 21:31-21:45 | 1 | 1
|  | 7 | 25 | 21:46-22:00 | 1 | 1
|  | 7 | 25 | 22:01-22:15 | 1 | 1
|  | 7 | 25 | 22:16-22:30 | 1 | 1
|  | 7 | 25 | 22:31-22:45 | 1 | 1
|  | 7 | 25 | 22:46-23:00 | 1 | 1
|  | 7 | 25 | 23:01-23:15 | 1 | 1
|  | 7 | 25 | 23:16-23:30 | 1 | 1
|  | 7 | 25 | 23:31-23:45 | 1 | 1
|  | 7 | 25 | 23:46-24:00 | 1 | 1
|  | 7 | 26 | 00:01-00:15 | 1 | 1
|  | 7 | 26 | 00:16-00:30 | 1 | 1
|  | 7 | 26 | 00:31-00:45 | 1 | 1
|  | 7 | 26 | 00:46-01:00 | 1 | 1
|  | 7 | 26 | 01:01-01:15 | 1 | 1
|  | 7 | 26 | 01:16-01:30 | 1 | 1
|  | 7 | 26 | 01:31-01:45 | 1 | 1
|  | 7 | 26 | 01:46-02:00 | 1 | 1
|  | 7 | 26 | 02:01-02:15 | 1 | 1
|  | 7 | 26 | 02:16-02:30 | 1 | 1
|  | 7 | 26 | 02:31-02:45 | 1 | 1
|  | 7 | 26 | 02:46-03:00 | 1 | 1
|  | 7 | 26 | 03:01-03:15 | 1 | 1
|  | 7 | 26 | 03:16-03:30 | 1 | 1
|  | 7 | 26 | 03:31-03:45 | 1 | 1
|  | 7 | 26 | 03:46-04:00 | 1 | 1
|  | 7 | 26 | 04:01-04:15 | 1 | 1
|  | 7 | 26 | 04:16-04:30 | 1 | 1
|  | 7 | 26 | 04:31-04:45 | 1 | 1
|  | 7 | 26 | 04:46-05:00 | 1 | 1
|  | 7 | 26 | 05:01-05:15 | 1 | 1
|  | 7 | 26 | 05:16-05:30 | 1 | 1
|  | 7 | 26 | 05:31-05:45 | 1 | 1
|  | 7 | 26 | 05:46-06:00 | 1 | 1
|  | 7 | 26 | 06:01-06:15 | 1 | 1
|  | 7 | 26 | 06:16-06:30 | 1 | 1
|  | 7 | 26 | 06:31-06:45 | 1 | 1
|  | 7 | 26 | 06:46-07:00 | 1 | 1
|  | 7 | 26 | 07:01-07:15 | 1 | 1
|  | 7 | 26 | 07:16-07:30 | 1 | 1
|  | 7 | 26 | 07:31-07:45 | 1 | 1
|  | 7 | 26 | 07:46-08:00 | 1 | 1
|  | 7 | 26 | 08:01-08:15 | 1 | 1
|  | 7 | 26 | 08:16-08:30 | 1 | 1
|  | 7 | 26 | 08:31-08:45 | 1 | 1
|  | 7 | 26 | 08:46-09:00 | 1 | 1
|  | 7 | 26 | 09:01-09:15 | 1 | 1
|  | 7 | 26 | 09:16-09:30 | 1 | 1
|  | 7 | 26 | 09:31-09:45 | 1 | 1
|  | 7 | 26 | 09:46-10:00 | 1 | 1
|  | 7 | 26 | 10:01-10:15 | 1 | 1
|  | 7 | 26 | 10:16-10:30 | 1 | 1
|  | 7 | 26 | 10:31-10:45 | 1 | 1
|  | 7 | 26 | 10:46-11:00 | 1 | 1
|  | 7 | 26 | 11:01-11:15 | 1 | 1
|  | 7 | 26 | 11:16-11:30 | 1 | 1
|  | 7 | 26 | 11:31-11:45 | 1 | 1
|  | 7 | 26 | 11:46-12:00 | 1 | 1
|  | 7 | 26 | 12:01-12:15 | 1 | 1
|  | 7 | 26 | 12:16-12:30 | 1 | 1
|  | 7 | 26 | 12:31-12:45 | 1 | 1
|  | 7 | 26 | 12:46-13:00 | 1 | 1
|  | 7 | 26 | 13:01-13:15 | 1 | 1
|  | 7 | 26 | 13:16-13:30 | 1 | 1
|  | 7 | 26 | 13:31-13:45 | 1 | 1
|  | 7 | 26 | 13:46-14:00 | 1 | 1
|  | 7 | 26 | 14:01-14:15 | 1 | 1
|  | 7 | 26 | 14:16-14:30 | 1 | 1
|  | 7 | 26 | 14:31-14:45 | 1 | 1
|  | 7 | 26 | 14:46-15:00 | 1 | 1
|  | 7 | 26 | 15:01-15:15 | 1 | 1
|  | 7 | 26 | 15:16-15:30 | 1 | 1
|  | 7 | 26 | 15:31-15:45 | 1 | 1
|  | 7 | 26 | 15:46-16:00 | 1 | 1
|  | 7 | 26 | 16:01-16:15 | 1 | 1
|  | 7 | 26 | 16:16-16:30 | 1 | 1
|  | 7 | 26 | 16:31-16:45 | 1 | 1
|  | 7 | 26 | 16:46-17:00 | 1 | 1
|  | 7 | 26 | 17:01-17:15 | 1 | 1
|  | 7 | 26 | 17:16-17:30 | 1 | 1
|  | 7 | 26 | 17:31-17:45 | 1 | 1
|  | 7 | 26 | 17:46-18:00 | 1 | 1
|  | 7 | 26 | 18:01-18:15 | 1 | 1
|  | 7 | 26 | 18:16-18:30 | 1 | 1
|  | 7 | 26 | 18:31-18:45 | 1 | 1
|  | 7 | 26 | 18:46-19:00 | 1 | 1
|  | 7 | 26 | 19:01-19:15 | 1 | 1
|  | 7 | 26 | 19:16-19:30 | 1 | 1
|  | 7 | 26 | 19:31-19:45 | 1 | 1
|  | 7 | 26 | 19:46-20:00 | 1 | 1
|  | 7 | 26 | 20:01-20:15 | 1 | 1
|  | 7 | 26 | 20:16-20:30 | 1 | 1
|  | 7 | 26 | 20:31-20:45 | 1 | 1
|  | 7 | 26 | 20:46-21:00 | 1 | 1
|  | 7 | 26 | 21:01-21:15 | 1 | 1
|  | 7 | 26 | 21:16-21:30 | 1 | 1
|  | 7 | 26 | 21:31-21:45 | 1 | 1
|  | 7 | 26 | 21:46-22:00 | 1 | 1
|  | 7 | 26 | 22:01-22:15 | 1 | 1
|  | 7 | 26 | 22:16-22:30 | 1 | 1
|  | 7 | 26 | 22:31-22:45 | 1 | 1
|  | 7 | 26 | 22:46-23:00 | 1 | 1
|  | 7 | 26 | 23:01-23:15 | 1 | 1
|  | 7 | 26 | 23:16-23:30 | 1 | 1
|  | 7 | 26 | 23:31-23:45 | 1 | 1
|  | 7 | 26 | 23:46-24:00 | 1 | 1
|  | 7 | 27 | 00:01-00:15 | 1 | 1
|  | 7 | 27 | 00:16-00:30 | 1 | 1
|  | 7 | 27 | 00:31-00:45 | 1 | 1
|  | 7 | 27 | 00:46-01:00 | 1 | 1
|  | 7 | 27 | 01:01-01:15 | 1 | 1
|  | 7 | 27 | 01:16-01:30 | 1 | 1
|  | 7 | 27 | 01:31-01:45 | 1 | 1
|  | 7 | 27 | 01:46-02:00 | 1 | 1
|  | 7 | 27 | 02:01-02:15 | 1 | 1
|  | 7 | 27 | 02:16-02:30 | 1 | 1
|  | 7 | 27 | 02:31-02:45 | 1 | 1
|  | 7 | 27 | 02:46-03:00 | 1 | 1
|  | 7 | 27 | 03:01-03:15 | 1 | 1
|  | 7 | 27 | 03:16-03:30 | 1 | 1
|  | 7 | 27 | 03:31-03:45 | 1 | 1
|  | 7 | 27 | 03:46-04:00 | 1 | 1
|  | 7 | 27 | 04:01-04:15 | 1 | 1
|  | 7 | 27 | 04:16-04:30 | 1 | 1
|  | 7 | 27 | 04:31-04:45 | 1 | 1
|  | 7 | 27 | 04:46-05:00 | 1 | 1
|  | 7 | 27 | 05:01-05:15 | 1 | 1
|  | 7 | 27 | 05:16-05:30 | 1 | 1
|  | 7 | 27 | 05:31-05:45 | 1 | 1
|  | 7 | 27 | 05:46-06:00 | 1 | 1
|  | 7 | 27 | 06:01-06:15 | 1 | 1
|  | 7 | 27 | 06:16-06:30 | 1 | 1
|  | 7 | 27 | 06:31-06:45 | 1 | 1
|  | 7 | 27 | 06:46-07:00 | 1 | 1
|  | 7 | 27 | 07:01-07:15 | 1 | 1
|  | 7 | 27 | 07:16-07:30 | 1 | 1
|  | 7 | 27 | 07:31-07:45 | 1 | 1
|  | 7 | 27 | 07:46-08:00 | 1 | 1
|  | 7 | 27 | 08:01-08:15 | 1 | 1
|  | 7 | 27 | 08:16-08:30 | 1 | 1
|  | 7 | 27 | 08:31-08:45 | 1 | 1
|  | 7 | 27 | 08:46-09:00 | 1 | 1
|  | 7 | 27 | 09:01-09:15 | 1 | 1
|  | 7 | 27 | 09:16-09:30 | 1 | 1
|  | 7 | 27 | 09:31-09:45 | 1 | 1
|  | 7 | 27 | 09:46-10:00 | 1 | 1
|  | 7 | 27 | 10:01-10:15 | 1 | 1
|  | 7 | 27 | 10:16-10:30 | 1 | 1
|  | 7 | 27 | 10:31-10:45 | 1 | 1
|  | 7 | 27 | 10:46-11:00 | 1 | 1
|  | 7 | 27 | 11:01-11:15 | 1 | 1
|  | 7 | 27 | 11:16-11:30 | 1 | 1
|  | 7 | 27 | 11:31-11:45 | 1 | 1
|  | 7 | 27 | 11:46-12:00 | 1 | 1
|  | 7 | 27 | 12:01-12:15 | 1 | 1
|  | 7 | 27 | 12:16-12:30 | 1 | 1
|  | 7 | 27 | 12:31-12:45 | 1 | 1
|  | 7 | 27 | 12:46-13:00 | 1 | 1
|  | 7 | 27 | 13:01-13:15 | 1 | 1
|  | 7 | 27 | 13:16-13:30 | 1 | 1
|  | 7 | 27 | 13:31-13:45 | 1 | 1
|  | 7 | 27 | 13:46-14:00 | 1 | 1
|  | 7 | 27 | 14:01-14:15 | 1 | 1
|  | 7 | 27 | 14:16-14:30 | 1 | 1
|  | 7 | 27 | 14:31-14:45 | 1 | 1
|  | 7 | 27 | 14:46-15:00 | 1 | 1
|  | 7 | 27 | 15:01-15:15 | 1 | 1
|  | 7 | 27 | 15:16-15:30 | 1 | 1
|  | 7 | 27 | 15:31-15:45 | 1 | 1
|  | 7 | 27 | 15:46-16:00 | 1 | 1
|  | 7 | 27 | 16:01-16:15 | 1 | 1
|  | 7 | 27 | 16:16-16:30 | 1 | 1
|  | 7 | 27 | 16:31-16:45 | 1 | 1
|  | 7 | 27 | 16:46-17:00 | 1 | 1
|  | 7 | 27 | 17:01-17:15 | 1 | 1
|  | 7 | 27 | 17:16-17:30 | 1 | 1
|  | 7 | 27 | 17:31-17:45 | 1 | 1
|  | 7 | 27 | 17:46-18:00 | 1 | 1
|  | 7 | 27 | 18:01-18:15 | 1 | 1
|  | 7 | 27 | 18:16-18:30 | 1 | 1
|  | 7 | 27 | 18:31-18:45 | 1 | 1
|  | 7 | 27 | 18:46-19:00 | 1 | 1
|  | 7 | 27 | 19:01-19:15 | 1 | 1
|  | 7 | 27 | 19:16-19:30 | 1 | 1
|  | 7 | 27 | 19:31-19:45 | 1 | 1
|  | 7 | 27 | 19:46-20:00 | 1 | 1
|  | 7 | 27 | 20:01-20:15 | 1 | 1
|  | 7 | 27 | 20:16-20:30 | 1 | 1
|  | 7 | 27 | 20:31-20:45 | 1 | 1
|  | 7 | 27 | 20:46-21:00 | 1 | 1
|  | 7 | 27 | 21:01-21:15 | 1 | 1
|  | 7 | 27 | 21:16-21:30 | 1 | 1
|  | 7 | 27 | 21:31-21:45 | 1 | 1
|  | 7 | 27 | 21:46-22:00 | 1 | 1
|  | 7 | 27 | 22:01-22:15 | 1 | 1
|  | 7 | 27 | 22:16-22:30 | 1 | 1
|  | 7 | 27 | 22:31-22:45 | 1 | 1
|  | 7 | 27 | 22:46-23:00 | 1 | 1
|  | 7 | 27 | 23:01-23:15 | 1 | 1
|  | 7 | 27 | 23:16-23:30 | 1 | 1
|  | 7 | 27 | 23:31-23:45 | 1 | 1
|  | 7 | 27 | 23:46-24:00 | 1 | 1
|  | 7 | 28 | 00:01-00:15 | 1 | 1
|  | 7 | 28 | 00:16-00:30 | 1 | 1
|  | 7 | 28 | 00:31-00:45 | 1 | 1
|  | 7 | 28 | 00:46-01:00 | 1 | 1
|  | 7 | 28 | 01:01-01:15 | 1 | 1
|  | 7 | 28 | 01:16-01:30 | 1 | 1
|  | 7 | 28 | 01:31-01:45 | 1 | 1
|  | 7 | 28 | 01:46-02:00 | 1 | 1
|  | 7 | 28 | 02:01-02:15 | 1 | 1
|  | 7 | 28 | 02:16-02:30 | 1 | 1
|  | 7 | 28 | 02:31-02:45 | 1 | 1
|  | 7 | 28 | 02:46-03:00 | 1 | 1
|  | 7 | 28 | 03:01-03:15 | 1 | 1
|  | 7 | 28 | 03:16-03:30 | 1 | 1
|  | 7 | 28 | 03:31-03:45 | 1 | 1
|  | 7 | 28 | 03:46-04:00 | 1 | 1
|  | 7 | 28 | 04:01-04:15 | 1 | 1
|  | 7 | 28 | 04:16-04:30 | 1 | 1
|  | 7 | 28 | 04:31-04:45 | 1 | 1
|  | 7 | 28 | 04:46-05:00 | 1 | 1
|  | 7 | 28 | 05:01-05:15 | 1 | 1
|  | 7 | 28 | 05:16-05:30 | 1 | 1
|  | 7 | 28 | 05:31-05:45 | 1 | 1
|  | 7 | 28 | 05:46-06:00 | 1 | 1
|  | 7 | 28 | 06:01-06:15 | 1 | 1
|  | 7 | 28 | 06:16-06:30 | 1 | 1
|  | 7 | 28 | 06:31-06:45 | 1 | 1
|  | 7 | 28 | 06:46-07:00 | 1 | 1
|  | 7 | 28 | 07:01-07:15 | 1 | 1
|  | 7 | 28 | 07:16-07:30 | 1 | 1
|  | 7 | 28 | 07:31-07:45 | 1 | 1
|  | 7 | 28 | 07:46-08:00 | 1 | 1
|  | 7 | 28 | 08:01-08:15 | 1 | 1
|  | 7 | 28 | 08:16-08:30 | 1 | 1
|  | 7 | 28 | 08:31-08:45 | 1 | 1
|  | 7 | 28 | 08:46-09:00 | 1 | 1
|  | 7 | 28 | 09:01-09:15 | 1 | 1
|  | 7 | 28 | 09:16-09:30 | 1 | 1
|  | 7 | 28 | 09:31-09:45 | 1 | 1
|  | 7 | 28 | 09:46-10:00 | 1 | 1
|  | 7 | 28 | 10:01-10:15 | 1 | 1
|  | 7 | 28 | 10:16-10:30 | 1 | 1
|  | 7 | 28 | 10:31-10:45 | 1 | 1
|  | 7 | 28 | 10:46-11:00 | 1 | 1
|  | 7 | 28 | 11:01-11:15 | 1 | 1
|  | 7 | 28 | 11:16-11:30 | 1 | 1
|  | 7 | 28 | 11:31-11:45 | 1 | 1
|  | 7 | 28 | 11:46-12:00 | 1 | 1
|  | 7 | 28 | 12:01-12:15 | 1 | 1
|  | 7 | 28 | 12:16-12:30 | 1 | 1
|  | 7 | 28 | 12:31-12:45 | 1 | 1
|  | 7 | 28 | 12:46-13:00 | 1 | 1
|  | 7 | 28 | 13:01-13:15 | 1 | 1
|  | 7 | 28 | 13:16-13:30 | 1 | 1
|  | 7 | 28 | 13:31-13:45 | 1 | 1
|  | 7 | 28 | 13:46-14:00 | 1 | 1
|  | 7 | 28 | 14:01-14:15 | 1 | 1
|  | 7 | 28 | 14:16-14:30 | 1 | 1
|  | 7 | 28 | 14:31-14:45 | 1 | 1
|  | 7 | 28 | 14:46-15:00 | 1 | 1
|  | 7 | 28 | 15:01-15:15 | 1 | 1
|  | 7 | 28 | 15:16-15:30 | 1 | 1
|  | 7 | 28 | 15:31-15:45 | 1 | 1
|  | 7 | 28 | 15:46-16:00 | 1 | 1
|  | 7 | 28 | 16:01-16:15 | 1 | 1
|  | 7 | 28 | 16:16-16:30 | 1 | 1
|  | 7 | 28 | 16:31-16:45 | 1 | 1
|  | 7 | 28 | 16:46-17:00 | 1 | 1
|  | 7 | 28 | 17:01-17:15 | 1 | 1
|  | 7 | 28 | 17:16-17:30 | 1 | 1
|  | 7 | 28 | 17:31-17:45 | 1 | 1
|  | 7 | 28 | 17:46-18:00 | 1 | 1
|  | 7 | 28 | 18:01-18:15 | 1 | 1
|  | 7 | 28 | 18:16-18:30 | 1 | 1
|  | 7 | 28 | 18:31-18:45 | 1 | 1
|  | 7 | 28 | 18:46-19:00 | 1 | 1
|  | 7 | 28 | 19:01-19:15 | 1 | 1
|  | 7 | 28 | 19:16-19:30 | 1 | 1
|  | 7 | 28 | 19:31-19:45 | 1 | 1
|  | 7 | 28 | 19:46-20:00 | 1 | 1
|  | 7 | 28 | 20:01-20:15 | 1 | 1
|  | 7 | 28 | 20:16-20:30 | 1 | 1
|  | 7 | 28 | 20:31-20:45 | 1 | 1
|  | 7 | 28 | 20:46-21:00 | 1 | 1
|  | 7 | 28 | 21:01-21:15 | 1 | 1
|  | 7 | 28 | 21:16-21:30 | 1 | 1
|  | 7 | 28 | 21:31-21:45 | 1 | 1
|  | 7 | 28 | 21:46-22:00 | 1 | 1
|  | 7 | 28 | 22:01-22:15 | 1 | 1
|  | 7 | 28 | 22:16-22:30 | 1 | 1
|  | 7 | 28 | 22:31-22:45 | 1 | 1
|  | 7 | 28 | 22:46-23:00 | 1 | 1
|  | 7 | 28 | 23:01-23:15 | 1 | 1
|  | 7 | 28 | 23:16-23:30 | 1 | 1
|  | 7 | 28 | 23:31-23:45 | 1 | 1
|  | 7 | 28 | 23:46-24:00 | 1 | 1
|  | 7 | 29 | 00:01-00:15 | 0 | 1
|  | 7 | 29 | 00:16-00:30 | 0 | 1
|  | 7 | 29 | 00:31-00:45 | 0 | 1
|  | 7 | 29 | 00:46-01:00 | 0 | 1
|  | 7 | 29 | 01:01-01:15 | 0 | 1
|  | 7 | 29 | 01:16-01:30 | 0 | 1
|  | 7 | 29 | 01:31-01:45 | 0 | 1
|  | 7 | 29 | 01:46-02:00 | 0 | 1
|  | 7 | 29 | 02:01-02:15 | 0 | 1
|  | 7 | 29 | 02:16-02:30 | 0 | 1
|  | 7 | 29 | 02:31-02:45 | 0 | 1
|  | 7 | 29 | 02:46-03:00 | 0 | 1
|  | 7 | 29 | 03:01-03:15 | 0 | 1
|  | 7 | 29 | 03:16-03:30 | 0 | 1
|  | 7 | 29 | 03:31-03:45 | 0 | 1
|  | 7 | 29 | 03:46-04:00 | 0 | 1
|  | 7 | 29 | 04:01-04:15 | 0 | 1
|  | 7 | 29 | 04:16-04:30 | 0 | 1
|  | 7 | 29 | 04:31-04:45 | 0 | 1
|  | 7 | 29 | 04:46-05:00 | 0 | 1
|  | 7 | 29 | 05:01-05:15 | 0 | 1
|  | 7 | 29 | 05:16-05:30 | 0 | 1
|  | 7 | 29 | 05:31-05:45 | 0 | 1
|  | 7 | 29 | 05:46-06:00 | 0 | 1
|  | 7 | 29 | 06:01-06:15 | 0 | 1
|  | 7 | 29 | 06:16-06:30 | 0 | 1
|  | 7 | 29 | 06:31-06:45 | 0 | 1
|  | 7 | 29 | 06:46-07:00 | 0 | 1
|  | 7 | 29 | 07:01-07:15 | 0 | 1
|  | 7 | 29 | 07:16-07:30 | 0 | 1
|  | 7 | 29 | 07:31-07:45 | 0 | 1
|  | 7 | 29 | 07:46-08:00 | 0 | 1
|  | 7 | 29 | 08:01-08:15 | 0 | 1
|  | 7 | 29 | 08:16-08:30 | 0 | 1
|  | 7 | 29 | 08:31-08:45 | 0 | 1
|  | 7 | 29 | 08:46-09:00 | 0 | 1
|  | 7 | 29 | 09:01-09:15 | 0 | 1
|  | 7 | 29 | 09:16-09:30 | 0 | 1
|  | 7 | 29 | 09:31-09:45 | 0 | 1
|  | 7 | 29 | 09:46-10:00 | 0 | 1
|  | 7 | 29 | 10:01-10:15 | 0 | 1
|  | 7 | 29 | 10:16-10:30 | 0 | 1
|  | 7 | 29 | 10:31-10:45 | 0 | 1
|  | 7 | 29 | 10:46-11:00 | 0 | 1
|  | 7 | 29 | 11:01-11:15 | 0 | 1
|  | 7 | 29 | 11:16-11:30 | 0 | 1
|  | 7 | 29 | 11:31-11:45 | 0 | 1
|  | 7 | 29 | 11:46-12:00 | 0 | 1
|  | 7 | 29 | 12:01-12:15 | 0 | 1
|  | 7 | 29 | 12:16-12:30 | 0 | 1
|  | 7 | 29 | 12:31-12:45 | 0 | 1
|  | 7 | 29 | 12:46-13:00 | 0 | 1
|  | 7 | 29 | 13:01-13:15 | 0 | 1
|  | 7 | 29 | 13:16-13:30 | 0 | 1
|  | 7 | 29 | 13:31-13:45 | 0 | 1
|  | 7 | 29 | 13:46-14:00 | 0 | 1
|  | 7 | 29 | 14:01-14:15 | 0 | 1
|  | 7 | 29 | 14:16-14:30 | 0 | 1
|  | 7 | 29 | 14:31-14:45 | 0 | 1
|  | 7 | 29 | 14:46-15:00 | 0 | 1
|  | 7 | 29 | 15:01-15:15 | 0 | 1
|  | 7 | 29 | 15:16-15:30 | 0 | 1
|  | 7 | 29 | 15:31-15:45 | 0 | 1
|  | 7 | 29 | 15:46-16:00 | 0 | 1
|  | 7 | 29 | 16:01-16:15 | 0 | 1
|  | 7 | 29 | 16:16-16:30 | 0 | 1
|  | 7 | 29 | 16:31-16:45 | 0 | 1
|  | 7 | 29 | 16:46-17:00 | 0 | 1
|  | 7 | 29 | 17:01-17:15 | 0 | 1
|  | 7 | 29 | 17:16-17:30 | 0 | 1
|  | 7 | 29 | 17:31-17:45 | 0 | 1
|  | 7 | 29 | 17:46-18:00 | 0 | 1
|  | 7 | 29 | 18:01-18:15 | 0 | 1
|  | 7 | 29 | 18:16-18:30 | 0 | 1
|  | 7 | 29 | 18:31-18:45 | 0 | 1
|  | 7 | 29 | 18:46-19:00 | 0 | 1
|  | 7 | 29 | 19:01-19:15 | 0 | 1
|  | 7 | 29 | 19:16-19:30 | 0 | 1
|  | 7 | 29 | 19:31-19:45 | 0 | 1
|  | 7 | 29 | 19:46-20:00 | 0 | 1
|  | 7 | 29 | 20:01-20:15 | 0 | 1
|  | 7 | 29 | 20:16-20:30 | 0 | 1
|  | 7 | 29 | 20:31-20:45 | 0 | 1
|  | 7 | 29 | 20:46-21:00 | 0 | 1
|  | 7 | 29 | 21:01-21:15 | 0 | 1
|  | 7 | 29 | 21:16-21:30 | 0 | 1
|  | 7 | 29 | 21:31-21:45 | 0 | 1
|  | 7 | 29 | 21:46-22:00 | 0 | 1
|  | 7 | 29 | 22:01-22:15 | 0 | 1
|  | 7 | 29 | 22:16-22:30 | 0 | 1
|  | 7 | 29 | 22:31-22:45 | 0 | 1
|  | 7 | 29 | 22:46-23:00 | 0 | 1
|  | 7 | 29 | 23:01-23:15 | 0 | 1
|  | 7 | 29 | 23:16-23:30 | 0 | 1
|  | 7 | 29 | 23:31-23:45 | 0 | 1
|  | 7 | 29 | 23:46-24:00 | 0 | 1
|  | 7 | 30 | 00:01-00:15 | 0 | 1
|  | 7 | 30 | 00:16-00:30 | 0 | 1
|  | 7 | 30 | 00:31-00:45 | 0 | 1
|  | 7 | 30 | 00:46-01:00 | 0 | 1
|  | 7 | 30 | 01:01-01:15 | 0 | 1
|  | 7 | 30 | 01:16-01:30 | 0 | 1
|  | 7 | 30 | 01:31-01:45 | 0 | 1
|  | 7 | 30 | 01:46-02:00 | 0 | 1
|  | 7 | 30 | 02:01-02:15 | 0 | 1
|  | 7 | 30 | 02:16-02:30 | 0 | 1
|  | 7 | 30 | 02:31-02:45 | 0 | 1
|  | 7 | 30 | 02:46-03:00 | 0 | 1
|  | 7 | 30 | 03:01-03:15 | 0 | 1
|  | 7 | 30 | 03:16-03:30 | 0 | 1
|  | 7 | 30 | 03:31-03:45 | 0 | 1
|  | 7 | 30 | 03:46-04:00 | 0 | 1
|  | 7 | 30 | 04:01-04:15 | 0 | 1
|  | 7 | 30 | 04:16-04:30 | 0 | 1
|  | 7 | 30 | 04:31-04:45 | 0 | 1
|  | 7 | 30 | 04:46-05:00 | 0 | 1
|  | 7 | 30 | 05:01-05:15 | 0 | 1
|  | 7 | 30 | 05:16-05:30 | 0 | 1
|  | 7 | 30 | 05:31-05:45 | 0 | 1
|  | 7 | 30 | 05:46-06:00 | 0 | 1
|  | 7 | 30 | 06:01-06:15 | 0 | 1
|  | 7 | 30 | 06:16-06:30 | 0 | 1
|  | 7 | 30 | 06:31-06:45 | 0 | 1
|  | 7 | 30 | 06:46-07:00 | 0 | 1
|  | 7 | 30 | 07:01-07:15 | 0 | 1
|  | 7 | 30 | 07:16-07:30 | 0 | 1
|  | 7 | 30 | 07:31-07:45 | 0 | 1
|  | 7 | 30 | 07:46-08:00 | 0 | 1
|  | 7 | 30 | 08:01-08:15 | 0 | 1
|  | 7 | 30 | 08:16-08:30 | 0 | 1
|  | 7 | 30 | 08:31-08:45 | 0 | 1
|  | 7 | 30 | 08:46-09:00 | 0 | 1
|  | 7 | 30 | 09:01-09:15 | 0 | 1
|  | 7 | 30 | 09:16-09:30 | 0 | 1
|  | 7 | 30 | 09:31-09:45 | 0 | 1
|  | 7 | 30 | 09:46-10:00 | 0 | 1
|  | 7 | 30 | 10:01-10:15 | 0 | 1
|  | 7 | 30 | 10:16-10:30 | 0 | 1
|  | 7 | 30 | 10:31-10:45 | 0 | 1
|  | 7 | 30 | 10:46-11:00 | 0 | 1
|  | 7 | 30 | 11:01-11:15 | 0 | 1
|  | 7 | 30 | 11:16-11:30 | 0 | 1
|  | 7 | 30 | 11:31-11:45 | 0 | 1
|  | 7 | 30 | 11:46-12:00 | 0 | 1
|  | 7 | 30 | 12:01-12:15 | 0 | 1
|  | 7 | 30 | 12:16-12:30 | 0 | 1
|  | 7 | 30 | 12:31-12:45 | 0 | 1
|  | 7 | 30 | 12:46-13:00 | 0 | 1
|  | 7 | 30 | 13:01-13:15 | 0 | 1
|  | 7 | 30 | 13:16-13:30 | 0 | 1
|  | 7 | 30 | 13:31-13:45 | 0 | 1
|  | 7 | 30 | 13:46-14:00 | 0 | 1
|  | 7 | 30 | 14:01-14:15 | 0 | 1
|  | 7 | 30 | 14:16-14:30 | 0 | 1
|  | 7 | 30 | 14:31-14:45 | 0 | 1
|  | 7 | 30 | 14:46-15:00 | 0 | 1
|  | 7 | 30 | 15:01-15:15 | 0 | 1
|  | 7 | 30 | 15:16-15:30 | 0 | 1
|  | 7 | 30 | 15:31-15:45 | 0 | 1
|  | 7 | 30 | 15:46-16:00 | 0 | 1
|  | 7 | 30 | 16:01-16:15 | 0 | 1
|  | 7 | 30 | 16:16-16:30 | 0 | 1
|  | 7 | 30 | 16:31-16:45 | 0 | 1
|  | 7 | 30 | 16:46-17:00 | 0 | 1
|  | 7 | 30 | 17:01-17:15 | 0 | 1
|  | 7 | 30 | 17:16-17:30 | 0 | 1
|  | 7 | 30 | 17:31-17:45 | 0 | 1
|  | 7 | 30 | 17:46-18:00 | 0 | 1
|  | 7 | 30 | 18:01-18:15 | 0 | 1
|  | 7 | 30 | 18:16-18:30 | 0 | 1
|  | 7 | 30 | 18:31-18:45 | 0 | 1
|  | 7 | 30 | 18:46-19:00 | 0 | 1
|  | 7 | 30 | 19:01-19:15 | 0 | 1
|  | 7 | 30 | 19:16-19:30 | 0 | 1
|  | 7 | 30 | 19:31-19:45 | 0 | 1
|  | 7 | 30 | 19:46-20:00 | 0 | 1
|  | 7 | 30 | 20:01-20:15 | 0 | 1
|  | 7 | 30 | 20:16-20:30 | 0 | 1
|  | 7 | 30 | 20:31-20:45 | 0 | 1
|  | 7 | 30 | 20:46-21:00 | 0 | 1
|  | 7 | 30 | 21:01-21:15 | 0 | 1
|  | 7 | 30 | 21:16-21:30 | 0 | 1
|  | 7 | 30 | 21:31-21:45 | 0 | 1
|  | 7 | 30 | 21:46-22:00 | 0 | 1
|  | 7 | 30 | 22:01-22:15 | 0 | 1
|  | 7 | 30 | 22:16-22:30 | 0 | 1
|  | 7 | 30 | 22:31-22:45 | 0 | 1
|  | 7 | 30 | 22:46-23:00 | 0 | 1
|  | 7 | 30 | 23:01-23:15 | 0 | 1
|  | 7 | 30 | 23:16-23:30 | 0 | 1
|  | 7 | 30 | 23:31-23:45 | 0 | 1
|  | 7 | 30 | 23:46-24:00 | 0 | 1
|  | 7 | 31 | 00:01-00:15 | 1 | 1
|  | 7 | 31 | 00:16-00:30 | 1 | 1
|  | 7 | 31 | 00:31-00:45 | 1 | 1
|  | 7 | 31 | 00:46-01:00 | 1 | 1
|  | 7 | 31 | 01:01-01:15 | 1 | 1
|  | 7 | 31 | 01:16-01:30 | 1 | 1
|  | 7 | 31 | 01:31-01:45 | 1 | 1
|  | 7 | 31 | 01:46-02:00 | 1 | 1
|  | 7 | 31 | 02:01-02:15 | 1 | 1
|  | 7 | 31 | 02:16-02:30 | 1 | 1
|  | 7 | 31 | 02:31-02:45 | 1 | 1
|  | 7 | 31 | 02:46-03:00 | 1 | 1
|  | 7 | 31 | 03:01-03:15 | 1 | 1
|  | 7 | 31 | 03:16-03:30 | 1 | 1
|  | 7 | 31 | 03:31-03:45 | 1 | 1
|  | 7 | 31 | 03:46-04:00 | 1 | 1
|  | 7 | 31 | 04:01-04:15 | 1 | 1
|  | 7 | 31 | 04:16-04:30 | 1 | 1
|  | 7 | 31 | 04:31-04:45 | 1 | 1
|  | 7 | 31 | 04:46-05:00 | 1 | 1
|  | 7 | 31 | 05:01-05:15 | 1 | 1
|  | 7 | 31 | 05:16-05:30 | 1 | 1
|  | 7 | 31 | 05:31-05:45 | 1 | 1
|  | 7 | 31 | 05:46-06:00 | 1 | 1
|  | 7 | 31 | 06:01-06:15 | 1 | 1
|  | 7 | 31 | 06:16-06:30 | 1 | 1
|  | 7 | 31 | 06:31-06:45 | 1 | 1
|  | 7 | 31 | 06:46-07:00 | 1 | 1
|  | 7 | 31 | 07:01-07:15 | 1 | 1
|  | 7 | 31 | 07:16-07:30 | 1 | 1
|  | 7 | 31 | 07:31-07:45 | 1 | 1
|  | 7 | 31 | 07:46-08:00 | 1 | 1
|  | 7 | 31 | 08:01-08:15 | 1 | 1
|  | 7 | 31 | 08:16-08:30 | 1 | 1
|  | 7 | 31 | 08:31-08:45 | 1 | 1
|  | 7 | 31 | 08:46-09:00 | 1 | 1
|  | 7 | 31 | 09:01-09:15 | 1 | 1
|  | 7 | 31 | 09:16-09:30 | 1 | 1
|  | 7 | 31 | 09:31-09:45 | 1 | 1
|  | 7 | 31 | 09:46-10:00 | 1 | 1
|  | 7 | 31 | 10:01-10:15 | 1 | 1
|  | 7 | 31 | 10:16-10:30 | 1 | 1
|  | 7 | 31 | 10:31-10:45 | 1 | 1
|  | 7 | 31 | 10:46-11:00 | 1 | 1
|  | 7 | 31 | 11:01-11:15 | 1 | 1
|  | 7 | 31 | 11:16-11:30 | 1 | 1
|  | 7 | 31 | 11:31-11:45 | 1 | 1
|  | 7 | 31 | 11:46-12:00 | 1 | 1
|  | 7 | 31 | 12:01-12:15 | 1 | 1
|  | 7 | 31 | 12:16-12:30 | 1 | 1
|  | 7 | 31 | 12:31-12:45 | 1 | 1
|  | 7 | 31 | 12:46-13:00 | 1 | 1
|  | 7 | 31 | 13:01-13:15 | 1 | 1
|  | 7 | 31 | 13:16-13:30 | 1 | 1
|  | 7 | 31 | 13:31-13:45 | 1 | 1
|  | 7 | 31 | 13:46-14:00 | 1 | 1
|  | 7 | 31 | 14:01-14:15 | 1 | 1
|  | 7 | 31 | 14:16-14:30 | 1 | 1
|  | 7 | 31 | 14:31-14:45 | 1 | 1
|  | 7 | 31 | 14:46-15:00 | 1 | 1
|  | 7 | 31 | 15:01-15:15 | 1 | 1
|  | 7 | 31 | 15:16-15:30 | 1 | 1
|  | 7 | 31 | 15:31-15:45 | 1 | 1
|  | 7 | 31 | 15:46-16:00 | 1 | 1
|  | 7 | 31 | 16:01-16:15 | 1 | 1
|  | 7 | 31 | 16:16-16:30 | 1 | 1
|  | 7 | 31 | 16:31-16:45 | 1 | 1
|  | 7 | 31 | 16:46-17:00 | 1 | 1
|  | 7 | 31 | 17:01-17:15 | 1 | 1
|  | 7 | 31 | 17:16-17:30 | 1 | 1
|  | 7 | 31 | 17:31-17:45 | 1 | 1
|  | 7 | 31 | 17:46-18:00 | 1 | 1
|  | 7 | 31 | 18:01-18:15 | 1 | 1
|  | 7 | 31 | 18:16-18:30 | 1 | 1
|  | 7 | 31 | 18:31-18:45 | 1 | 1
|  | 7 | 31 | 18:46-19:00 | 1 | 1
|  | 7 | 31 | 19:01-19:15 | 1 | 1
|  | 7 | 31 | 19:16-19:30 | 1 | 1
|  | 7 | 31 | 19:31-19:45 | 1 | 1
|  | 7 | 31 | 19:46-20:00 | 1 | 1
|  | 7 | 31 | 20:01-20:15 | 1 | 1
|  | 7 | 31 | 20:16-20:30 | 1 | 1
|  | 7 | 31 | 20:31-20:45 | 1 | 1
|  | 7 | 31 | 20:46-21:00 | 1 | 1
|  | 7 | 31 | 21:01-21:15 | 1 | 1
|  | 7 | 31 | 21:16-21:30 | 1 | 1
|  | 7 | 31 | 21:31-21:45 | 1 | 1
|  | 7 | 31 | 21:46-22:00 | 1 | 1
|  | 7 | 31 | 22:01-22:15 | 1 | 1
|  | 7 | 31 | 22:16-22:30 | 1 | 1
|  | 7 | 31 | 22:31-22:45 | 1 | 1
|  | 7 | 31 | 22:46-23:00 | 1 | 1
|  | 7 | 31 | 23:01-23:15 | 1 | 1
|  | 7 | 31 | 23:16-23:30 | 1 | 1
|  | 7 | 31 | 23:31-23:45 | 1 | 1
|  | 7 | 31 | 23:46-24:00 | 1 | 1
|  | 8 | 1 | 00:01-00:15 | 1 | 1
|  | 8 | 1 | 00:16-00:30 | 1 | 1
|  | 8 | 1 | 00:31-00:45 | 1 | 1
|  | 8 | 1 | 00:46-01:00 | 1 | 1
|  | 8 | 1 | 01:01-01:15 | 1 | 1
|  | 8 | 1 | 01:16-01:30 | 1 | 1
|  | 8 | 1 | 01:31-01:45 | 1 | 1
|  | 8 | 1 | 01:46-02:00 | 1 | 1
|  | 8 | 1 | 02:01-02:15 | 1 | 1
|  | 8 | 1 | 02:16-02:30 | 1 | 1
|  | 8 | 1 | 02:31-02:45 | 1 | 1
|  | 8 | 1 | 02:46-03:00 | 1 | 1
|  | 8 | 1 | 03:01-03:15 | 1 | 1
|  | 8 | 1 | 03:16-03:30 | 1 | 1
|  | 8 | 1 | 03:31-03:45 | 1 | 1
|  | 8 | 1 | 03:46-04:00 | 1 | 1
|  | 8 | 1 | 04:01-04:15 | 1 | 1
|  | 8 | 1 | 04:16-04:30 | 1 | 1
|  | 8 | 1 | 04:31-04:45 | 1 | 1
|  | 8 | 1 | 04:46-05:00 | 1 | 1
|  | 8 | 1 | 05:01-05:15 | 1 | 1
|  | 8 | 1 | 05:16-05:30 | 1 | 1
|  | 8 | 1 | 05:31-05:45 | 1 | 1
|  | 8 | 1 | 05:46-06:00 | 1 | 1
|  | 8 | 1 | 06:01-06:15 | 1 | 1
|  | 8 | 1 | 06:16-06:30 | 1 | 1
|  | 8 | 1 | 06:31-06:45 | 1 | 1
|  | 8 | 1 | 06:46-07:00 | 1 | 1
|  | 8 | 1 | 07:01-07:15 | 1 | 1
|  | 8 | 1 | 07:16-07:30 | 1 | 1
|  | 8 | 1 | 07:31-07:45 | 1 | 1
|  | 8 | 1 | 07:46-08:00 | 1 | 1
|  | 8 | 1 | 08:01-08:15 | 1 | 1
|  | 8 | 1 | 08:16-08:30 | 1 | 1
|  | 8 | 1 | 08:31-08:45 | 1 | 1
|  | 8 | 1 | 08:46-09:00 | 1 | 1
|  | 8 | 1 | 09:01-09:15 | 1 | 1
|  | 8 | 1 | 09:16-09:30 | 1 | 1
|  | 8 | 1 | 09:31-09:45 | 1 | 1
|  | 8 | 1 | 09:46-10:00 | 1 | 1
|  | 8 | 1 | 10:01-10:15 | 1 | 1
|  | 8 | 1 | 10:16-10:30 | 1 | 1
|  | 8 | 1 | 10:31-10:45 | 1 | 1
|  | 8 | 1 | 10:46-11:00 | 1 | 1
|  | 8 | 1 | 11:01-11:15 | 1 | 1
|  | 8 | 1 | 11:16-11:30 | 1 | 1
|  | 8 | 1 | 11:31-11:45 | 1 | 1
|  | 8 | 1 | 11:46-12:00 | 1 | 1
|  | 8 | 1 | 12:01-12:15 | 1 | 1
|  | 8 | 1 | 12:16-12:30 | 1 | 1
|  | 8 | 1 | 12:31-12:45 | 1 | 1
|  | 8 | 1 | 12:46-13:00 | 1 | 1
|  | 8 | 1 | 13:01-13:15 | 1 | 1
|  | 8 | 1 | 13:16-13:30 | 1 | 1
|  | 8 | 1 | 13:31-13:45 | 1 | 1
|  | 8 | 1 | 13:46-14:00 | 1 | 1
|  | 8 | 1 | 14:01-14:15 | 1 | 1
|  | 8 | 1 | 14:16-14:30 | 1 | 1
|  | 8 | 1 | 14:31-14:45 | 1 | 1
|  | 8 | 1 | 14:46-15:00 | 1 | 1
|  | 8 | 1 | 15:01-15:15 | 1 | 1
|  | 8 | 1 | 15:16-15:30 | 1 | 1
|  | 8 | 1 | 15:31-15:45 | 1 | 1
|  | 8 | 1 | 15:46-16:00 | 1 | 1
|  | 8 | 1 | 16:01-16:15 | 1 | 1
|  | 8 | 1 | 16:16-16:30 | 1 | 1
|  | 8 | 1 | 16:31-16:45 | 1 | 1
|  | 8 | 1 | 16:46-17:00 | 1 | 1
|  | 8 | 1 | 17:01-17:15 | 1 | 1
|  | 8 | 1 | 17:16-17:30 | 1 | 1
|  | 8 | 1 | 17:31-17:45 | 1 | 1
|  | 8 | 1 | 17:46-18:00 | 1 | 1
|  | 8 | 1 | 18:01-18:15 | 1 | 1
|  | 8 | 1 | 18:16-18:30 | 1 | 1
|  | 8 | 1 | 18:31-18:45 | 1 | 1
|  | 8 | 1 | 18:46-19:00 | 1 | 1
|  | 8 | 1 | 19:01-19:15 | 1 | 1
|  | 8 | 1 | 19:16-19:30 | 1 | 1
|  | 8 | 1 | 19:31-19:45 | 1 | 1
|  | 8 | 1 | 19:46-20:00 | 1 | 1
|  | 8 | 1 | 20:01-20:15 | 1 | 1
|  | 8 | 1 | 20:16-20:30 | 1 | 1
|  | 8 | 1 | 20:31-20:45 | 1 | 1
|  | 8 | 1 | 20:46-21:00 | 1 | 1
|  | 8 | 1 | 21:01-21:15 | 1 | 1
|  | 8 | 1 | 21:16-21:30 | 1 | 1
|  | 8 | 1 | 21:31-21:45 | 1 | 1
|  | 8 | 1 | 21:46-22:00 | 1 | 1
|  | 8 | 1 | 22:01-22:15 | 1 | 1
|  | 8 | 1 | 22:16-22:30 | 1 | 1
|  | 8 | 1 | 22:31-22:45 | 1 | 1
|  | 8 | 1 | 22:46-23:00 | 1 | 1
|  | 8 | 1 | 23:01-23:15 | 1 | 1
|  | 8 | 1 | 23:16-23:30 | 1 | 1
|  | 8 | 1 | 23:31-23:45 | 1 | 1
|  | 8 | 1 | 23:46-24:00 | 1 | 1
|  | 8 | 2 | 00:01-00:15 | 1 | 1
|  | 8 | 2 | 00:16-00:30 | 1 | 1
|  | 8 | 2 | 00:31-00:45 | 1 | 1
|  | 8 | 2 | 00:46-01:00 | 1 | 1
|  | 8 | 2 | 01:01-01:15 | 1 | 1
|  | 8 | 2 | 01:16-01:30 | 1 | 1
|  | 8 | 2 | 01:31-01:45 | 1 | 1
|  | 8 | 2 | 01:46-02:00 | 1 | 1
|  | 8 | 2 | 02:01-02:15 | 1 | 1
|  | 8 | 2 | 02:16-02:30 | 1 | 1
|  | 8 | 2 | 02:31-02:45 | 1 | 1
|  | 8 | 2 | 02:46-03:00 | 1 | 1
|  | 8 | 2 | 03:01-03:15 | 1 | 1
|  | 8 | 2 | 03:16-03:30 | 1 | 1
|  | 8 | 2 | 03:31-03:45 | 1 | 1
|  | 8 | 2 | 03:46-04:00 | 1 | 1
|  | 8 | 2 | 04:01-04:15 | 1 | 1
|  | 8 | 2 | 04:16-04:30 | 1 | 1
|  | 8 | 2 | 04:31-04:45 | 1 | 1
|  | 8 | 2 | 04:46-05:00 | 1 | 1
|  | 8 | 2 | 05:01-05:15 | 1 | 1
|  | 8 | 2 | 05:16-05:30 | 1 | 1
|  | 8 | 2 | 05:31-05:45 | 1 | 1
|  | 8 | 2 | 05:46-06:00 | 1 | 1
|  | 8 | 2 | 06:01-06:15 | 1 | 1
|  | 8 | 2 | 06:16-06:30 | 1 | 1
|  | 8 | 2 | 06:31-06:45 | 1 | 1
|  | 8 | 2 | 06:46-07:00 | 1 | 1
|  | 8 | 2 | 07:01-07:15 | 1 | 1
|  | 8 | 2 | 07:16-07:30 | 1 | 1
|  | 8 | 2 | 07:31-07:45 | 1 | 1
|  | 8 | 2 | 07:46-08:00 | 1 | 1
|  | 8 | 2 | 08:01-08:15 | 1 | 1
|  | 8 | 2 | 08:16-08:30 | 1 | 1
|  | 8 | 2 | 08:31-08:45 | 1 | 1
|  | 8 | 2 | 08:46-09:00 | 1 | 1
|  | 8 | 2 | 09:01-09:15 | 1 | 1
|  | 8 | 2 | 09:16-09:30 | 1 | 1
|  | 8 | 2 | 09:31-09:45 | 1 | 1
|  | 8 | 2 | 09:46-10:00 | 1 | 1
|  | 8 | 2 | 10:01-10:15 | 1 | 1
|  | 8 | 2 | 10:16-10:30 | 1 | 1
|  | 8 | 2 | 10:31-10:45 | 1 | 1
|  | 8 | 2 | 10:46-11:00 | 1 | 1
|  | 8 | 2 | 11:01-11:15 | 1 | 1
|  | 8 | 2 | 11:16-11:30 | 1 | 1
|  | 8 | 2 | 11:31-11:45 | 1 | 1
|  | 8 | 2 | 11:46-12:00 | 1 | 1
|  | 8 | 2 | 12:01-12:15 | 1 | 1
|  | 8 | 2 | 12:16-12:30 | 1 | 1
|  | 8 | 2 | 12:31-12:45 | 1 | 1
|  | 8 | 2 | 12:46-13:00 | 1 | 1
|  | 8 | 2 | 13:01-13:15 | 1 | 1
|  | 8 | 2 | 13:16-13:30 | 1 | 1
|  | 8 | 2 | 13:31-13:45 | 1 | 1
|  | 8 | 2 | 13:46-14:00 | 1 | 1
|  | 8 | 2 | 14:01-14:15 | 1 | 1
|  | 8 | 2 | 14:16-14:30 | 1 | 1
|  | 8 | 2 | 14:31-14:45 | 1 | 1
|  | 8 | 2 | 14:46-15:00 | 1 | 1
|  | 8 | 2 | 15:01-15:15 | 1 | 1
|  | 8 | 2 | 15:16-15:30 | 1 | 1
|  | 8 | 2 | 15:31-15:45 | 1 | 1
|  | 8 | 2 | 15:46-16:00 | 1 | 1
|  | 8 | 2 | 16:01-16:15 | 1 | 1
|  | 8 | 2 | 16:16-16:30 | 1 | 1
|  | 8 | 2 | 16:31-16:45 | 1 | 1
|  | 8 | 2 | 16:46-17:00 | 1 | 1
|  | 8 | 2 | 17:01-17:15 | 1 | 1
|  | 8 | 2 | 17:16-17:30 | 1 | 1
|  | 8 | 2 | 17:31-17:45 | 1 | 1
|  | 8 | 2 | 17:46-18:00 | 1 | 1
|  | 8 | 2 | 18:01-18:15 | 1 | 1
|  | 8 | 2 | 18:16-18:30 | 1 | 1
|  | 8 | 2 | 18:31-18:45 | 1 | 1
|  | 8 | 2 | 18:46-19:00 | 1 | 1
|  | 8 | 2 | 19:01-19:15 | 1 | 1
|  | 8 | 2 | 19:16-19:30 | 1 | 1
|  | 8 | 2 | 19:31-19:45 | 1 | 1
|  | 8 | 2 | 19:46-20:00 | 1 | 1
|  | 8 | 2 | 20:01-20:15 | 1 | 1
|  | 8 | 2 | 20:16-20:30 | 1 | 1
|  | 8 | 2 | 20:31-20:45 | 1 | 1
|  | 8 | 2 | 20:46-21:00 | 1 | 1
|  | 8 | 2 | 21:01-21:15 | 1 | 1
|  | 8 | 2 | 21:16-21:30 | 1 | 1
|  | 8 | 2 | 21:31-21:45 | 1 | 1
|  | 8 | 2 | 21:46-22:00 | 1 | 1
|  | 8 | 2 | 22:01-22:15 | 1 | 1
|  | 8 | 2 | 22:16-22:30 | 1 | 1
|  | 8 | 2 | 22:31-22:45 | 1 | 1
|  | 8 | 2 | 22:46-23:00 | 1 | 1
|  | 8 | 2 | 23:01-23:15 | 1 | 1
|  | 8 | 2 | 23:16-23:30 | 1 | 1
|  | 8 | 2 | 23:31-23:45 | 1 | 1
|  | 8 | 2 | 23:46-24:00 | 1 | 1
|  | 8 | 3 | 00:01-00:15 | 1 | 1
|  | 8 | 3 | 00:16-00:30 | 1 | 1
|  | 8 | 3 | 00:31-00:45 | 1 | 1
|  | 8 | 3 | 00:46-01:00 | 1 | 1
|  | 8 | 3 | 01:01-01:15 | 1 | 1
|  | 8 | 3 | 01:16-01:30 | 1 | 1
|  | 8 | 3 | 01:31-01:45 | 1 | 1
|  | 8 | 3 | 01:46-02:00 | 1 | 1
|  | 8 | 3 | 02:01-02:15 | 1 | 1
|  | 8 | 3 | 02:16-02:30 | 1 | 1
|  | 8 | 3 | 02:31-02:45 | 1 | 1
|  | 8 | 3 | 02:46-03:00 | 1 | 1
|  | 8 | 3 | 03:01-03:15 | 1 | 1
|  | 8 | 3 | 03:16-03:30 | 1 | 1
|  | 8 | 3 | 03:31-03:45 | 1 | 1
|  | 8 | 3 | 03:46-04:00 | 1 | 1
|  | 8 | 3 | 04:01-04:15 | 1 | 1
|  | 8 | 3 | 04:16-04:30 | 1 | 1
|  | 8 | 3 | 04:31-04:45 | 1 | 1
|  | 8 | 3 | 04:46-05:00 | 1 | 1
|  | 8 | 3 | 05:01-05:15 | 1 | 1
|  | 8 | 3 | 05:16-05:30 | 1 | 1
|  | 8 | 3 | 05:31-05:45 | 1 | 1
|  | 8 | 3 | 05:46-06:00 | 1 | 1
|  | 8 | 3 | 06:01-06:15 | 1 | 1
|  | 8 | 3 | 06:16-06:30 | 1 | 1
|  | 8 | 3 | 06:31-06:45 | 1 | 1
|  | 8 | 3 | 06:46-07:00 | 1 | 1
|  | 8 | 3 | 07:01-07:15 | 1 | 1
|  | 8 | 3 | 07:16-07:30 | 1 | 1
|  | 8 | 3 | 07:31-07:45 | 1 | 1
|  | 8 | 3 | 07:46-08:00 | 1 | 1
|  | 8 | 3 | 08:01-08:15 | 1 | 1
|  | 8 | 3 | 08:16-08:30 | 1 | 1
|  | 8 | 3 | 08:31-08:45 | 1 | 1
|  | 8 | 3 | 08:46-09:00 | 1 | 1
|  | 8 | 3 | 09:01-09:15 | 1 | 1
|  | 8 | 3 | 09:16-09:30 | 1 | 1
|  | 8 | 3 | 09:31-09:45 | 1 | 1
|  | 8 | 3 | 09:46-10:00 | 1 | 1
|  | 8 | 3 | 10:01-10:15 | 1 | 1
|  | 8 | 3 | 10:16-10:30 | 1 | 1
|  | 8 | 3 | 10:31-10:45 | 1 | 1
|  | 8 | 3 | 10:46-11:00 | 1 | 1
|  | 8 | 3 | 11:01-11:15 | 1 | 1
|  | 8 | 3 | 11:16-11:30 | 1 | 1
|  | 8 | 3 | 11:31-11:45 | 1 | 1
|  | 8 | 3 | 11:46-12:00 | 1 | 1
|  | 8 | 3 | 12:01-12:15 | 1 | 1
|  | 8 | 3 | 12:16-12:30 | 1 | 1
|  | 8 | 3 | 12:31-12:45 | 1 | 1
|  | 8 | 3 | 12:46-13:00 | 1 | 1
|  | 8 | 3 | 13:01-13:15 | 1 | 1
|  | 8 | 3 | 13:16-13:30 | 1 | 1
|  | 8 | 3 | 13:31-13:45 | 1 | 1
|  | 8 | 3 | 13:46-14:00 | 1 | 1
|  | 8 | 3 | 14:01-14:15 | 1 | 1
|  | 8 | 3 | 14:16-14:30 | 1 | 1
|  | 8 | 3 | 14:31-14:45 | 1 | 1
|  | 8 | 3 | 14:46-15:00 | 1 | 1
|  | 8 | 3 | 15:01-15:15 | 1 | 1
|  | 8 | 3 | 15:16-15:30 | 1 | 1
|  | 8 | 3 | 15:31-15:45 | 1 | 1
|  | 8 | 3 | 15:46-16:00 | 1 | 1
|  | 8 | 3 | 16:01-16:15 | 1 | 1
|  | 8 | 3 | 16:16-16:30 | 1 | 1
|  | 8 | 3 | 16:31-16:45 | 1 | 1
|  | 8 | 3 | 16:46-17:00 | 1 | 1
|  | 8 | 3 | 17:01-17:15 | 1 | 1
|  | 8 | 3 | 17:16-17:30 | 1 | 1
|  | 8 | 3 | 17:31-17:45 | 1 | 1
|  | 8 | 3 | 17:46-18:00 | 1 | 1
|  | 8 | 3 | 18:01-18:15 | 1 | 1
|  | 8 | 3 | 18:16-18:30 | 1 | 1
|  | 8 | 3 | 18:31-18:45 | 1 | 1
|  | 8 | 3 | 18:46-19:00 | 1 | 1
|  | 8 | 3 | 19:01-19:15 | 1 | 1
|  | 8 | 3 | 19:16-19:30 | 1 | 1
|  | 8 | 3 | 19:31-19:45 | 1 | 1
|  | 8 | 3 | 19:46-20:00 | 1 | 1
|  | 8 | 3 | 20:01-20:15 | 1 | 1
|  | 8 | 3 | 20:16-20:30 | 1 | 1
|  | 8 | 3 | 20:31-20:45 | 1 | 1
|  | 8 | 3 | 20:46-21:00 | 1 | 1
|  | 8 | 3 | 21:01-21:15 | 1 | 1
|  | 8 | 3 | 21:16-21:30 | 1 | 1
|  | 8 | 3 | 21:31-21:45 | 1 | 1
|  | 8 | 3 | 21:46-22:00 | 1 | 1
|  | 8 | 3 | 22:01-22:15 | 1 | 1
|  | 8 | 3 | 22:16-22:30 | 1 | 1
|  | 8 | 3 | 22:31-22:45 | 1 | 1
|  | 8 | 3 | 22:46-23:00 | 1 | 1
|  | 8 | 3 | 23:01-23:15 | 1 | 1
|  | 8 | 3 | 23:16-23:30 | 1 | 1
|  | 8 | 3 | 23:31-23:45 | 1 | 1
|  | 8 | 3 | 23:46-24:00 | 1 | 1
|  | 8 | 4 | 00:01-00:15 | 1 | 1
|  | 8 | 4 | 00:16-00:30 | 1 | 1
|  | 8 | 4 | 00:31-00:45 | 1 | 1
|  | 8 | 4 | 00:46-01:00 | 1 | 1
|  | 8 | 4 | 01:01-01:15 | 1 | 1
|  | 8 | 4 | 01:16-01:30 | 1 | 1
|  | 8 | 4 | 01:31-01:45 | 1 | 1
|  | 8 | 4 | 01:46-02:00 | 1 | 1
|  | 8 | 4 | 02:01-02:15 | 1 | 1
|  | 8 | 4 | 02:16-02:30 | 1 | 1
|  | 8 | 4 | 02:31-02:45 | 1 | 1
|  | 8 | 4 | 02:46-03:00 | 1 | 1
|  | 8 | 4 | 03:01-03:15 | 1 | 1
|  | 8 | 4 | 03:16-03:30 | 1 | 1
|  | 8 | 4 | 03:31-03:45 | 1 | 1
|  | 8 | 4 | 03:46-04:00 | 1 | 1
|  | 8 | 4 | 04:01-04:15 | 1 | 1
|  | 8 | 4 | 04:16-04:30 | 1 | 1
|  | 8 | 4 | 04:31-04:45 | 1 | 1
|  | 8 | 4 | 04:46-05:00 | 1 | 1
|  | 8 | 4 | 05:01-05:15 | 1 | 1
|  | 8 | 4 | 05:16-05:30 | 1 | 1
|  | 8 | 4 | 05:31-05:45 | 1 | 1
|  | 8 | 4 | 05:46-06:00 | 1 | 1
|  | 8 | 4 | 06:01-06:15 | 1 | 1
|  | 8 | 4 | 06:16-06:30 | 1 | 1
|  | 8 | 4 | 06:31-06:45 | 1 | 1
|  | 8 | 4 | 06:46-07:00 | 1 | 1
|  | 8 | 4 | 07:01-07:15 | 1 | 1
|  | 8 | 4 | 07:16-07:30 | 1 | 1
|  | 8 | 4 | 07:31-07:45 | 1 | 1
|  | 8 | 4 | 07:46-08:00 | 1 | 1
|  | 8 | 4 | 08:01-08:15 | 1 | 1
|  | 8 | 4 | 08:16-08:30 | 1 | 1
|  | 8 | 4 | 08:31-08:45 | 1 | 1
|  | 8 | 4 | 08:46-09:00 | 1 | 1
|  | 8 | 4 | 09:01-09:15 | 1 | 1
|  | 8 | 4 | 09:16-09:30 | 1 | 1
|  | 8 | 4 | 09:31-09:45 | 1 | 1
|  | 8 | 4 | 09:46-10:00 | 1 | 1
|  | 8 | 4 | 10:01-10:15 | 1 | 1
|  | 8 | 4 | 10:16-10:30 | 1 | 1
|  | 8 | 4 | 10:31-10:45 | 1 | 1
|  | 8 | 4 | 10:46-11:00 | 1 | 1
|  | 8 | 4 | 11:01-11:15 | 1 | 1
|  | 8 | 4 | 11:16-11:30 | 1 | 1
|  | 8 | 4 | 11:31-11:45 | 1 | 1
|  | 8 | 4 | 11:46-12:00 | 1 | 1
|  | 8 | 4 | 12:01-12:15 | 1 | 1
|  | 8 | 4 | 12:16-12:30 | 1 | 1
|  | 8 | 4 | 12:31-12:45 | 1 | 1
|  | 8 | 4 | 12:46-13:00 | 1 | 1
|  | 8 | 4 | 13:01-13:15 | 1 | 1
|  | 8 | 4 | 13:16-13:30 | 1 | 1
|  | 8 | 4 | 13:31-13:45 | 1 | 1
|  | 8 | 4 | 13:46-14:00 | 1 | 1
|  | 8 | 4 | 14:01-14:15 | 1 | 1
|  | 8 | 4 | 14:16-14:30 | 1 | 1
|  | 8 | 4 | 14:31-14:45 | 1 | 1
|  | 8 | 4 | 14:46-15:00 | 1 | 1
|  | 8 | 4 | 15:01-15:15 | 1 | 1
|  | 8 | 4 | 15:16-15:30 | 1 | 1
|  | 8 | 4 | 15:31-15:45 | 1 | 1
|  | 8 | 4 | 15:46-16:00 | 1 | 1
|  | 8 | 4 | 16:01-16:15 | 1 | 1
|  | 8 | 4 | 16:16-16:30 | 1 | 1
|  | 8 | 4 | 16:31-16:45 | 1 | 1
|  | 8 | 4 | 16:46-17:00 | 1 | 1
|  | 8 | 4 | 17:01-17:15 | 1 | 1
|  | 8 | 4 | 17:16-17:30 | 1 | 1
|  | 8 | 4 | 17:31-17:45 | 1 | 1
|  | 8 | 4 | 17:46-18:00 | 1 | 1
|  | 8 | 4 | 18:01-18:15 | 1 | 1
|  | 8 | 4 | 18:16-18:30 | 1 | 1
|  | 8 | 4 | 18:31-18:45 | 1 | 1
|  | 8 | 4 | 18:46-19:00 | 1 | 1
|  | 8 | 4 | 19:01-19:15 | 1 | 1
|  | 8 | 4 | 19:16-19:30 | 1 | 1
|  | 8 | 4 | 19:31-19:45 | 1 | 1
|  | 8 | 4 | 19:46-20:00 | 1 | 1
|  | 8 | 4 | 20:01-20:15 | 1 | 1
|  | 8 | 4 | 20:16-20:30 | 1 | 1
|  | 8 | 4 | 20:31-20:45 | 1 | 1
|  | 8 | 4 | 20:46-21:00 | 1 | 1
|  | 8 | 4 | 21:01-21:15 | 1 | 1
|  | 8 | 4 | 21:16-21:30 | 1 | 1
|  | 8 | 4 | 21:31-21:45 | 1 | 1
|  | 8 | 4 | 21:46-22:00 | 1 | 1
|  | 8 | 4 | 22:01-22:15 | 1 | 1
|  | 8 | 4 | 22:16-22:30 | 1 | 1
|  | 8 | 4 | 22:31-22:45 | 1 | 1
|  | 8 | 4 | 22:46-23:00 | 1 | 1
|  | 8 | 4 | 23:01-23:15 | 1 | 1
|  | 8 | 4 | 23:16-23:30 | 1 | 1
|  | 8 | 4 | 23:31-23:45 | 1 | 1
|  | 8 | 4 | 23:46-24:00 | 1 | 1
|  | 8 | 5 | 00:01-00:15 | 0 | 1
|  | 8 | 5 | 00:16-00:30 | 0 | 1
|  | 8 | 5 | 00:31-00:45 | 0 | 1
|  | 8 | 5 | 00:46-01:00 | 0 | 1
|  | 8 | 5 | 01:01-01:15 | 0 | 1
|  | 8 | 5 | 01:16-01:30 | 0 | 1
|  | 8 | 5 | 01:31-01:45 | 0 | 1
|  | 8 | 5 | 01:46-02:00 | 0 | 1
|  | 8 | 5 | 02:01-02:15 | 0 | 1
|  | 8 | 5 | 02:16-02:30 | 0 | 1
|  | 8 | 5 | 02:31-02:45 | 0 | 1
|  | 8 | 5 | 02:46-03:00 | 0 | 1
|  | 8 | 5 | 03:01-03:15 | 0 | 1
|  | 8 | 5 | 03:16-03:30 | 0 | 1
|  | 8 | 5 | 03:31-03:45 | 0 | 1
|  | 8 | 5 | 03:46-04:00 | 0 | 1
|  | 8 | 5 | 04:01-04:15 | 0 | 1
|  | 8 | 5 | 04:16-04:30 | 0 | 1
|  | 8 | 5 | 04:31-04:45 | 0 | 1
|  | 8 | 5 | 04:46-05:00 | 0 | 1
|  | 8 | 5 | 05:01-05:15 | 0 | 1
|  | 8 | 5 | 05:16-05:30 | 0 | 1
|  | 8 | 5 | 05:31-05:45 | 0 | 1
|  | 8 | 5 | 05:46-06:00 | 0 | 1
|  | 8 | 5 | 06:01-06:15 | 0 | 1
|  | 8 | 5 | 06:16-06:30 | 0 | 1
|  | 8 | 5 | 06:31-06:45 | 0 | 1
|  | 8 | 5 | 06:46-07:00 | 0 | 1
|  | 8 | 5 | 07:01-07:15 | 0 | 1
|  | 8 | 5 | 07:16-07:30 | 0 | 1
|  | 8 | 5 | 07:31-07:45 | 0 | 1
|  | 8 | 5 | 07:46-08:00 | 0 | 1
|  | 8 | 5 | 08:01-08:15 | 0 | 1
|  | 8 | 5 | 08:16-08:30 | 0 | 1
|  | 8 | 5 | 08:31-08:45 | 0 | 1
|  | 8 | 5 | 08:46-09:00 | 0 | 1
|  | 8 | 5 | 09:01-09:15 | 0 | 1
|  | 8 | 5 | 09:16-09:30 | 0 | 1
|  | 8 | 5 | 09:31-09:45 | 0 | 1
|  | 8 | 5 | 09:46-10:00 | 0 | 1
|  | 8 | 5 | 10:01-10:15 | 0 | 1
|  | 8 | 5 | 10:16-10:30 | 0 | 1
|  | 8 | 5 | 10:31-10:45 | 0 | 1
|  | 8 | 5 | 10:46-11:00 | 0 | 1
|  | 8 | 5 | 11:01-11:15 | 0 | 1
|  | 8 | 5 | 11:16-11:30 | 0 | 1
|  | 8 | 5 | 11:31-11:45 | 0 | 1
|  | 8 | 5 | 11:46-12:00 | 0 | 1
|  | 8 | 5 | 12:01-12:15 | 0 | 1
|  | 8 | 5 | 12:16-12:30 | 0 | 1
|  | 8 | 5 | 12:31-12:45 | 0 | 1
|  | 8 | 5 | 12:46-13:00 | 0 | 1
|  | 8 | 5 | 13:01-13:15 | 0 | 1
|  | 8 | 5 | 13:16-13:30 | 0 | 1
|  | 8 | 5 | 13:31-13:45 | 0 | 1
|  | 8 | 5 | 13:46-14:00 | 0 | 1
|  | 8 | 5 | 14:01-14:15 | 0 | 1
|  | 8 | 5 | 14:16-14:30 | 0 | 1
|  | 8 | 5 | 14:31-14:45 | 0 | 1
|  | 8 | 5 | 14:46-15:00 | 0 | 1
|  | 8 | 5 | 15:01-15:15 | 0 | 1
|  | 8 | 5 | 15:16-15:30 | 0 | 1
|  | 8 | 5 | 15:31-15:45 | 0 | 1
|  | 8 | 5 | 15:46-16:00 | 0 | 1
|  | 8 | 5 | 16:01-16:15 | 0 | 1
|  | 8 | 5 | 16:16-16:30 | 0 | 1
|  | 8 | 5 | 16:31-16:45 | 0 | 1
|  | 8 | 5 | 16:46-17:00 | 0 | 1
|  | 8 | 5 | 17:01-17:15 | 0 | 1
|  | 8 | 5 | 17:16-17:30 | 0 | 1
|  | 8 | 5 | 17:31-17:45 | 0 | 1
|  | 8 | 5 | 17:46-18:00 | 0 | 1
|  | 8 | 5 | 18:01-18:15 | 0 | 1
|  | 8 | 5 | 18:16-18:30 | 0 | 1
|  | 8 | 5 | 18:31-18:45 | 0 | 1
|  | 8 | 5 | 18:46-19:00 | 0 | 1
|  | 8 | 5 | 19:01-19:15 | 0 | 1
|  | 8 | 5 | 19:16-19:30 | 0 | 1
|  | 8 | 5 | 19:31-19:45 | 0 | 1
|  | 8 | 5 | 19:46-20:00 | 0 | 1
|  | 8 | 5 | 20:01-20:15 | 0 | 1
|  | 8 | 5 | 20:16-20:30 | 0 | 1
|  | 8 | 5 | 20:31-20:45 | 0 | 1
|  | 8 | 5 | 20:46-21:00 | 0 | 1
|  | 8 | 5 | 21:01-21:15 | 0 | 1
|  | 8 | 5 | 21:16-21:30 | 0 | 1
|  | 8 | 5 | 21:31-21:45 | 0 | 1
|  | 8 | 5 | 21:46-22:00 | 0 | 1
|  | 8 | 5 | 22:01-22:15 | 0 | 1
|  | 8 | 5 | 22:16-22:30 | 0 | 1
|  | 8 | 5 | 22:31-22:45 | 0 | 1
|  | 8 | 5 | 22:46-23:00 | 0 | 1
|  | 8 | 5 | 23:01-23:15 | 0 | 1
|  | 8 | 5 | 23:16-23:30 | 0 | 1
|  | 8 | 5 | 23:31-23:45 | 0 | 1
|  | 8 | 5 | 23:46-24:00 | 0 | 1
|  | 8 | 6 | 00:01-00:15 | 0 | 1
|  | 8 | 6 | 00:16-00:30 | 0 | 1
|  | 8 | 6 | 00:31-00:45 | 0 | 1
|  | 8 | 6 | 00:46-01:00 | 0 | 1
|  | 8 | 6 | 01:01-01:15 | 0 | 1
|  | 8 | 6 | 01:16-01:30 | 0 | 1
|  | 8 | 6 | 01:31-01:45 | 0 | 1
|  | 8 | 6 | 01:46-02:00 | 0 | 1
|  | 8 | 6 | 02:01-02:15 | 0 | 1
|  | 8 | 6 | 02:16-02:30 | 0 | 1
|  | 8 | 6 | 02:31-02:45 | 0 | 1
|  | 8 | 6 | 02:46-03:00 | 0 | 1
|  | 8 | 6 | 03:01-03:15 | 0 | 1
|  | 8 | 6 | 03:16-03:30 | 0 | 1
|  | 8 | 6 | 03:31-03:45 | 0 | 1
|  | 8 | 6 | 03:46-04:00 | 0 | 1
|  | 8 | 6 | 04:01-04:15 | 0 | 1
|  | 8 | 6 | 04:16-04:30 | 0 | 1
|  | 8 | 6 | 04:31-04:45 | 0 | 1
|  | 8 | 6 | 04:46-05:00 | 0 | 1
|  | 8 | 6 | 05:01-05:15 | 0 | 1
|  | 8 | 6 | 05:16-05:30 | 0 | 1
|  | 8 | 6 | 05:31-05:45 | 0 | 1
|  | 8 | 6 | 05:46-06:00 | 0 | 1
|  | 8 | 6 | 06:01-06:15 | 0 | 1
|  | 8 | 6 | 06:16-06:30 | 0 | 1
|  | 8 | 6 | 06:31-06:45 | 0 | 1
|  | 8 | 6 | 06:46-07:00 | 0 | 1
|  | 8 | 6 | 07:01-07:15 | 0 | 1
|  | 8 | 6 | 07:16-07:30 | 0 | 1
|  | 8 | 6 | 07:31-07:45 | 0 | 1
|  | 8 | 6 | 07:46-08:00 | 0 | 1
|  | 8 | 6 | 08:01-08:15 | 0 | 1
|  | 8 | 6 | 08:16-08:30 | 0 | 1
|  | 8 | 6 | 08:31-08:45 | 0 | 1
|  | 8 | 6 | 08:46-09:00 | 0 | 1
|  | 8 | 6 | 09:01-09:15 | 0 | 1
|  | 8 | 6 | 09:16-09:30 | 0 | 1
|  | 8 | 6 | 09:31-09:45 | 0 | 1
|  | 8 | 6 | 09:46-10:00 | 0 | 1
|  | 8 | 6 | 10:01-10:15 | 0 | 1
|  | 8 | 6 | 10:16-10:30 | 0 | 1
|  | 8 | 6 | 10:31-10:45 | 0 | 1
|  | 8 | 6 | 10:46-11:00 | 0 | 1
|  | 8 | 6 | 11:01-11:15 | 0 | 1
|  | 8 | 6 | 11:16-11:30 | 0 | 1
|  | 8 | 6 | 11:31-11:45 | 0 | 1
|  | 8 | 6 | 11:46-12:00 | 0 | 1
|  | 8 | 6 | 12:01-12:15 | 0 | 1
|  | 8 | 6 | 12:16-12:30 | 0 | 1
|  | 8 | 6 | 12:31-12:45 | 0 | 1
|  | 8 | 6 | 12:46-13:00 | 0 | 1
|  | 8 | 6 | 13:01-13:15 | 0 | 1
|  | 8 | 6 | 13:16-13:30 | 0 | 1
|  | 8 | 6 | 13:31-13:45 | 0 | 1
|  | 8 | 6 | 13:46-14:00 | 0 | 1
|  | 8 | 6 | 14:01-14:15 | 0 | 1
|  | 8 | 6 | 14:16-14:30 | 0 | 1
|  | 8 | 6 | 14:31-14:45 | 0 | 1
|  | 8 | 6 | 14:46-15:00 | 0 | 1
|  | 8 | 6 | 15:01-15:15 | 0 | 1
|  | 8 | 6 | 15:16-15:30 | 0 | 1
|  | 8 | 6 | 15:31-15:45 | 0 | 1
|  | 8 | 6 | 15:46-16:00 | 0 | 1
|  | 8 | 6 | 16:01-16:15 | 0 | 1
|  | 8 | 6 | 16:16-16:30 | 0 | 1
|  | 8 | 6 | 16:31-16:45 | 0 | 1
|  | 8 | 6 | 16:46-17:00 | 0 | 1
|  | 8 | 6 | 17:01-17:15 | 0 | 1
|  | 8 | 6 | 17:16-17:30 | 0 | 1
|  | 8 | 6 | 17:31-17:45 | 0 | 1
|  | 8 | 6 | 17:46-18:00 | 0 | 1
|  | 8 | 6 | 18:01-18:15 | 0 | 1
|  | 8 | 6 | 18:16-18:30 | 0 | 1
|  | 8 | 6 | 18:31-18:45 | 0 | 1
|  | 8 | 6 | 18:46-19:00 | 0 | 1
|  | 8 | 6 | 19:01-19:15 | 0 | 1
|  | 8 | 6 | 19:16-19:30 | 0 | 1
|  | 8 | 6 | 19:31-19:45 | 0 | 1
|  | 8 | 6 | 19:46-20:00 | 0 | 1
|  | 8 | 6 | 20:01-20:15 | 0 | 1
|  | 8 | 6 | 20:16-20:30 | 0 | 1
|  | 8 | 6 | 20:31-20:45 | 0 | 1
|  | 8 | 6 | 20:46-21:00 | 0 | 1
|  | 8 | 6 | 21:01-21:15 | 0 | 1
|  | 8 | 6 | 21:16-21:30 | 0 | 1
|  | 8 | 6 | 21:31-21:45 | 0 | 1
|  | 8 | 6 | 21:46-22:00 | 0 | 1
|  | 8 | 6 | 22:01-22:15 | 0 | 1
|  | 8 | 6 | 22:16-22:30 | 0 | 1
|  | 8 | 6 | 22:31-22:45 | 0 | 1
|  | 8 | 6 | 22:46-23:00 | 0 | 1
|  | 8 | 6 | 23:01-23:15 | 0 | 1
|  | 8 | 6 | 23:16-23:30 | 0 | 1
|  | 8 | 6 | 23:31-23:45 | 0 | 1
|  | 8 | 6 | 23:46-24:00 | 0 | 1
|  | 8 | 7 | 00:01-00:15 | 1 | 1
|  | 8 | 7 | 00:16-00:30 | 1 | 1
|  | 8 | 7 | 00:31-00:45 | 1 | 1
|  | 8 | 7 | 00:46-01:00 | 1 | 1
|  | 8 | 7 | 01:01-01:15 | 1 | 1
|  | 8 | 7 | 01:16-01:30 | 1 | 1
|  | 8 | 7 | 01:31-01:45 | 1 | 1
|  | 8 | 7 | 01:46-02:00 | 1 | 1
|  | 8 | 7 | 02:01-02:15 | 1 | 1
|  | 8 | 7 | 02:16-02:30 | 1 | 1
|  | 8 | 7 | 02:31-02:45 | 1 | 1
|  | 8 | 7 | 02:46-03:00 | 1 | 1
|  | 8 | 7 | 03:01-03:15 | 1 | 1
|  | 8 | 7 | 03:16-03:30 | 1 | 1
|  | 8 | 7 | 03:31-03:45 | 1 | 1
|  | 8 | 7 | 03:46-04:00 | 1 | 1
|  | 8 | 7 | 04:01-04:15 | 1 | 1
|  | 8 | 7 | 04:16-04:30 | 1 | 1
|  | 8 | 7 | 04:31-04:45 | 1 | 1
|  | 8 | 7 | 04:46-05:00 | 1 | 1
|  | 8 | 7 | 05:01-05:15 | 1 | 1
|  | 8 | 7 | 05:16-05:30 | 1 | 1
|  | 8 | 7 | 05:31-05:45 | 1 | 1
|  | 8 | 7 | 05:46-06:00 | 1 | 1
|  | 8 | 7 | 06:01-06:15 | 1 | 1
|  | 8 | 7 | 06:16-06:30 | 1 | 1
|  | 8 | 7 | 06:31-06:45 | 1 | 1
|  | 8 | 7 | 06:46-07:00 | 1 | 1
|  | 8 | 7 | 07:01-07:15 | 1 | 1
|  | 8 | 7 | 07:16-07:30 | 1 | 1
|  | 8 | 7 | 07:31-07:45 | 1 | 1
|  | 8 | 7 | 07:46-08:00 | 1 | 1
|  | 8 | 7 | 08:01-08:15 | 1 | 1
|  | 8 | 7 | 08:16-08:30 | 1 | 1
|  | 8 | 7 | 08:31-08:45 | 1 | 1
|  | 8 | 7 | 08:46-09:00 | 1 | 1
|  | 8 | 7 | 09:01-09:15 | 1 | 1
|  | 8 | 7 | 09:16-09:30 | 1 | 1
|  | 8 | 7 | 09:31-09:45 | 1 | 1
|  | 8 | 7 | 09:46-10:00 | 1 | 1
|  | 8 | 7 | 10:01-10:15 | 1 | 1
|  | 8 | 7 | 10:16-10:30 | 1 | 1
|  | 8 | 7 | 10:31-10:45 | 1 | 1
|  | 8 | 7 | 10:46-11:00 | 1 | 1
|  | 8 | 7 | 11:01-11:15 | 1 | 1
|  | 8 | 7 | 11:16-11:30 | 1 | 1
|  | 8 | 7 | 11:31-11:45 | 1 | 1
|  | 8 | 7 | 11:46-12:00 | 1 | 1
|  | 8 | 7 | 12:01-12:15 | 1 | 1
|  | 8 | 7 | 12:16-12:30 | 1 | 1
|  | 8 | 7 | 12:31-12:45 | 1 | 1
|  | 8 | 7 | 12:46-13:00 | 1 | 1
|  | 8 | 7 | 13:01-13:15 | 1 | 1
|  | 8 | 7 | 13:16-13:30 | 1 | 1
|  | 8 | 7 | 13:31-13:45 | 1 | 1
|  | 8 | 7 | 13:46-14:00 | 1 | 1
|  | 8 | 7 | 14:01-14:15 | 1 | 1
|  | 8 | 7 | 14:16-14:30 | 1 | 1
|  | 8 | 7 | 14:31-14:45 | 1 | 1
|  | 8 | 7 | 14:46-15:00 | 1 | 1
|  | 8 | 7 | 15:01-15:15 | 1 | 1
|  | 8 | 7 | 15:16-15:30 | 1 | 1
|  | 8 | 7 | 15:31-15:45 | 1 | 1
|  | 8 | 7 | 15:46-16:00 | 1 | 1
|  | 8 | 7 | 16:01-16:15 | 1 | 1
|  | 8 | 7 | 16:16-16:30 | 1 | 1
|  | 8 | 7 | 16:31-16:45 | 1 | 1
|  | 8 | 7 | 16:46-17:00 | 1 | 1
|  | 8 | 7 | 17:01-17:15 | 1 | 1
|  | 8 | 7 | 17:16-17:30 | 1 | 1
|  | 8 | 7 | 17:31-17:45 | 1 | 1
|  | 8 | 7 | 17:46-18:00 | 1 | 1
|  | 8 | 7 | 18:01-18:15 | 1 | 1
|  | 8 | 7 | 18:16-18:30 | 1 | 1
|  | 8 | 7 | 18:31-18:45 | 1 | 1
|  | 8 | 7 | 18:46-19:00 | 1 | 1
|  | 8 | 7 | 19:01-19:15 | 1 | 1
|  | 8 | 7 | 19:16-19:30 | 1 | 1
|  | 8 | 7 | 19:31-19:45 | 1 | 1
|  | 8 | 7 | 19:46-20:00 | 1 | 1
|  | 8 | 7 | 20:01-20:15 | 1 | 1
|  | 8 | 7 | 20:16-20:30 | 1 | 1
|  | 8 | 7 | 20:31-20:45 | 1 | 1
|  | 8 | 7 | 20:46-21:00 | 1 | 1
|  | 8 | 7 | 21:01-21:15 | 1 | 1
|  | 8 | 7 | 21:16-21:30 | 1 | 1
|  | 8 | 7 | 21:31-21:45 | 1 | 1
|  | 8 | 7 | 21:46-22:00 | 1 | 1
|  | 8 | 7 | 22:01-22:15 | 1 | 1
|  | 8 | 7 | 22:16-22:30 | 1 | 1
|  | 8 | 7 | 22:31-22:45 | 1 | 1
|  | 8 | 7 | 22:46-23:00 | 1 | 1
|  | 8 | 7 | 23:01-23:15 | 1 | 1
|  | 8 | 7 | 23:16-23:30 | 1 | 1
|  | 8 | 7 | 23:31-23:45 | 1 | 1
|  | 8 | 7 | 23:46-24:00 | 1 | 1
|  | 8 | 8 | 00:01-00:15 | 1 | 1
|  | 8 | 8 | 00:16-00:30 | 1 | 1
|  | 8 | 8 | 00:31-00:45 | 1 | 1
|  | 8 | 8 | 00:46-01:00 | 1 | 1
|  | 8 | 8 | 01:01-01:15 | 1 | 1
|  | 8 | 8 | 01:16-01:30 | 1 | 1
|  | 8 | 8 | 01:31-01:45 | 1 | 1
|  | 8 | 8 | 01:46-02:00 | 1 | 1
|  | 8 | 8 | 02:01-02:15 | 1 | 1
|  | 8 | 8 | 02:16-02:30 | 1 | 1
|  | 8 | 8 | 02:31-02:45 | 1 | 1
|  | 8 | 8 | 02:46-03:00 | 1 | 1
|  | 8 | 8 | 03:01-03:15 | 1 | 1
|  | 8 | 8 | 03:16-03:30 | 1 | 1
|  | 8 | 8 | 03:31-03:45 | 1 | 1
|  | 8 | 8 | 03:46-04:00 | 1 | 1
|  | 8 | 8 | 04:01-04:15 | 1 | 1
|  | 8 | 8 | 04:16-04:30 | 1 | 1
|  | 8 | 8 | 04:31-04:45 | 1 | 1
|  | 8 | 8 | 04:46-05:00 | 1 | 1
|  | 8 | 8 | 05:01-05:15 | 1 | 1
|  | 8 | 8 | 05:16-05:30 | 1 | 1
|  | 8 | 8 | 05:31-05:45 | 1 | 1
|  | 8 | 8 | 05:46-06:00 | 1 | 1
|  | 8 | 8 | 06:01-06:15 | 1 | 1
|  | 8 | 8 | 06:16-06:30 | 1 | 1
|  | 8 | 8 | 06:31-06:45 | 1 | 1
|  | 8 | 8 | 06:46-07:00 | 1 | 1
|  | 8 | 8 | 07:01-07:15 | 1 | 1
|  | 8 | 8 | 07:16-07:30 | 1 | 1
|  | 8 | 8 | 07:31-07:45 | 1 | 1
|  | 8 | 8 | 07:46-08:00 | 1 | 1
|  | 8 | 8 | 08:01-08:15 | 1 | 1
|  | 8 | 8 | 08:16-08:30 | 1 | 1
|  | 8 | 8 | 08:31-08:45 | 1 | 1
|  | 8 | 8 | 08:46-09:00 | 1 | 1
|  | 8 | 8 | 09:01-09:15 | 1 | 1
|  | 8 | 8 | 09:16-09:30 | 1 | 1
|  | 8 | 8 | 09:31-09:45 | 1 | 1
|  | 8 | 8 | 09:46-10:00 | 1 | 1
|  | 8 | 8 | 10:01-10:15 | 1 | 1
|  | 8 | 8 | 10:16-10:30 | 1 | 1
|  | 8 | 8 | 10:31-10:45 | 1 | 1
|  | 8 | 8 | 10:46-11:00 | 1 | 1
|  | 8 | 8 | 11:01-11:15 | 1 | 1
|  | 8 | 8 | 11:16-11:30 | 1 | 1
|  | 8 | 8 | 11:31-11:45 | 1 | 1
|  | 8 | 8 | 11:46-12:00 | 1 | 1
|  | 8 | 8 | 12:01-12:15 | 1 | 1
|  | 8 | 8 | 12:16-12:30 | 1 | 1
|  | 8 | 8 | 12:31-12:45 | 1 | 1
|  | 8 | 8 | 12:46-13:00 | 1 | 1
|  | 8 | 8 | 13:01-13:15 | 1 | 1
|  | 8 | 8 | 13:16-13:30 | 1 | 1
|  | 8 | 8 | 13:31-13:45 | 1 | 1
|  | 8 | 8 | 13:46-14:00 | 1 | 1
|  | 8 | 8 | 14:01-14:15 | 1 | 1
|  | 8 | 8 | 14:16-14:30 | 1 | 1
|  | 8 | 8 | 14:31-14:45 | 1 | 1
|  | 8 | 8 | 14:46-15:00 | 1 | 1
|  | 8 | 8 | 15:01-15:15 | 1 | 1
|  | 8 | 8 | 15:16-15:30 | 1 | 1
|  | 8 | 8 | 15:31-15:45 | 1 | 1
|  | 8 | 8 | 15:46-16:00 | 1 | 1
|  | 8 | 8 | 16:01-16:15 | 1 | 1
|  | 8 | 8 | 16:16-16:30 | 1 | 1
|  | 8 | 8 | 16:31-16:45 | 1 | 1
|  | 8 | 8 | 16:46-17:00 | 1 | 1
|  | 8 | 8 | 17:01-17:15 | 1 | 1
|  | 8 | 8 | 17:16-17:30 | 1 | 1
|  | 8 | 8 | 17:31-17:45 | 1 | 1
|  | 8 | 8 | 17:46-18:00 | 1 | 1
|  | 8 | 8 | 18:01-18:15 | 1 | 1
|  | 8 | 8 | 18:16-18:30 | 1 | 1
|  | 8 | 8 | 18:31-18:45 | 1 | 1
|  | 8 | 8 | 18:46-19:00 | 1 | 1
|  | 8 | 8 | 19:01-19:15 | 1 | 1
|  | 8 | 8 | 19:16-19:30 | 1 | 1
|  | 8 | 8 | 19:31-19:45 | 1 | 1
|  | 8 | 8 | 19:46-20:00 | 1 | 1
|  | 8 | 8 | 20:01-20:15 | 1 | 1
|  | 8 | 8 | 20:16-20:30 | 1 | 1
|  | 8 | 8 | 20:31-20:45 | 1 | 1
|  | 8 | 8 | 20:46-21:00 | 1 | 1
|  | 8 | 8 | 21:01-21:15 | 1 | 1
|  | 8 | 8 | 21:16-21:30 | 1 | 1
|  | 8 | 8 | 21:31-21:45 | 1 | 1
|  | 8 | 8 | 21:46-22:00 | 1 | 1
|  | 8 | 8 | 22:01-22:15 | 1 | 1
|  | 8 | 8 | 22:16-22:30 | 1 | 1
|  | 8 | 8 | 22:31-22:45 | 1 | 1
|  | 8 | 8 | 22:46-23:00 | 1 | 1
|  | 8 | 8 | 23:01-23:15 | 1 | 1
|  | 8 | 8 | 23:16-23:30 | 1 | 1
|  | 8 | 8 | 23:31-23:45 | 1 | 1
|  | 8 | 8 | 23:46-24:00 | 1 | 1
|  | 8 | 9 | 00:01-00:15 | 1 | 1
|  | 8 | 9 | 00:16-00:30 | 1 | 1
|  | 8 | 9 | 00:31-00:45 | 1 | 1
|  | 8 | 9 | 00:46-01:00 | 1 | 1
|  | 8 | 9 | 01:01-01:15 | 1 | 1
|  | 8 | 9 | 01:16-01:30 | 1 | 1
|  | 8 | 9 | 01:31-01:45 | 1 | 1
|  | 8 | 9 | 01:46-02:00 | 1 | 1
|  | 8 | 9 | 02:01-02:15 | 1 | 1
|  | 8 | 9 | 02:16-02:30 | 1 | 1
|  | 8 | 9 | 02:31-02:45 | 1 | 1
|  | 8 | 9 | 02:46-03:00 | 1 | 1
|  | 8 | 9 | 03:01-03:15 | 1 | 1
|  | 8 | 9 | 03:16-03:30 | 1 | 1
|  | 8 | 9 | 03:31-03:45 | 1 | 1
|  | 8 | 9 | 03:46-04:00 | 1 | 1
|  | 8 | 9 | 04:01-04:15 | 1 | 1
|  | 8 | 9 | 04:16-04:30 | 1 | 1
|  | 8 | 9 | 04:31-04:45 | 1 | 1
|  | 8 | 9 | 04:46-05:00 | 1 | 1
|  | 8 | 9 | 05:01-05:15 | 1 | 1
|  | 8 | 9 | 05:16-05:30 | 1 | 1
|  | 8 | 9 | 05:31-05:45 | 1 | 1
|  | 8 | 9 | 05:46-06:00 | 1 | 1
|  | 8 | 9 | 06:01-06:15 | 1 | 1
|  | 8 | 9 | 06:16-06:30 | 1 | 1
|  | 8 | 9 | 06:31-06:45 | 1 | 1
|  | 8 | 9 | 06:46-07:00 | 1 | 1
|  | 8 | 9 | 07:01-07:15 | 1 | 1
|  | 8 | 9 | 07:16-07:30 | 1 | 1
|  | 8 | 9 | 07:31-07:45 | 1 | 1
|  | 8 | 9 | 07:46-08:00 | 1 | 1
|  | 8 | 9 | 08:01-08:15 | 1 | 1
|  | 8 | 9 | 08:16-08:30 | 1 | 1
|  | 8 | 9 | 08:31-08:45 | 1 | 1
|  | 8 | 9 | 08:46-09:00 | 1 | 1
|  | 8 | 9 | 09:01-09:15 | 1 | 1
|  | 8 | 9 | 09:16-09:30 | 1 | 1
|  | 8 | 9 | 09:31-09:45 | 1 | 1
|  | 8 | 9 | 09:46-10:00 | 1 | 1
|  | 8 | 9 | 10:01-10:15 | 1 | 1
|  | 8 | 9 | 10:16-10:30 | 1 | 1
|  | 8 | 9 | 10:31-10:45 | 1 | 1
|  | 8 | 9 | 10:46-11:00 | 1 | 1
|  | 8 | 9 | 11:01-11:15 | 1 | 1
|  | 8 | 9 | 11:16-11:30 | 1 | 1
|  | 8 | 9 | 11:31-11:45 | 1 | 1
|  | 8 | 9 | 11:46-12:00 | 1 | 1
|  | 8 | 9 | 12:01-12:15 | 1 | 1
|  | 8 | 9 | 12:16-12:30 | 1 | 1
|  | 8 | 9 | 12:31-12:45 | 1 | 1
|  | 8 | 9 | 12:46-13:00 | 1 | 1
|  | 8 | 9 | 13:01-13:15 | 1 | 1
|  | 8 | 9 | 13:16-13:30 | 1 | 1
|  | 8 | 9 | 13:31-13:45 | 1 | 1
|  | 8 | 9 | 13:46-14:00 | 1 | 1
|  | 8 | 9 | 14:01-14:15 | 1 | 1
|  | 8 | 9 | 14:16-14:30 | 1 | 1
|  | 8 | 9 | 14:31-14:45 | 1 | 1
|  | 8 | 9 | 14:46-15:00 | 1 | 1
|  | 8 | 9 | 15:01-15:15 | 1 | 1
|  | 8 | 9 | 15:16-15:30 | 1 | 1
|  | 8 | 9 | 15:31-15:45 | 1 | 1
|  | 8 | 9 | 15:46-16:00 | 1 | 1
|  | 8 | 9 | 16:01-16:15 | 1 | 1
|  | 8 | 9 | 16:16-16:30 | 1 | 1
|  | 8 | 9 | 16:31-16:45 | 1 | 1
|  | 8 | 9 | 16:46-17:00 | 1 | 1
|  | 8 | 9 | 17:01-17:15 | 1 | 1
|  | 8 | 9 | 17:16-17:30 | 1 | 1
|  | 8 | 9 | 17:31-17:45 | 1 | 1
|  | 8 | 9 | 17:46-18:00 | 1 | 1
|  | 8 | 9 | 18:01-18:15 | 1 | 1
|  | 8 | 9 | 18:16-18:30 | 1 | 1
|  | 8 | 9 | 18:31-18:45 | 1 | 1
|  | 8 | 9 | 18:46-19:00 | 1 | 1
|  | 8 | 9 | 19:01-19:15 | 1 | 1
|  | 8 | 9 | 19:16-19:30 | 1 | 1
|  | 8 | 9 | 19:31-19:45 | 1 | 1
|  | 8 | 9 | 19:46-20:00 | 1 | 1
|  | 8 | 9 | 20:01-20:15 | 1 | 1
|  | 8 | 9 | 20:16-20:30 | 1 | 1
|  | 8 | 9 | 20:31-20:45 | 1 | 1
|  | 8 | 9 | 20:46-21:00 | 1 | 1
|  | 8 | 9 | 21:01-21:15 | 1 | 1
|  | 8 | 9 | 21:16-21:30 | 1 | 1
|  | 8 | 9 | 21:31-21:45 | 1 | 1
|  | 8 | 9 | 21:46-22:00 | 1 | 1
|  | 8 | 9 | 22:01-22:15 | 1 | 1
|  | 8 | 9 | 22:16-22:30 | 1 | 1
|  | 8 | 9 | 22:31-22:45 | 1 | 1
|  | 8 | 9 | 22:46-23:00 | 1 | 1
|  | 8 | 9 | 23:01-23:15 | 1 | 1
|  | 8 | 9 | 23:16-23:30 | 1 | 1
|  | 8 | 9 | 23:31-23:45 | 1 | 1
|  | 8 | 9 | 23:46-24:00 | 1 | 1
|  | 8 | 10 | 00:01-00:15 | 1 | 1
|  | 8 | 10 | 00:16-00:30 | 1 | 1
|  | 8 | 10 | 00:31-00:45 | 1 | 1
|  | 8 | 10 | 00:46-01:00 | 1 | 1
|  | 8 | 10 | 01:01-01:15 | 1 | 1
|  | 8 | 10 | 01:16-01:30 | 1 | 1
|  | 8 | 10 | 01:31-01:45 | 1 | 1
|  | 8 | 10 | 01:46-02:00 | 1 | 1
|  | 8 | 10 | 02:01-02:15 | 1 | 1
|  | 8 | 10 | 02:16-02:30 | 1 | 1
|  | 8 | 10 | 02:31-02:45 | 1 | 1
|  | 8 | 10 | 02:46-03:00 | 1 | 1
|  | 8 | 10 | 03:01-03:15 | 1 | 1
|  | 8 | 10 | 03:16-03:30 | 1 | 1
|  | 8 | 10 | 03:31-03:45 | 1 | 1
|  | 8 | 10 | 03:46-04:00 | 1 | 1
|  | 8 | 10 | 04:01-04:15 | 1 | 1
|  | 8 | 10 | 04:16-04:30 | 1 | 1
|  | 8 | 10 | 04:31-04:45 | 1 | 1
|  | 8 | 10 | 04:46-05:00 | 1 | 1
|  | 8 | 10 | 05:01-05:15 | 1 | 1
|  | 8 | 10 | 05:16-05:30 | 1 | 1
|  | 8 | 10 | 05:31-05:45 | 1 | 1
|  | 8 | 10 | 05:46-06:00 | 1 | 1
|  | 8 | 10 | 06:01-06:15 | 1 | 1
|  | 8 | 10 | 06:16-06:30 | 1 | 1
|  | 8 | 10 | 06:31-06:45 | 1 | 1
|  | 8 | 10 | 06:46-07:00 | 1 | 1
|  | 8 | 10 | 07:01-07:15 | 1 | 1
|  | 8 | 10 | 07:16-07:30 | 1 | 1
|  | 8 | 10 | 07:31-07:45 | 1 | 1
|  | 8 | 10 | 07:46-08:00 | 1 | 1
|  | 8 | 10 | 08:01-08:15 | 1 | 1
|  | 8 | 10 | 08:16-08:30 | 1 | 1
|  | 8 | 10 | 08:31-08:45 | 1 | 1
|  | 8 | 10 | 08:46-09:00 | 1 | 1
|  | 8 | 10 | 09:01-09:15 | 1 | 1
|  | 8 | 10 | 09:16-09:30 | 1 | 1
|  | 8 | 10 | 09:31-09:45 | 1 | 1
|  | 8 | 10 | 09:46-10:00 | 1 | 1
|  | 8 | 10 | 10:01-10:15 | 1 | 1
|  | 8 | 10 | 10:16-10:30 | 1 | 1
|  | 8 | 10 | 10:31-10:45 | 1 | 1
|  | 8 | 10 | 10:46-11:00 | 1 | 1
|  | 8 | 10 | 11:01-11:15 | 1 | 1
|  | 8 | 10 | 11:16-11:30 | 1 | 1
|  | 8 | 10 | 11:31-11:45 | 1 | 1
|  | 8 | 10 | 11:46-12:00 | 1 | 1
|  | 8 | 10 | 12:01-12:15 | 1 | 1
|  | 8 | 10 | 12:16-12:30 | 1 | 1
|  | 8 | 10 | 12:31-12:45 | 1 | 1
|  | 8 | 10 | 12:46-13:00 | 1 | 1
|  | 8 | 10 | 13:01-13:15 | 1 | 1
|  | 8 | 10 | 13:16-13:30 | 1 | 1
|  | 8 | 10 | 13:31-13:45 | 1 | 1
|  | 8 | 10 | 13:46-14:00 | 1 | 1
|  | 8 | 10 | 14:01-14:15 | 1 | 1
|  | 8 | 10 | 14:16-14:30 | 1 | 1
|  | 8 | 10 | 14:31-14:45 | 1 | 1
|  | 8 | 10 | 14:46-15:00 | 1 | 1
|  | 8 | 10 | 15:01-15:15 | 1 | 1
|  | 8 | 10 | 15:16-15:30 | 1 | 1
|  | 8 | 10 | 15:31-15:45 | 1 | 1
|  | 8 | 10 | 15:46-16:00 | 1 | 1
|  | 8 | 10 | 16:01-16:15 | 1 | 1
|  | 8 | 10 | 16:16-16:30 | 1 | 1
|  | 8 | 10 | 16:31-16:45 | 1 | 1
|  | 8 | 10 | 16:46-17:00 | 1 | 1
|  | 8 | 10 | 17:01-17:15 | 1 | 1
|  | 8 | 10 | 17:16-17:30 | 1 | 1
|  | 8 | 10 | 17:31-17:45 | 1 | 1
|  | 8 | 10 | 17:46-18:00 | 1 | 1
|  | 8 | 10 | 18:01-18:15 | 1 | 1
|  | 8 | 10 | 18:16-18:30 | 1 | 1
|  | 8 | 10 | 18:31-18:45 | 1 | 1
|  | 8 | 10 | 18:46-19:00 | 1 | 1
|  | 8 | 10 | 19:01-19:15 | 1 | 1
|  | 8 | 10 | 19:16-19:30 | 1 | 1
|  | 8 | 10 | 19:31-19:45 | 1 | 1
|  | 8 | 10 | 19:46-20:00 | 1 | 1
|  | 8 | 10 | 20:01-20:15 | 1 | 1
|  | 8 | 10 | 20:16-20:30 | 1 | 1
|  | 8 | 10 | 20:31-20:45 | 1 | 1
|  | 8 | 10 | 20:46-21:00 | 1 | 1
|  | 8 | 10 | 21:01-21:15 | 1 | 1
|  | 8 | 10 | 21:16-21:30 | 1 | 1
|  | 8 | 10 | 21:31-21:45 | 1 | 1
|  | 8 | 10 | 21:46-22:00 | 1 | 1
|  | 8 | 10 | 22:01-22:15 | 1 | 1
|  | 8 | 10 | 22:16-22:30 | 1 | 1
|  | 8 | 10 | 22:31-22:45 | 1 | 1
|  | 8 | 10 | 22:46-23:00 | 1 | 1
|  | 8 | 10 | 23:01-23:15 | 1 | 1
|  | 8 | 10 | 23:16-23:30 | 1 | 1
|  | 8 | 10 | 23:31-23:45 | 1 | 1
|  | 8 | 10 | 23:46-24:00 | 1 | 1
|  | 8 | 11 | 00:01-00:15 | 1 | 1
|  | 8 | 11 | 00:16-00:30 | 1 | 1
|  | 8 | 11 | 00:31-00:45 | 1 | 1
|  | 8 | 11 | 00:46-01:00 | 1 | 1
|  | 8 | 11 | 01:01-01:15 | 1 | 1
|  | 8 | 11 | 01:16-01:30 | 1 | 1
|  | 8 | 11 | 01:31-01:45 | 1 | 1
|  | 8 | 11 | 01:46-02:00 | 1 | 1
|  | 8 | 11 | 02:01-02:15 | 1 | 1
|  | 8 | 11 | 02:16-02:30 | 1 | 1
|  | 8 | 11 | 02:31-02:45 | 1 | 1
|  | 8 | 11 | 02:46-03:00 | 1 | 1
|  | 8 | 11 | 03:01-03:15 | 1 | 1
|  | 8 | 11 | 03:16-03:30 | 1 | 1
|  | 8 | 11 | 03:31-03:45 | 1 | 1
|  | 8 | 11 | 03:46-04:00 | 1 | 1
|  | 8 | 11 | 04:01-04:15 | 1 | 1
|  | 8 | 11 | 04:16-04:30 | 1 | 1
|  | 8 | 11 | 04:31-04:45 | 1 | 1
|  | 8 | 11 | 04:46-05:00 | 1 | 1
|  | 8 | 11 | 05:01-05:15 | 1 | 1
|  | 8 | 11 | 05:16-05:30 | 1 | 1
|  | 8 | 11 | 05:31-05:45 | 1 | 1
|  | 8 | 11 | 05:46-06:00 | 1 | 1
|  | 8 | 11 | 06:01-06:15 | 1 | 1
|  | 8 | 11 | 06:16-06:30 | 1 | 1
|  | 8 | 11 | 06:31-06:45 | 1 | 1
|  | 8 | 11 | 06:46-07:00 | 1 | 1
|  | 8 | 11 | 07:01-07:15 | 1 | 1
|  | 8 | 11 | 07:16-07:30 | 1 | 1
|  | 8 | 11 | 07:31-07:45 | 1 | 1
|  | 8 | 11 | 07:46-08:00 | 1 | 1
|  | 8 | 11 | 08:01-08:15 | 1 | 1
|  | 8 | 11 | 08:16-08:30 | 1 | 1
|  | 8 | 11 | 08:31-08:45 | 1 | 1
|  | 8 | 11 | 08:46-09:00 | 1 | 1
|  | 8 | 11 | 09:01-09:15 | 1 | 1
|  | 8 | 11 | 09:16-09:30 | 1 | 1
|  | 8 | 11 | 09:31-09:45 | 1 | 1
|  | 8 | 11 | 09:46-10:00 | 1 | 1
|  | 8 | 11 | 10:01-10:15 | 1 | 1
|  | 8 | 11 | 10:16-10:30 | 1 | 1
|  | 8 | 11 | 10:31-10:45 | 1 | 1
|  | 8 | 11 | 10:46-11:00 | 1 | 1
|  | 8 | 11 | 11:01-11:15 | 1 | 1
|  | 8 | 11 | 11:16-11:30 | 1 | 1
|  | 8 | 11 | 11:31-11:45 | 1 | 1
|  | 8 | 11 | 11:46-12:00 | 1 | 1
|  | 8 | 11 | 12:01-12:15 | 1 | 1
|  | 8 | 11 | 12:16-12:30 | 1 | 1
|  | 8 | 11 | 12:31-12:45 | 1 | 1
|  | 8 | 11 | 12:46-13:00 | 1 | 1
|  | 8 | 11 | 13:01-13:15 | 1 | 1
|  | 8 | 11 | 13:16-13:30 | 1 | 1
|  | 8 | 11 | 13:31-13:45 | 1 | 1
|  | 8 | 11 | 13:46-14:00 | 1 | 1
|  | 8 | 11 | 14:01-14:15 | 1 | 1
|  | 8 | 11 | 14:16-14:30 | 1 | 1
|  | 8 | 11 | 14:31-14:45 | 1 | 1
|  | 8 | 11 | 14:46-15:00 | 1 | 1
|  | 8 | 11 | 15:01-15:15 | 1 | 1
|  | 8 | 11 | 15:16-15:30 | 1 | 1
|  | 8 | 11 | 15:31-15:45 | 1 | 1
|  | 8 | 11 | 15:46-16:00 | 1 | 1
|  | 8 | 11 | 16:01-16:15 | 1 | 1
|  | 8 | 11 | 16:16-16:30 | 1 | 1
|  | 8 | 11 | 16:31-16:45 | 1 | 1
|  | 8 | 11 | 16:46-17:00 | 1 | 1
|  | 8 | 11 | 17:01-17:15 | 1 | 1
|  | 8 | 11 | 17:16-17:30 | 1 | 1
|  | 8 | 11 | 17:31-17:45 | 1 | 1
|  | 8 | 11 | 17:46-18:00 | 1 | 1
|  | 8 | 11 | 18:01-18:15 | 1 | 1
|  | 8 | 11 | 18:16-18:30 | 1 | 1
|  | 8 | 11 | 18:31-18:45 | 1 | 1
|  | 8 | 11 | 18:46-19:00 | 1 | 1
|  | 8 | 11 | 19:01-19:15 | 1 | 1
|  | 8 | 11 | 19:16-19:30 | 1 | 1
|  | 8 | 11 | 19:31-19:45 | 1 | 1
|  | 8 | 11 | 19:46-20:00 | 1 | 1
|  | 8 | 11 | 20:01-20:15 | 1 | 1
|  | 8 | 11 | 20:16-20:30 | 1 | 1
|  | 8 | 11 | 20:31-20:45 | 1 | 1
|  | 8 | 11 | 20:46-21:00 | 1 | 1
|  | 8 | 11 | 21:01-21:15 | 1 | 1
|  | 8 | 11 | 21:16-21:30 | 1 | 1
|  | 8 | 11 | 21:31-21:45 | 1 | 1
|  | 8 | 11 | 21:46-22:00 | 1 | 1
|  | 8 | 11 | 22:01-22:15 | 1 | 1
|  | 8 | 11 | 22:16-22:30 | 1 | 1
|  | 8 | 11 | 22:31-22:45 | 1 | 1
|  | 8 | 11 | 22:46-23:00 | 1 | 1
|  | 8 | 11 | 23:01-23:15 | 1 | 1
|  | 8 | 11 | 23:16-23:30 | 1 | 1
|  | 8 | 11 | 23:31-23:45 | 1 | 1
|  | 8 | 11 | 23:46-24:00 | 1 | 1
|  | 8 | 12 | 00:01-00:15 | 0 | 1
|  | 8 | 12 | 00:16-00:30 | 0 | 1
|  | 8 | 12 | 00:31-00:45 | 0 | 1
|  | 8 | 12 | 00:46-01:00 | 0 | 1
|  | 8 | 12 | 01:01-01:15 | 0 | 1
|  | 8 | 12 | 01:16-01:30 | 0 | 1
|  | 8 | 12 | 01:31-01:45 | 0 | 1
|  | 8 | 12 | 01:46-02:00 | 0 | 1
|  | 8 | 12 | 02:01-02:15 | 0 | 1
|  | 8 | 12 | 02:16-02:30 | 0 | 1
|  | 8 | 12 | 02:31-02:45 | 0 | 1
|  | 8 | 12 | 02:46-03:00 | 0 | 1
|  | 8 | 12 | 03:01-03:15 | 0 | 1
|  | 8 | 12 | 03:16-03:30 | 0 | 1
|  | 8 | 12 | 03:31-03:45 | 0 | 1
|  | 8 | 12 | 03:46-04:00 | 0 | 1
|  | 8 | 12 | 04:01-04:15 | 0 | 1
|  | 8 | 12 | 04:16-04:30 | 0 | 1
|  | 8 | 12 | 04:31-04:45 | 0 | 1
|  | 8 | 12 | 04:46-05:00 | 0 | 1
|  | 8 | 12 | 05:01-05:15 | 0 | 1
|  | 8 | 12 | 05:16-05:30 | 0 | 1
|  | 8 | 12 | 05:31-05:45 | 0 | 1
|  | 8 | 12 | 05:46-06:00 | 0 | 1
|  | 8 | 12 | 06:01-06:15 | 0 | 1
|  | 8 | 12 | 06:16-06:30 | 0 | 1
|  | 8 | 12 | 06:31-06:45 | 0 | 1
|  | 8 | 12 | 06:46-07:00 | 0 | 1
|  | 8 | 12 | 07:01-07:15 | 0 | 1
|  | 8 | 12 | 07:16-07:30 | 0 | 1
|  | 8 | 12 | 07:31-07:45 | 0 | 1
|  | 8 | 12 | 07:46-08:00 | 0 | 1
|  | 8 | 12 | 08:01-08:15 | 0 | 1
|  | 8 | 12 | 08:16-08:30 | 0 | 1
|  | 8 | 12 | 08:31-08:45 | 0 | 1
|  | 8 | 12 | 08:46-09:00 | 0 | 1
|  | 8 | 12 | 09:01-09:15 | 0 | 1
|  | 8 | 12 | 09:16-09:30 | 0 | 1
|  | 8 | 12 | 09:31-09:45 | 0 | 1
|  | 8 | 12 | 09:46-10:00 | 0 | 1
|  | 8 | 12 | 10:01-10:15 | 0 | 1
|  | 8 | 12 | 10:16-10:30 | 0 | 1
|  | 8 | 12 | 10:31-10:45 | 0 | 1
|  | 8 | 12 | 10:46-11:00 | 0 | 1
|  | 8 | 12 | 11:01-11:15 | 0 | 1
|  | 8 | 12 | 11:16-11:30 | 0 | 1
|  | 8 | 12 | 11:31-11:45 | 0 | 1
|  | 8 | 12 | 11:46-12:00 | 0 | 1
|  | 8 | 12 | 12:01-12:15 | 0 | 1
|  | 8 | 12 | 12:16-12:30 | 0 | 1
|  | 8 | 12 | 12:31-12:45 | 0 | 1
|  | 8 | 12 | 12:46-13:00 | 0 | 1
|  | 8 | 12 | 13:01-13:15 | 0 | 1
|  | 8 | 12 | 13:16-13:30 | 0 | 1
|  | 8 | 12 | 13:31-13:45 | 0 | 1
|  | 8 | 12 | 13:46-14:00 | 0 | 1
|  | 8 | 12 | 14:01-14:15 | 0 | 1
|  | 8 | 12 | 14:16-14:30 | 0 | 1
|  | 8 | 12 | 14:31-14:45 | 0 | 1
|  | 8 | 12 | 14:46-15:00 | 0 | 1
|  | 8 | 12 | 15:01-15:15 | 0 | 1
|  | 8 | 12 | 15:16-15:30 | 0 | 1
|  | 8 | 12 | 15:31-15:45 | 0 | 1
|  | 8 | 12 | 15:46-16:00 | 0 | 1
|  | 8 | 12 | 16:01-16:15 | 0 | 1
|  | 8 | 12 | 16:16-16:30 | 0 | 1
|  | 8 | 12 | 16:31-16:45 | 0 | 1
|  | 8 | 12 | 16:46-17:00 | 0 | 1
|  | 8 | 12 | 17:01-17:15 | 0 | 1
|  | 8 | 12 | 17:16-17:30 | 0 | 1
|  | 8 | 12 | 17:31-17:45 | 0 | 1
|  | 8 | 12 | 17:46-18:00 | 0 | 1
|  | 8 | 12 | 18:01-18:15 | 0 | 1
|  | 8 | 12 | 18:16-18:30 | 0 | 1
|  | 8 | 12 | 18:31-18:45 | 0 | 1
|  | 8 | 12 | 18:46-19:00 | 0 | 1
|  | 8 | 12 | 19:01-19:15 | 0 | 1
|  | 8 | 12 | 19:16-19:30 | 0 | 1
|  | 8 | 12 | 19:31-19:45 | 0 | 1
|  | 8 | 12 | 19:46-20:00 | 0 | 1
|  | 8 | 12 | 20:01-20:15 | 0 | 1
|  | 8 | 12 | 20:16-20:30 | 0 | 1
|  | 8 | 12 | 20:31-20:45 | 0 | 1
|  | 8 | 12 | 20:46-21:00 | 0 | 1
|  | 8 | 12 | 21:01-21:15 | 0 | 1
|  | 8 | 12 | 21:16-21:30 | 0 | 1
|  | 8 | 12 | 21:31-21:45 | 0 | 1
|  | 8 | 12 | 21:46-22:00 | 0 | 1
|  | 8 | 12 | 22:01-22:15 | 0 | 1
|  | 8 | 12 | 22:16-22:30 | 0 | 1
|  | 8 | 12 | 22:31-22:45 | 0 | 1
|  | 8 | 12 | 22:46-23:00 | 0 | 1
|  | 8 | 12 | 23:01-23:15 | 0 | 1
|  | 8 | 12 | 23:16-23:30 | 0 | 1
|  | 8 | 12 | 23:31-23:45 | 0 | 1
|  | 8 | 12 | 23:46-24:00 | 0 | 1
|  | 8 | 13 | 00:01-00:15 | 0 | 1
|  | 8 | 13 | 00:16-00:30 | 0 | 1
|  | 8 | 13 | 00:31-00:45 | 0 | 1
|  | 8 | 13 | 00:46-01:00 | 0 | 1
|  | 8 | 13 | 01:01-01:15 | 0 | 1
|  | 8 | 13 | 01:16-01:30 | 0 | 1
|  | 8 | 13 | 01:31-01:45 | 0 | 1
|  | 8 | 13 | 01:46-02:00 | 0 | 1
|  | 8 | 13 | 02:01-02:15 | 0 | 1
|  | 8 | 13 | 02:16-02:30 | 0 | 1
|  | 8 | 13 | 02:31-02:45 | 0 | 1
|  | 8 | 13 | 02:46-03:00 | 0 | 1
|  | 8 | 13 | 03:01-03:15 | 0 | 1
|  | 8 | 13 | 03:16-03:30 | 0 | 1
|  | 8 | 13 | 03:31-03:45 | 0 | 1
|  | 8 | 13 | 03:46-04:00 | 0 | 1
|  | 8 | 13 | 04:01-04:15 | 0 | 1
|  | 8 | 13 | 04:16-04:30 | 0 | 1
|  | 8 | 13 | 04:31-04:45 | 0 | 1
|  | 8 | 13 | 04:46-05:00 | 0 | 1
|  | 8 | 13 | 05:01-05:15 | 0 | 1
|  | 8 | 13 | 05:16-05:30 | 0 | 1
|  | 8 | 13 | 05:31-05:45 | 0 | 1
|  | 8 | 13 | 05:46-06:00 | 0 | 1
|  | 8 | 13 | 06:01-06:15 | 0 | 1
|  | 8 | 13 | 06:16-06:30 | 0 | 1
|  | 8 | 13 | 06:31-06:45 | 0 | 1
|  | 8 | 13 | 06:46-07:00 | 0 | 1
|  | 8 | 13 | 07:01-07:15 | 0 | 1
|  | 8 | 13 | 07:16-07:30 | 0 | 1
|  | 8 | 13 | 07:31-07:45 | 0 | 1
|  | 8 | 13 | 07:46-08:00 | 0 | 1
|  | 8 | 13 | 08:01-08:15 | 0 | 1
|  | 8 | 13 | 08:16-08:30 | 0 | 1
|  | 8 | 13 | 08:31-08:45 | 0 | 1
|  | 8 | 13 | 08:46-09:00 | 0 | 1
|  | 8 | 13 | 09:01-09:15 | 0 | 1
|  | 8 | 13 | 09:16-09:30 | 0 | 1
|  | 8 | 13 | 09:31-09:45 | 0 | 1
|  | 8 | 13 | 09:46-10:00 | 0 | 1
|  | 8 | 13 | 10:01-10:15 | 0 | 1
|  | 8 | 13 | 10:16-10:30 | 0 | 1
|  | 8 | 13 | 10:31-10:45 | 0 | 1
|  | 8 | 13 | 10:46-11:00 | 0 | 1
|  | 8 | 13 | 11:01-11:15 | 0 | 1
|  | 8 | 13 | 11:16-11:30 | 0 | 1
|  | 8 | 13 | 11:31-11:45 | 0 | 1
|  | 8 | 13 | 11:46-12:00 | 0 | 1
|  | 8 | 13 | 12:01-12:15 | 0 | 1
|  | 8 | 13 | 12:16-12:30 | 0 | 1
|  | 8 | 13 | 12:31-12:45 | 0 | 1
|  | 8 | 13 | 12:46-13:00 | 0 | 1
|  | 8 | 13 | 13:01-13:15 | 0 | 1
|  | 8 | 13 | 13:16-13:30 | 0 | 1
|  | 8 | 13 | 13:31-13:45 | 0 | 1
|  | 8 | 13 | 13:46-14:00 | 0 | 1
|  | 8 | 13 | 14:01-14:15 | 0 | 1
|  | 8 | 13 | 14:16-14:30 | 0 | 1
|  | 8 | 13 | 14:31-14:45 | 0 | 1
|  | 8 | 13 | 14:46-15:00 | 0 | 1
|  | 8 | 13 | 15:01-15:15 | 0 | 1
|  | 8 | 13 | 15:16-15:30 | 0 | 1
|  | 8 | 13 | 15:31-15:45 | 0 | 1
|  | 8 | 13 | 15:46-16:00 | 0 | 1
|  | 8 | 13 | 16:01-16:15 | 0 | 1
|  | 8 | 13 | 16:16-16:30 | 0 | 1
|  | 8 | 13 | 16:31-16:45 | 0 | 1
|  | 8 | 13 | 16:46-17:00 | 0 | 1
|  | 8 | 13 | 17:01-17:15 | 0 | 1
|  | 8 | 13 | 17:16-17:30 | 0 | 1
|  | 8 | 13 | 17:31-17:45 | 0 | 1
|  | 8 | 13 | 17:46-18:00 | 0 | 1
|  | 8 | 13 | 18:01-18:15 | 0 | 1
|  | 8 | 13 | 18:16-18:30 | 0 | 1
|  | 8 | 13 | 18:31-18:45 | 0 | 1
|  | 8 | 13 | 18:46-19:00 | 0 | 1
|  | 8 | 13 | 19:01-19:15 | 0 | 1
|  | 8 | 13 | 19:16-19:30 | 0 | 1
|  | 8 | 13 | 19:31-19:45 | 0 | 1
|  | 8 | 13 | 19:46-20:00 | 0 | 1
|  | 8 | 13 | 20:01-20:15 | 0 | 1
|  | 8 | 13 | 20:16-20:30 | 0 | 1
|  | 8 | 13 | 20:31-20:45 | 0 | 1
|  | 8 | 13 | 20:46-21:00 | 0 | 1
|  | 8 | 13 | 21:01-21:15 | 0 | 1
|  | 8 | 13 | 21:16-21:30 | 0 | 1
|  | 8 | 13 | 21:31-21:45 | 0 | 1
|  | 8 | 13 | 21:46-22:00 | 0 | 1
|  | 8 | 13 | 22:01-22:15 | 0 | 1
|  | 8 | 13 | 22:16-22:30 | 0 | 1
|  | 8 | 13 | 22:31-22:45 | 0 | 1
|  | 8 | 13 | 22:46-23:00 | 0 | 1
|  | 8 | 13 | 23:01-23:15 | 0 | 1
|  | 8 | 13 | 23:16-23:30 | 0 | 1
|  | 8 | 13 | 23:31-23:45 | 0 | 1
|  | 8 | 13 | 23:46-24:00 | 0 | 1
|  | 8 | 14 | 00:01-00:15 | 1 | 1
|  | 8 | 14 | 00:16-00:30 | 1 | 1
|  | 8 | 14 | 00:31-00:45 | 1 | 1
|  | 8 | 14 | 00:46-01:00 | 1 | 1
|  | 8 | 14 | 01:01-01:15 | 1 | 1
|  | 8 | 14 | 01:16-01:30 | 1 | 1
|  | 8 | 14 | 01:31-01:45 | 1 | 1
|  | 8 | 14 | 01:46-02:00 | 1 | 1
|  | 8 | 14 | 02:01-02:15 | 1 | 1
|  | 8 | 14 | 02:16-02:30 | 1 | 1
|  | 8 | 14 | 02:31-02:45 | 1 | 1
|  | 8 | 14 | 02:46-03:00 | 1 | 1
|  | 8 | 14 | 03:01-03:15 | 1 | 1
|  | 8 | 14 | 03:16-03:30 | 1 | 1
|  | 8 | 14 | 03:31-03:45 | 1 | 1
|  | 8 | 14 | 03:46-04:00 | 1 | 1
|  | 8 | 14 | 04:01-04:15 | 1 | 1
|  | 8 | 14 | 04:16-04:30 | 1 | 1
|  | 8 | 14 | 04:31-04:45 | 1 | 1
|  | 8 | 14 | 04:46-05:00 | 1 | 1
|  | 8 | 14 | 05:01-05:15 | 1 | 1
|  | 8 | 14 | 05:16-05:30 | 1 | 1
|  | 8 | 14 | 05:31-05:45 | 1 | 1
|  | 8 | 14 | 05:46-06:00 | 1 | 1
|  | 8 | 14 | 06:01-06:15 | 1 | 1
|  | 8 | 14 | 06:16-06:30 | 1 | 1
|  | 8 | 14 | 06:31-06:45 | 1 | 1
|  | 8 | 14 | 06:46-07:00 | 1 | 1
|  | 8 | 14 | 07:01-07:15 | 1 | 1
|  | 8 | 14 | 07:16-07:30 | 1 | 1
|  | 8 | 14 | 07:31-07:45 | 1 | 1
|  | 8 | 14 | 07:46-08:00 | 1 | 1
|  | 8 | 14 | 08:01-08:15 | 1 | 1
|  | 8 | 14 | 08:16-08:30 | 1 | 1
|  | 8 | 14 | 08:31-08:45 | 1 | 1
|  | 8 | 14 | 08:46-09:00 | 1 | 1
|  | 8 | 14 | 09:01-09:15 | 1 | 1
|  | 8 | 14 | 09:16-09:30 | 1 | 1
|  | 8 | 14 | 09:31-09:45 | 1 | 1
|  | 8 | 14 | 09:46-10:00 | 1 | 1
|  | 8 | 14 | 10:01-10:15 | 1 | 1
|  | 8 | 14 | 10:16-10:30 | 1 | 1
|  | 8 | 14 | 10:31-10:45 | 1 | 1
|  | 8 | 14 | 10:46-11:00 | 1 | 1
|  | 8 | 14 | 11:01-11:15 | 1 | 1
|  | 8 | 14 | 11:16-11:30 | 1 | 1
|  | 8 | 14 | 11:31-11:45 | 1 | 1
|  | 8 | 14 | 11:46-12:00 | 1 | 1
|  | 8 | 14 | 12:01-12:15 | 1 | 1
|  | 8 | 14 | 12:16-12:30 | 1 | 1
|  | 8 | 14 | 12:31-12:45 | 1 | 1
|  | 8 | 14 | 12:46-13:00 | 1 | 1
|  | 8 | 14 | 13:01-13:15 | 1 | 1
|  | 8 | 14 | 13:16-13:30 | 1 | 1
|  | 8 | 14 | 13:31-13:45 | 1 | 1
|  | 8 | 14 | 13:46-14:00 | 1 | 1
|  | 8 | 14 | 14:01-14:15 | 1 | 1
|  | 8 | 14 | 14:16-14:30 | 1 | 1
|  | 8 | 14 | 14:31-14:45 | 1 | 1
|  | 8 | 14 | 14:46-15:00 | 1 | 1
|  | 8 | 14 | 15:01-15:15 | 1 | 1
|  | 8 | 14 | 15:16-15:30 | 1 | 1
|  | 8 | 14 | 15:31-15:45 | 1 | 1
|  | 8 | 14 | 15:46-16:00 | 1 | 1
|  | 8 | 14 | 16:01-16:15 | 1 | 1
|  | 8 | 14 | 16:16-16:30 | 1 | 1
|  | 8 | 14 | 16:31-16:45 | 1 | 1
|  | 8 | 14 | 16:46-17:00 | 1 | 1
|  | 8 | 14 | 17:01-17:15 | 1 | 1
|  | 8 | 14 | 17:16-17:30 | 1 | 1
|  | 8 | 14 | 17:31-17:45 | 1 | 1
|  | 8 | 14 | 17:46-18:00 | 1 | 1
|  | 8 | 14 | 18:01-18:15 | 1 | 1
|  | 8 | 14 | 18:16-18:30 | 1 | 1
|  | 8 | 14 | 18:31-18:45 | 1 | 1
|  | 8 | 14 | 18:46-19:00 | 1 | 1
|  | 8 | 14 | 19:01-19:15 | 1 | 1
|  | 8 | 14 | 19:16-19:30 | 1 | 1
|  | 8 | 14 | 19:31-19:45 | 1 | 1
|  | 8 | 14 | 19:46-20:00 | 1 | 1
|  | 8 | 14 | 20:01-20:15 | 1 | 1
|  | 8 | 14 | 20:16-20:30 | 1 | 1
|  | 8 | 14 | 20:31-20:45 | 1 | 1
|  | 8 | 14 | 20:46-21:00 | 1 | 1
|  | 8 | 14 | 21:01-21:15 | 1 | 1
|  | 8 | 14 | 21:16-21:30 | 1 | 1
|  | 8 | 14 | 21:31-21:45 | 1 | 1
|  | 8 | 14 | 21:46-22:00 | 1 | 1
|  | 8 | 14 | 22:01-22:15 | 1 | 1
|  | 8 | 14 | 22:16-22:30 | 1 | 1
|  | 8 | 14 | 22:31-22:45 | 1 | 1
|  | 8 | 14 | 22:46-23:00 | 1 | 1
|  | 8 | 14 | 23:01-23:15 | 1 | 1
|  | 8 | 14 | 23:16-23:30 | 1 | 1
|  | 8 | 14 | 23:31-23:45 | 1 | 1
|  | 8 | 14 | 23:46-24:00 | 1 | 1
|  | 8 | 15 | 00:01-00:15 | 1 | 1
|  | 8 | 15 | 00:16-00:30 | 1 | 1
|  | 8 | 15 | 00:31-00:45 | 1 | 1
|  | 8 | 15 | 00:46-01:00 | 1 | 1
|  | 8 | 15 | 01:01-01:15 | 1 | 1
|  | 8 | 15 | 01:16-01:30 | 1 | 1
|  | 8 | 15 | 01:31-01:45 | 1 | 1
|  | 8 | 15 | 01:46-02:00 | 1 | 1
|  | 8 | 15 | 02:01-02:15 | 1 | 1
|  | 8 | 15 | 02:16-02:30 | 1 | 1
|  | 8 | 15 | 02:31-02:45 | 1 | 1
|  | 8 | 15 | 02:46-03:00 | 1 | 1
|  | 8 | 15 | 03:01-03:15 | 1 | 1
|  | 8 | 15 | 03:16-03:30 | 1 | 1
|  | 8 | 15 | 03:31-03:45 | 1 | 1
|  | 8 | 15 | 03:46-04:00 | 1 | 1
|  | 8 | 15 | 04:01-04:15 | 1 | 1
|  | 8 | 15 | 04:16-04:30 | 1 | 1
|  | 8 | 15 | 04:31-04:45 | 1 | 1
|  | 8 | 15 | 04:46-05:00 | 1 | 1
|  | 8 | 15 | 05:01-05:15 | 1 | 1
|  | 8 | 15 | 05:16-05:30 | 1 | 1
|  | 8 | 15 | 05:31-05:45 | 1 | 1
|  | 8 | 15 | 05:46-06:00 | 1 | 1
|  | 8 | 15 | 06:01-06:15 | 1 | 1
|  | 8 | 15 | 06:16-06:30 | 1 | 1
|  | 8 | 15 | 06:31-06:45 | 1 | 1
|  | 8 | 15 | 06:46-07:00 | 1 | 1
|  | 8 | 15 | 07:01-07:15 | 1 | 1
|  | 8 | 15 | 07:16-07:30 | 1 | 1
|  | 8 | 15 | 07:31-07:45 | 1 | 1
|  | 8 | 15 | 07:46-08:00 | 1 | 1
|  | 8 | 15 | 08:01-08:15 | 1 | 1
|  | 8 | 15 | 08:16-08:30 | 1 | 1
|  | 8 | 15 | 08:31-08:45 | 1 | 1
|  | 8 | 15 | 08:46-09:00 | 1 | 1
|  | 8 | 15 | 09:01-09:15 | 1 | 1
|  | 8 | 15 | 09:16-09:30 | 1 | 1
|  | 8 | 15 | 09:31-09:45 | 1 | 1
|  | 8 | 15 | 09:46-10:00 | 1 | 1
|  | 8 | 15 | 10:01-10:15 | 1 | 1
|  | 8 | 15 | 10:16-10:30 | 1 | 1
|  | 8 | 15 | 10:31-10:45 | 1 | 1
|  | 8 | 15 | 10:46-11:00 | 1 | 1
|  | 8 | 15 | 11:01-11:15 | 1 | 1
|  | 8 | 15 | 11:16-11:30 | 1 | 1
|  | 8 | 15 | 11:31-11:45 | 1 | 1
|  | 8 | 15 | 11:46-12:00 | 1 | 1
|  | 8 | 15 | 12:01-12:15 | 1 | 1
|  | 8 | 15 | 12:16-12:30 | 1 | 1
|  | 8 | 15 | 12:31-12:45 | 1 | 1
|  | 8 | 15 | 12:46-13:00 | 1 | 1
|  | 8 | 15 | 13:01-13:15 | 1 | 1
|  | 8 | 15 | 13:16-13:30 | 1 | 1
|  | 8 | 15 | 13:31-13:45 | 1 | 1
|  | 8 | 15 | 13:46-14:00 | 1 | 1
|  | 8 | 15 | 14:01-14:15 | 1 | 1
|  | 8 | 15 | 14:16-14:30 | 1 | 1
|  | 8 | 15 | 14:31-14:45 | 1 | 1
|  | 8 | 15 | 14:46-15:00 | 1 | 1
|  | 8 | 15 | 15:01-15:15 | 1 | 1
|  | 8 | 15 | 15:16-15:30 | 1 | 1
|  | 8 | 15 | 15:31-15:45 | 1 | 1
|  | 8 | 15 | 15:46-16:00 | 1 | 1
|  | 8 | 15 | 16:01-16:15 | 1 | 1
|  | 8 | 15 | 16:16-16:30 | 1 | 1
|  | 8 | 15 | 16:31-16:45 | 1 | 1
|  | 8 | 15 | 16:46-17:00 | 1 | 1
|  | 8 | 15 | 17:01-17:15 | 1 | 1
|  | 8 | 15 | 17:16-17:30 | 1 | 1
|  | 8 | 15 | 17:31-17:45 | 1 | 1
|  | 8 | 15 | 17:46-18:00 | 1 | 1
|  | 8 | 15 | 18:01-18:15 | 1 | 1
|  | 8 | 15 | 18:16-18:30 | 1 | 1
|  | 8 | 15 | 18:31-18:45 | 1 | 1
|  | 8 | 15 | 18:46-19:00 | 1 | 1
|  | 8 | 15 | 19:01-19:15 | 1 | 1
|  | 8 | 15 | 19:16-19:30 | 1 | 1
|  | 8 | 15 | 19:31-19:45 | 1 | 1
|  | 8 | 15 | 19:46-20:00 | 1 | 1
|  | 8 | 15 | 20:01-20:15 | 1 | 1
|  | 8 | 15 | 20:16-20:30 | 1 | 1
|  | 8 | 15 | 20:31-20:45 | 1 | 1
|  | 8 | 15 | 20:46-21:00 | 1 | 1
|  | 8 | 15 | 21:01-21:15 | 1 | 1
|  | 8 | 15 | 21:16-21:30 | 1 | 1
|  | 8 | 15 | 21:31-21:45 | 1 | 1
|  | 8 | 15 | 21:46-22:00 | 1 | 1
|  | 8 | 15 | 22:01-22:15 | 1 | 1
|  | 8 | 15 | 22:16-22:30 | 1 | 1
|  | 8 | 15 | 22:31-22:45 | 1 | 1
|  | 8 | 15 | 22:46-23:00 | 1 | 1
|  | 8 | 15 | 23:01-23:15 | 1 | 1
|  | 8 | 15 | 23:16-23:30 | 1 | 1
|  | 8 | 15 | 23:31-23:45 | 1 | 1
|  | 8 | 15 | 23:46-24:00 | 1 | 1
|  | 8 | 16 | 00:01-00:15 | 1 | 1
|  | 8 | 16 | 00:16-00:30 | 1 | 1
|  | 8 | 16 | 00:31-00:45 | 1 | 1
|  | 8 | 16 | 00:46-01:00 | 1 | 1
|  | 8 | 16 | 01:01-01:15 | 1 | 1
|  | 8 | 16 | 01:16-01:30 | 1 | 1
|  | 8 | 16 | 01:31-01:45 | 1 | 1
|  | 8 | 16 | 01:46-02:00 | 1 | 1
|  | 8 | 16 | 02:01-02:15 | 1 | 1
|  | 8 | 16 | 02:16-02:30 | 1 | 1
|  | 8 | 16 | 02:31-02:45 | 1 | 1
|  | 8 | 16 | 02:46-03:00 | 1 | 1
|  | 8 | 16 | 03:01-03:15 | 1 | 1
|  | 8 | 16 | 03:16-03:30 | 1 | 1
|  | 8 | 16 | 03:31-03:45 | 1 | 1
|  | 8 | 16 | 03:46-04:00 | 1 | 1
|  | 8 | 16 | 04:01-04:15 | 1 | 1
|  | 8 | 16 | 04:16-04:30 | 1 | 1
|  | 8 | 16 | 04:31-04:45 | 1 | 1
|  | 8 | 16 | 04:46-05:00 | 1 | 1
|  | 8 | 16 | 05:01-05:15 | 1 | 1
|  | 8 | 16 | 05:16-05:30 | 1 | 1
|  | 8 | 16 | 05:31-05:45 | 1 | 1
|  | 8 | 16 | 05:46-06:00 | 1 | 1
|  | 8 | 16 | 06:01-06:15 | 1 | 1
|  | 8 | 16 | 06:16-06:30 | 1 | 1
|  | 8 | 16 | 06:31-06:45 | 1 | 1
|  | 8 | 16 | 06:46-07:00 | 1 | 1
|  | 8 | 16 | 07:01-07:15 | 1 | 1
|  | 8 | 16 | 07:16-07:30 | 1 | 1
|  | 8 | 16 | 07:31-07:45 | 1 | 1
|  | 8 | 16 | 07:46-08:00 | 1 | 1
|  | 8 | 16 | 08:01-08:15 | 1 | 1
|  | 8 | 16 | 08:16-08:30 | 1 | 1
|  | 8 | 16 | 08:31-08:45 | 1 | 1
|  | 8 | 16 | 08:46-09:00 | 1 | 1
|  | 8 | 16 | 09:01-09:15 | 1 | 1
|  | 8 | 16 | 09:16-09:30 | 1 | 1
|  | 8 | 16 | 09:31-09:45 | 1 | 1
|  | 8 | 16 | 09:46-10:00 | 1 | 1
|  | 8 | 16 | 10:01-10:15 | 1 | 1
|  | 8 | 16 | 10:16-10:30 | 1 | 1
|  | 8 | 16 | 10:31-10:45 | 1 | 1
|  | 8 | 16 | 10:46-11:00 | 1 | 1
|  | 8 | 16 | 11:01-11:15 | 1 | 1
|  | 8 | 16 | 11:16-11:30 | 1 | 1
|  | 8 | 16 | 11:31-11:45 | 1 | 1
|  | 8 | 16 | 11:46-12:00 | 1 | 1
|  | 8 | 16 | 12:01-12:15 | 1 | 1
|  | 8 | 16 | 12:16-12:30 | 1 | 1
|  | 8 | 16 | 12:31-12:45 | 1 | 1
|  | 8 | 16 | 12:46-13:00 | 1 | 1
|  | 8 | 16 | 13:01-13:15 | 1 | 1
|  | 8 | 16 | 13:16-13:30 | 1 | 1
|  | 8 | 16 | 13:31-13:45 | 1 | 1
|  | 8 | 16 | 13:46-14:00 | 1 | 1
|  | 8 | 16 | 14:01-14:15 | 1 | 1
|  | 8 | 16 | 14:16-14:30 | 1 | 1
|  | 8 | 16 | 14:31-14:45 | 1 | 1
|  | 8 | 16 | 14:46-15:00 | 1 | 1
|  | 8 | 16 | 15:01-15:15 | 1 | 1
|  | 8 | 16 | 15:16-15:30 | 1 | 1
|  | 8 | 16 | 15:31-15:45 | 1 | 1
|  | 8 | 16 | 15:46-16:00 | 1 | 1
|  | 8 | 16 | 16:01-16:15 | 1 | 1
|  | 8 | 16 | 16:16-16:30 | 1 | 1
|  | 8 | 16 | 16:31-16:45 | 1 | 1
|  | 8 | 16 | 16:46-17:00 | 1 | 1
|  | 8 | 16 | 17:01-17:15 | 1 | 1
|  | 8 | 16 | 17:16-17:30 | 1 | 1
|  | 8 | 16 | 17:31-17:45 | 1 | 1
|  | 8 | 16 | 17:46-18:00 | 1 | 1
|  | 8 | 16 | 18:01-18:15 | 1 | 1
|  | 8 | 16 | 18:16-18:30 | 1 | 1
|  | 8 | 16 | 18:31-18:45 | 1 | 1
|  | 8 | 16 | 18:46-19:00 | 1 | 1
|  | 8 | 16 | 19:01-19:15 | 1 | 1
|  | 8 | 16 | 19:16-19:30 | 1 | 1
|  | 8 | 16 | 19:31-19:45 | 1 | 1
|  | 8 | 16 | 19:46-20:00 | 1 | 1
|  | 8 | 16 | 20:01-20:15 | 1 | 1
|  | 8 | 16 | 20:16-20:30 | 1 | 1
|  | 8 | 16 | 20:31-20:45 | 1 | 1
|  | 8 | 16 | 20:46-21:00 | 1 | 1
|  | 8 | 16 | 21:01-21:15 | 1 | 1
|  | 8 | 16 | 21:16-21:30 | 1 | 1
|  | 8 | 16 | 21:31-21:45 | 1 | 1
|  | 8 | 16 | 21:46-22:00 | 1 | 1
|  | 8 | 16 | 22:01-22:15 | 1 | 1
|  | 8 | 16 | 22:16-22:30 | 1 | 1
|  | 8 | 16 | 22:31-22:45 | 1 | 1
|  | 8 | 16 | 22:46-23:00 | 1 | 1
|  | 8 | 16 | 23:01-23:15 | 1 | 1
|  | 8 | 16 | 23:16-23:30 | 1 | 1
|  | 8 | 16 | 23:31-23:45 | 1 | 1
|  | 8 | 16 | 23:46-24:00 | 1 | 1
|  | 8 | 17 | 00:01-00:15 | 1 | 1
|  | 8 | 17 | 00:16-00:30 | 1 | 1
|  | 8 | 17 | 00:31-00:45 | 1 | 1
|  | 8 | 17 | 00:46-01:00 | 1 | 1
|  | 8 | 17 | 01:01-01:15 | 1 | 1
|  | 8 | 17 | 01:16-01:30 | 1 | 1
|  | 8 | 17 | 01:31-01:45 | 1 | 1
|  | 8 | 17 | 01:46-02:00 | 1 | 1
|  | 8 | 17 | 02:01-02:15 | 1 | 1
|  | 8 | 17 | 02:16-02:30 | 1 | 1
|  | 8 | 17 | 02:31-02:45 | 1 | 1
|  | 8 | 17 | 02:46-03:00 | 1 | 1
|  | 8 | 17 | 03:01-03:15 | 1 | 1
|  | 8 | 17 | 03:16-03:30 | 1 | 1
|  | 8 | 17 | 03:31-03:45 | 1 | 1
|  | 8 | 17 | 03:46-04:00 | 1 | 1
|  | 8 | 17 | 04:01-04:15 | 1 | 1
|  | 8 | 17 | 04:16-04:30 | 1 | 1
|  | 8 | 17 | 04:31-04:45 | 1 | 1
|  | 8 | 17 | 04:46-05:00 | 1 | 1
|  | 8 | 17 | 05:01-05:15 | 1 | 1
|  | 8 | 17 | 05:16-05:30 | 1 | 1
|  | 8 | 17 | 05:31-05:45 | 1 | 1
|  | 8 | 17 | 05:46-06:00 | 1 | 1
|  | 8 | 17 | 06:01-06:15 | 1 | 1
|  | 8 | 17 | 06:16-06:30 | 1 | 1
|  | 8 | 17 | 06:31-06:45 | 1 | 1
|  | 8 | 17 | 06:46-07:00 | 1 | 1
|  | 8 | 17 | 07:01-07:15 | 1 | 1
|  | 8 | 17 | 07:16-07:30 | 1 | 1
|  | 8 | 17 | 07:31-07:45 | 1 | 1
|  | 8 | 17 | 07:46-08:00 | 1 | 1
|  | 8 | 17 | 08:01-08:15 | 1 | 1
|  | 8 | 17 | 08:16-08:30 | 1 | 1
|  | 8 | 17 | 08:31-08:45 | 1 | 1
|  | 8 | 17 | 08:46-09:00 | 1 | 1
|  | 8 | 17 | 09:01-09:15 | 1 | 1
|  | 8 | 17 | 09:16-09:30 | 1 | 1
|  | 8 | 17 | 09:31-09:45 | 1 | 1
|  | 8 | 17 | 09:46-10:00 | 1 | 1
|  | 8 | 17 | 10:01-10:15 | 1 | 1
|  | 8 | 17 | 10:16-10:30 | 1 | 1
|  | 8 | 17 | 10:31-10:45 | 1 | 1
|  | 8 | 17 | 10:46-11:00 | 1 | 1
|  | 8 | 17 | 11:01-11:15 | 1 | 1
|  | 8 | 17 | 11:16-11:30 | 1 | 1
|  | 8 | 17 | 11:31-11:45 | 1 | 1
|  | 8 | 17 | 11:46-12:00 | 1 | 1
|  | 8 | 17 | 12:01-12:15 | 1 | 1
|  | 8 | 17 | 12:16-12:30 | 1 | 1
|  | 8 | 17 | 12:31-12:45 | 1 | 1
|  | 8 | 17 | 12:46-13:00 | 1 | 1
|  | 8 | 17 | 13:01-13:15 | 1 | 1
|  | 8 | 17 | 13:16-13:30 | 1 | 1
|  | 8 | 17 | 13:31-13:45 | 1 | 1
|  | 8 | 17 | 13:46-14:00 | 1 | 1
|  | 8 | 17 | 14:01-14:15 | 1 | 1
|  | 8 | 17 | 14:16-14:30 | 1 | 1
|  | 8 | 17 | 14:31-14:45 | 1 | 1
|  | 8 | 17 | 14:46-15:00 | 1 | 1
|  | 8 | 17 | 15:01-15:15 | 1 | 1
|  | 8 | 17 | 15:16-15:30 | 1 | 1
|  | 8 | 17 | 15:31-15:45 | 1 | 1
|  | 8 | 17 | 15:46-16:00 | 1 | 1
|  | 8 | 17 | 16:01-16:15 | 1 | 1
|  | 8 | 17 | 16:16-16:30 | 1 | 1
|  | 8 | 17 | 16:31-16:45 | 1 | 1
|  | 8 | 17 | 16:46-17:00 | 1 | 1
|  | 8 | 17 | 17:01-17:15 | 1 | 1
|  | 8 | 17 | 17:16-17:30 | 1 | 1
|  | 8 | 17 | 17:31-17:45 | 1 | 1
|  | 8 | 17 | 17:46-18:00 | 1 | 1
|  | 8 | 17 | 18:01-18:15 | 1 | 1
|  | 8 | 17 | 18:16-18:30 | 1 | 1
|  | 8 | 17 | 18:31-18:45 | 1 | 1
|  | 8 | 17 | 18:46-19:00 | 1 | 1
|  | 8 | 17 | 19:01-19:15 | 1 | 1
|  | 8 | 17 | 19:16-19:30 | 1 | 1
|  | 8 | 17 | 19:31-19:45 | 1 | 1
|  | 8 | 17 | 19:46-20:00 | 1 | 1
|  | 8 | 17 | 20:01-20:15 | 1 | 1
|  | 8 | 17 | 20:16-20:30 | 1 | 1
|  | 8 | 17 | 20:31-20:45 | 1 | 1
|  | 8 | 17 | 20:46-21:00 | 1 | 1
|  | 8 | 17 | 21:01-21:15 | 1 | 1
|  | 8 | 17 | 21:16-21:30 | 1 | 1
|  | 8 | 17 | 21:31-21:45 | 1 | 1
|  | 8 | 17 | 21:46-22:00 | 1 | 1
|  | 8 | 17 | 22:01-22:15 | 1 | 1
|  | 8 | 17 | 22:16-22:30 | 1 | 1
|  | 8 | 17 | 22:31-22:45 | 1 | 1
|  | 8 | 17 | 22:46-23:00 | 1 | 1
|  | 8 | 17 | 23:01-23:15 | 1 | 1
|  | 8 | 17 | 23:16-23:30 | 1 | 1
|  | 8 | 17 | 23:31-23:45 | 1 | 1
|  | 8 | 17 | 23:46-24:00 | 1 | 1
|  | 8 | 18 | 00:01-00:15 | 1 | 1
|  | 8 | 18 | 00:16-00:30 | 1 | 1
|  | 8 | 18 | 00:31-00:45 | 1 | 1
|  | 8 | 18 | 00:46-01:00 | 1 | 1
|  | 8 | 18 | 01:01-01:15 | 1 | 1
|  | 8 | 18 | 01:16-01:30 | 1 | 1
|  | 8 | 18 | 01:31-01:45 | 1 | 1
|  | 8 | 18 | 01:46-02:00 | 1 | 1
|  | 8 | 18 | 02:01-02:15 | 1 | 1
|  | 8 | 18 | 02:16-02:30 | 1 | 1
|  | 8 | 18 | 02:31-02:45 | 1 | 1
|  | 8 | 18 | 02:46-03:00 | 1 | 1
|  | 8 | 18 | 03:01-03:15 | 1 | 1
|  | 8 | 18 | 03:16-03:30 | 1 | 1
|  | 8 | 18 | 03:31-03:45 | 1 | 1
|  | 8 | 18 | 03:46-04:00 | 1 | 1
|  | 8 | 18 | 04:01-04:15 | 1 | 1
|  | 8 | 18 | 04:16-04:30 | 1 | 1
|  | 8 | 18 | 04:31-04:45 | 1 | 1
|  | 8 | 18 | 04:46-05:00 | 1 | 1
|  | 8 | 18 | 05:01-05:15 | 1 | 1
|  | 8 | 18 | 05:16-05:30 | 1 | 1
|  | 8 | 18 | 05:31-05:45 | 1 | 1
|  | 8 | 18 | 05:46-06:00 | 1 | 1
|  | 8 | 18 | 06:01-06:15 | 1 | 1
|  | 8 | 18 | 06:16-06:30 | 1 | 1
|  | 8 | 18 | 06:31-06:45 | 1 | 1
|  | 8 | 18 | 06:46-07:00 | 1 | 1
|  | 8 | 18 | 07:01-07:15 | 1 | 1
|  | 8 | 18 | 07:16-07:30 | 1 | 1
|  | 8 | 18 | 07:31-07:45 | 1 | 1
|  | 8 | 18 | 07:46-08:00 | 1 | 1
|  | 8 | 18 | 08:01-08:15 | 1 | 1
|  | 8 | 18 | 08:16-08:30 | 1 | 1
|  | 8 | 18 | 08:31-08:45 | 1 | 1
|  | 8 | 18 | 08:46-09:00 | 1 | 1
|  | 8 | 18 | 09:01-09:15 | 1 | 1
|  | 8 | 18 | 09:16-09:30 | 1 | 1
|  | 8 | 18 | 09:31-09:45 | 1 | 1
|  | 8 | 18 | 09:46-10:00 | 1 | 1
|  | 8 | 18 | 10:01-10:15 | 1 | 1
|  | 8 | 18 | 10:16-10:30 | 1 | 1
|  | 8 | 18 | 10:31-10:45 | 1 | 1
|  | 8 | 18 | 10:46-11:00 | 1 | 1
|  | 8 | 18 | 11:01-11:15 | 1 | 1
|  | 8 | 18 | 11:16-11:30 | 1 | 1
|  | 8 | 18 | 11:31-11:45 | 1 | 1
|  | 8 | 18 | 11:46-12:00 | 1 | 1
|  | 8 | 18 | 12:01-12:15 | 1 | 1
|  | 8 | 18 | 12:16-12:30 | 1 | 1
|  | 8 | 18 | 12:31-12:45 | 1 | 1
|  | 8 | 18 | 12:46-13:00 | 1 | 1
|  | 8 | 18 | 13:01-13:15 | 1 | 1
|  | 8 | 18 | 13:16-13:30 | 1 | 1
|  | 8 | 18 | 13:31-13:45 | 1 | 1
|  | 8 | 18 | 13:46-14:00 | 1 | 1
|  | 8 | 18 | 14:01-14:15 | 1 | 1
|  | 8 | 18 | 14:16-14:30 | 1 | 1
|  | 8 | 18 | 14:31-14:45 | 1 | 1
|  | 8 | 18 | 14:46-15:00 | 1 | 1
|  | 8 | 18 | 15:01-15:15 | 1 | 1
|  | 8 | 18 | 15:16-15:30 | 1 | 1
|  | 8 | 18 | 15:31-15:45 | 1 | 1
|  | 8 | 18 | 15:46-16:00 | 1 | 1
|  | 8 | 18 | 16:01-16:15 | 1 | 1
|  | 8 | 18 | 16:16-16:30 | 1 | 1
|  | 8 | 18 | 16:31-16:45 | 1 | 1
|  | 8 | 18 | 16:46-17:00 | 1 | 1
|  | 8 | 18 | 17:01-17:15 | 1 | 1
|  | 8 | 18 | 17:16-17:30 | 1 | 1
|  | 8 | 18 | 17:31-17:45 | 1 | 1
|  | 8 | 18 | 17:46-18:00 | 1 | 1
|  | 8 | 18 | 18:01-18:15 | 1 | 1
|  | 8 | 18 | 18:16-18:30 | 1 | 1
|  | 8 | 18 | 18:31-18:45 | 1 | 1
|  | 8 | 18 | 18:46-19:00 | 1 | 1
|  | 8 | 18 | 19:01-19:15 | 1 | 1
|  | 8 | 18 | 19:16-19:30 | 1 | 1
|  | 8 | 18 | 19:31-19:45 | 1 | 1
|  | 8 | 18 | 19:46-20:00 | 1 | 1
|  | 8 | 18 | 20:01-20:15 | 1 | 1
|  | 8 | 18 | 20:16-20:30 | 1 | 1
|  | 8 | 18 | 20:31-20:45 | 1 | 1
|  | 8 | 18 | 20:46-21:00 | 1 | 1
|  | 8 | 18 | 21:01-21:15 | 1 | 1
|  | 8 | 18 | 21:16-21:30 | 1 | 1
|  | 8 | 18 | 21:31-21:45 | 1 | 1
|  | 8 | 18 | 21:46-22:00 | 1 | 1
|  | 8 | 18 | 22:01-22:15 | 1 | 1
|  | 8 | 18 | 22:16-22:30 | 1 | 1
|  | 8 | 18 | 22:31-22:45 | 1 | 1
|  | 8 | 18 | 22:46-23:00 | 1 | 1
|  | 8 | 18 | 23:01-23:15 | 1 | 1
|  | 8 | 18 | 23:16-23:30 | 1 | 1
|  | 8 | 18 | 23:31-23:45 | 1 | 1
|  | 8 | 18 | 23:46-24:00 | 1 | 1
|  | 8 | 19 | 00:01-00:15 | 0 | 1
|  | 8 | 19 | 00:16-00:30 | 0 | 1
|  | 8 | 19 | 00:31-00:45 | 0 | 1
|  | 8 | 19 | 00:46-01:00 | 0 | 1
|  | 8 | 19 | 01:01-01:15 | 0 | 1
|  | 8 | 19 | 01:16-01:30 | 0 | 1
|  | 8 | 19 | 01:31-01:45 | 0 | 1
|  | 8 | 19 | 01:46-02:00 | 0 | 1
|  | 8 | 19 | 02:01-02:15 | 0 | 1
|  | 8 | 19 | 02:16-02:30 | 0 | 1
|  | 8 | 19 | 02:31-02:45 | 0 | 1
|  | 8 | 19 | 02:46-03:00 | 0 | 1
|  | 8 | 19 | 03:01-03:15 | 0 | 1
|  | 8 | 19 | 03:16-03:30 | 0 | 1
|  | 8 | 19 | 03:31-03:45 | 0 | 1
|  | 8 | 19 | 03:46-04:00 | 0 | 1
|  | 8 | 19 | 04:01-04:15 | 0 | 1
|  | 8 | 19 | 04:16-04:30 | 0 | 1
|  | 8 | 19 | 04:31-04:45 | 0 | 1
|  | 8 | 19 | 04:46-05:00 | 0 | 1
|  | 8 | 19 | 05:01-05:15 | 0 | 1
|  | 8 | 19 | 05:16-05:30 | 0 | 1
|  | 8 | 19 | 05:31-05:45 | 0 | 1
|  | 8 | 19 | 05:46-06:00 | 0 | 1
|  | 8 | 19 | 06:01-06:15 | 0 | 1
|  | 8 | 19 | 06:16-06:30 | 0 | 1
|  | 8 | 19 | 06:31-06:45 | 0 | 1
|  | 8 | 19 | 06:46-07:00 | 0 | 1
|  | 8 | 19 | 07:01-07:15 | 0 | 1
|  | 8 | 19 | 07:16-07:30 | 0 | 1
|  | 8 | 19 | 07:31-07:45 | 0 | 1
|  | 8 | 19 | 07:46-08:00 | 0 | 1
|  | 8 | 19 | 08:01-08:15 | 0 | 1
|  | 8 | 19 | 08:16-08:30 | 0 | 1
|  | 8 | 19 | 08:31-08:45 | 0 | 1
|  | 8 | 19 | 08:46-09:00 | 0 | 1
|  | 8 | 19 | 09:01-09:15 | 0 | 1
|  | 8 | 19 | 09:16-09:30 | 0 | 1
|  | 8 | 19 | 09:31-09:45 | 0 | 1
|  | 8 | 19 | 09:46-10:00 | 0 | 1
|  | 8 | 19 | 10:01-10:15 | 0 | 1
|  | 8 | 19 | 10:16-10:30 | 0 | 1
|  | 8 | 19 | 10:31-10:45 | 0 | 1
|  | 8 | 19 | 10:46-11:00 | 0 | 1
|  | 8 | 19 | 11:01-11:15 | 0 | 1
|  | 8 | 19 | 11:16-11:30 | 0 | 1
|  | 8 | 19 | 11:31-11:45 | 0 | 1
|  | 8 | 19 | 11:46-12:00 | 0 | 1
|  | 8 | 19 | 12:01-12:15 | 0 | 1
|  | 8 | 19 | 12:16-12:30 | 0 | 1
|  | 8 | 19 | 12:31-12:45 | 0 | 1
|  | 8 | 19 | 12:46-13:00 | 0 | 1
|  | 8 | 19 | 13:01-13:15 | 0 | 1
|  | 8 | 19 | 13:16-13:30 | 0 | 1
|  | 8 | 19 | 13:31-13:45 | 0 | 1
|  | 8 | 19 | 13:46-14:00 | 0 | 1
|  | 8 | 19 | 14:01-14:15 | 0 | 1
|  | 8 | 19 | 14:16-14:30 | 0 | 1
|  | 8 | 19 | 14:31-14:45 | 0 | 1
|  | 8 | 19 | 14:46-15:00 | 0 | 1
|  | 8 | 19 | 15:01-15:15 | 0 | 1
|  | 8 | 19 | 15:16-15:30 | 0 | 1
|  | 8 | 19 | 15:31-15:45 | 0 | 1
|  | 8 | 19 | 15:46-16:00 | 0 | 1
|  | 8 | 19 | 16:01-16:15 | 0 | 1
|  | 8 | 19 | 16:16-16:30 | 0 | 1
|  | 8 | 19 | 16:31-16:45 | 0 | 1
|  | 8 | 19 | 16:46-17:00 | 0 | 1
|  | 8 | 19 | 17:01-17:15 | 0 | 1
|  | 8 | 19 | 17:16-17:30 | 0 | 1
|  | 8 | 19 | 17:31-17:45 | 0 | 1
|  | 8 | 19 | 17:46-18:00 | 0 | 1
|  | 8 | 19 | 18:01-18:15 | 0 | 1
|  | 8 | 19 | 18:16-18:30 | 0 | 1
|  | 8 | 19 | 18:31-18:45 | 0 | 1
|  | 8 | 19 | 18:46-19:00 | 0 | 1
|  | 8 | 19 | 19:01-19:15 | 0 | 1
|  | 8 | 19 | 19:16-19:30 | 0 | 1
|  | 8 | 19 | 19:31-19:45 | 0 | 1
|  | 8 | 19 | 19:46-20:00 | 0 | 1
|  | 8 | 19 | 20:01-20:15 | 0 | 1
|  | 8 | 19 | 20:16-20:30 | 0 | 1
|  | 8 | 19 | 20:31-20:45 | 0 | 1
|  | 8 | 19 | 20:46-21:00 | 0 | 1
|  | 8 | 19 | 21:01-21:15 | 0 | 1
|  | 8 | 19 | 21:16-21:30 | 0 | 1
|  | 8 | 19 | 21:31-21:45 | 0 | 1
|  | 8 | 19 | 21:46-22:00 | 0 | 1
|  | 8 | 19 | 22:01-22:15 | 0 | 1
|  | 8 | 19 | 22:16-22:30 | 0 | 1
|  | 8 | 19 | 22:31-22:45 | 0 | 1
|  | 8 | 19 | 22:46-23:00 | 0 | 1
|  | 8 | 19 | 23:01-23:15 | 0 | 1
|  | 8 | 19 | 23:16-23:30 | 0 | 1
|  | 8 | 19 | 23:31-23:45 | 0 | 1
|  | 8 | 19 | 23:46-24:00 | 0 | 1
|  | 8 | 20 | 00:01-00:15 | 0 | 1
|  | 8 | 20 | 00:16-00:30 | 0 | 1
|  | 8 | 20 | 00:31-00:45 | 0 | 1
|  | 8 | 20 | 00:46-01:00 | 0 | 1
|  | 8 | 20 | 01:01-01:15 | 0 | 1
|  | 8 | 20 | 01:16-01:30 | 0 | 1
|  | 8 | 20 | 01:31-01:45 | 0 | 1
|  | 8 | 20 | 01:46-02:00 | 0 | 1
|  | 8 | 20 | 02:01-02:15 | 0 | 1
|  | 8 | 20 | 02:16-02:30 | 0 | 1
|  | 8 | 20 | 02:31-02:45 | 0 | 1
|  | 8 | 20 | 02:46-03:00 | 0 | 1
|  | 8 | 20 | 03:01-03:15 | 0 | 1
|  | 8 | 20 | 03:16-03:30 | 0 | 1
|  | 8 | 20 | 03:31-03:45 | 0 | 1
|  | 8 | 20 | 03:46-04:00 | 0 | 1
|  | 8 | 20 | 04:01-04:15 | 0 | 1
|  | 8 | 20 | 04:16-04:30 | 0 | 1
|  | 8 | 20 | 04:31-04:45 | 0 | 1
|  | 8 | 20 | 04:46-05:00 | 0 | 1
|  | 8 | 20 | 05:01-05:15 | 0 | 1
|  | 8 | 20 | 05:16-05:30 | 0 | 1
|  | 8 | 20 | 05:31-05:45 | 0 | 1
|  | 8 | 20 | 05:46-06:00 | 0 | 1
|  | 8 | 20 | 06:01-06:15 | 0 | 1
|  | 8 | 20 | 06:16-06:30 | 0 | 1
|  | 8 | 20 | 06:31-06:45 | 0 | 1
|  | 8 | 20 | 06:46-07:00 | 0 | 1
|  | 8 | 20 | 07:01-07:15 | 0 | 1
|  | 8 | 20 | 07:16-07:30 | 0 | 1
|  | 8 | 20 | 07:31-07:45 | 0 | 1
|  | 8 | 20 | 07:46-08:00 | 0 | 1
|  | 8 | 20 | 08:01-08:15 | 0 | 1
|  | 8 | 20 | 08:16-08:30 | 0 | 1
|  | 8 | 20 | 08:31-08:45 | 0 | 1
|  | 8 | 20 | 08:46-09:00 | 0 | 1
|  | 8 | 20 | 09:01-09:15 | 0 | 1
|  | 8 | 20 | 09:16-09:30 | 0 | 1
|  | 8 | 20 | 09:31-09:45 | 0 | 1
|  | 8 | 20 | 09:46-10:00 | 0 | 1
|  | 8 | 20 | 10:01-10:15 | 0 | 1
|  | 8 | 20 | 10:16-10:30 | 0 | 1
|  | 8 | 20 | 10:31-10:45 | 0 | 1
|  | 8 | 20 | 10:46-11:00 | 0 | 1
|  | 8 | 20 | 11:01-11:15 | 0 | 1
|  | 8 | 20 | 11:16-11:30 | 0 | 1
|  | 8 | 20 | 11:31-11:45 | 0 | 1
|  | 8 | 20 | 11:46-12:00 | 0 | 1
|  | 8 | 20 | 12:01-12:15 | 0 | 1
|  | 8 | 20 | 12:16-12:30 | 0 | 1
|  | 8 | 20 | 12:31-12:45 | 0 | 1
|  | 8 | 20 | 12:46-13:00 | 0 | 1
|  | 8 | 20 | 13:01-13:15 | 0 | 1
|  | 8 | 20 | 13:16-13:30 | 0 | 1
|  | 8 | 20 | 13:31-13:45 | 0 | 1
|  | 8 | 20 | 13:46-14:00 | 0 | 1
|  | 8 | 20 | 14:01-14:15 | 0 | 1
|  | 8 | 20 | 14:16-14:30 | 0 | 1
|  | 8 | 20 | 14:31-14:45 | 0 | 1
|  | 8 | 20 | 14:46-15:00 | 0 | 1
|  | 8 | 20 | 15:01-15:15 | 0 | 1
|  | 8 | 20 | 15:16-15:30 | 0 | 1
|  | 8 | 20 | 15:31-15:45 | 0 | 1
|  | 8 | 20 | 15:46-16:00 | 0 | 1
|  | 8 | 20 | 16:01-16:15 | 0 | 1
|  | 8 | 20 | 16:16-16:30 | 0 | 1
|  | 8 | 20 | 16:31-16:45 | 0 | 1
|  | 8 | 20 | 16:46-17:00 | 0 | 1
|  | 8 | 20 | 17:01-17:15 | 0 | 1
|  | 8 | 20 | 17:16-17:30 | 0 | 1
|  | 8 | 20 | 17:31-17:45 | 0 | 1
|  | 8 | 20 | 17:46-18:00 | 0 | 1
|  | 8 | 20 | 18:01-18:15 | 0 | 1
|  | 8 | 20 | 18:16-18:30 | 0 | 1
|  | 8 | 20 | 18:31-18:45 | 0 | 1
|  | 8 | 20 | 18:46-19:00 | 0 | 1
|  | 8 | 20 | 19:01-19:15 | 0 | 1
|  | 8 | 20 | 19:16-19:30 | 0 | 1
|  | 8 | 20 | 19:31-19:45 | 0 | 1
|  | 8 | 20 | 19:46-20:00 | 0 | 1
|  | 8 | 20 | 20:01-20:15 | 0 | 1
|  | 8 | 20 | 20:16-20:30 | 0 | 1
|  | 8 | 20 | 20:31-20:45 | 0 | 1
|  | 8 | 20 | 20:46-21:00 | 0 | 1
|  | 8 | 20 | 21:01-21:15 | 0 | 1
|  | 8 | 20 | 21:16-21:30 | 0 | 1
|  | 8 | 20 | 21:31-21:45 | 0 | 1
|  | 8 | 20 | 21:46-22:00 | 0 | 1
|  | 8 | 20 | 22:01-22:15 | 0 | 1
|  | 8 | 20 | 22:16-22:30 | 0 | 1
|  | 8 | 20 | 22:31-22:45 | 0 | 1
|  | 8 | 20 | 22:46-23:00 | 0 | 1
|  | 8 | 20 | 23:01-23:15 | 0 | 1
|  | 8 | 20 | 23:16-23:30 | 0 | 1
|  | 8 | 20 | 23:31-23:45 | 0 | 1
|  | 8 | 20 | 23:46-24:00 | 0 | 1
|  | 8 | 21 | 00:01-00:15 | 1 | 1
|  | 8 | 21 | 00:16-00:30 | 1 | 1
|  | 8 | 21 | 00:31-00:45 | 1 | 1
|  | 8 | 21 | 00:46-01:00 | 1 | 1
|  | 8 | 21 | 01:01-01:15 | 1 | 1
|  | 8 | 21 | 01:16-01:30 | 1 | 1
|  | 8 | 21 | 01:31-01:45 | 1 | 1
|  | 8 | 21 | 01:46-02:00 | 1 | 1
|  | 8 | 21 | 02:01-02:15 | 1 | 1
|  | 8 | 21 | 02:16-02:30 | 1 | 1
|  | 8 | 21 | 02:31-02:45 | 1 | 1
|  | 8 | 21 | 02:46-03:00 | 1 | 1
|  | 8 | 21 | 03:01-03:15 | 1 | 1
|  | 8 | 21 | 03:16-03:30 | 1 | 1
|  | 8 | 21 | 03:31-03:45 | 1 | 1
|  | 8 | 21 | 03:46-04:00 | 1 | 1
|  | 8 | 21 | 04:01-04:15 | 1 | 1
|  | 8 | 21 | 04:16-04:30 | 1 | 1
|  | 8 | 21 | 04:31-04:45 | 1 | 1
|  | 8 | 21 | 04:46-05:00 | 1 | 1
|  | 8 | 21 | 05:01-05:15 | 1 | 1
|  | 8 | 21 | 05:16-05:30 | 1 | 1
|  | 8 | 21 | 05:31-05:45 | 1 | 1
|  | 8 | 21 | 05:46-06:00 | 1 | 1
|  | 8 | 21 | 06:01-06:15 | 1 | 1
|  | 8 | 21 | 06:16-06:30 | 1 | 1
|  | 8 | 21 | 06:31-06:45 | 1 | 1
|  | 8 | 21 | 06:46-07:00 | 1 | 1
|  | 8 | 21 | 07:01-07:15 | 1 | 1
|  | 8 | 21 | 07:16-07:30 | 1 | 1
|  | 8 | 21 | 07:31-07:45 | 1 | 1
|  | 8 | 21 | 07:46-08:00 | 1 | 1
|  | 8 | 21 | 08:01-08:15 | 1 | 1
|  | 8 | 21 | 08:16-08:30 | 1 | 1
|  | 8 | 21 | 08:31-08:45 | 1 | 1
|  | 8 | 21 | 08:46-09:00 | 1 | 1
|  | 8 | 21 | 09:01-09:15 | 1 | 1
|  | 8 | 21 | 09:16-09:30 | 1 | 1
|  | 8 | 21 | 09:31-09:45 | 1 | 1
|  | 8 | 21 | 09:46-10:00 | 1 | 1
|  | 8 | 21 | 10:01-10:15 | 1 | 1
|  | 8 | 21 | 10:16-10:30 | 1 | 1
|  | 8 | 21 | 10:31-10:45 | 1 | 1
|  | 8 | 21 | 10:46-11:00 | 1 | 1
|  | 8 | 21 | 11:01-11:15 | 1 | 1
|  | 8 | 21 | 11:16-11:30 | 1 | 1
|  | 8 | 21 | 11:31-11:45 | 1 | 1
|  | 8 | 21 | 11:46-12:00 | 1 | 1
|  | 8 | 21 | 12:01-12:15 | 1 | 1
|  | 8 | 21 | 12:16-12:30 | 1 | 1
|  | 8 | 21 | 12:31-12:45 | 1 | 1
|  | 8 | 21 | 12:46-13:00 | 1 | 1
|  | 8 | 21 | 13:01-13:15 | 1 | 1
|  | 8 | 21 | 13:16-13:30 | 1 | 1
|  | 8 | 21 | 13:31-13:45 | 1 | 1
|  | 8 | 21 | 13:46-14:00 | 1 | 1
|  | 8 | 21 | 14:01-14:15 | 1 | 1
|  | 8 | 21 | 14:16-14:30 | 1 | 1
|  | 8 | 21 | 14:31-14:45 | 1 | 1
|  | 8 | 21 | 14:46-15:00 | 1 | 1
|  | 8 | 21 | 15:01-15:15 | 1 | 1
|  | 8 | 21 | 15:16-15:30 | 1 | 1
|  | 8 | 21 | 15:31-15:45 | 1 | 1
|  | 8 | 21 | 15:46-16:00 | 1 | 1
|  | 8 | 21 | 16:01-16:15 | 1 | 1
|  | 8 | 21 | 16:16-16:30 | 1 | 1
|  | 8 | 21 | 16:31-16:45 | 1 | 1
|  | 8 | 21 | 16:46-17:00 | 1 | 1
|  | 8 | 21 | 17:01-17:15 | 1 | 1
|  | 8 | 21 | 17:16-17:30 | 1 | 1
|  | 8 | 21 | 17:31-17:45 | 1 | 1
|  | 8 | 21 | 17:46-18:00 | 1 | 1
|  | 8 | 21 | 18:01-18:15 | 1 | 1
|  | 8 | 21 | 18:16-18:30 | 1 | 1
|  | 8 | 21 | 18:31-18:45 | 1 | 1
|  | 8 | 21 | 18:46-19:00 | 1 | 1
|  | 8 | 21 | 19:01-19:15 | 1 | 1
|  | 8 | 21 | 19:16-19:30 | 1 | 1
|  | 8 | 21 | 19:31-19:45 | 1 | 1
|  | 8 | 21 | 19:46-20:00 | 1 | 1
|  | 8 | 21 | 20:01-20:15 | 1 | 1
|  | 8 | 21 | 20:16-20:30 | 1 | 1
|  | 8 | 21 | 20:31-20:45 | 1 | 1
|  | 8 | 21 | 20:46-21:00 | 1 | 1
|  | 8 | 21 | 21:01-21:15 | 1 | 1
|  | 8 | 21 | 21:16-21:30 | 1 | 1
|  | 8 | 21 | 21:31-21:45 | 1 | 1
|  | 8 | 21 | 21:46-22:00 | 1 | 1
|  | 8 | 21 | 22:01-22:15 | 1 | 1
|  | 8 | 21 | 22:16-22:30 | 1 | 1
|  | 8 | 21 | 22:31-22:45 | 1 | 1
|  | 8 | 21 | 22:46-23:00 | 1 | 1
|  | 8 | 21 | 23:01-23:15 | 1 | 1
|  | 8 | 21 | 23:16-23:30 | 1 | 1
|  | 8 | 21 | 23:31-23:45 | 1 | 1
|  | 8 | 21 | 23:46-24:00 | 1 | 1
|  | 8 | 22 | 00:01-00:15 | 1 | 1
|  | 8 | 22 | 00:16-00:30 | 1 | 1
|  | 8 | 22 | 00:31-00:45 | 1 | 1
|  | 8 | 22 | 00:46-01:00 | 1 | 1
|  | 8 | 22 | 01:01-01:15 | 1 | 1
|  | 8 | 22 | 01:16-01:30 | 1 | 1
|  | 8 | 22 | 01:31-01:45 | 1 | 1
|  | 8 | 22 | 01:46-02:00 | 1 | 1
|  | 8 | 22 | 02:01-02:15 | 1 | 1
|  | 8 | 22 | 02:16-02:30 | 1 | 1
|  | 8 | 22 | 02:31-02:45 | 1 | 1
|  | 8 | 22 | 02:46-03:00 | 1 | 1
|  | 8 | 22 | 03:01-03:15 | 1 | 1
|  | 8 | 22 | 03:16-03:30 | 1 | 1
|  | 8 | 22 | 03:31-03:45 | 1 | 1
|  | 8 | 22 | 03:46-04:00 | 1 | 1
|  | 8 | 22 | 04:01-04:15 | 1 | 1
|  | 8 | 22 | 04:16-04:30 | 1 | 1
|  | 8 | 22 | 04:31-04:45 | 1 | 1
|  | 8 | 22 | 04:46-05:00 | 1 | 1
|  | 8 | 22 | 05:01-05:15 | 1 | 1
|  | 8 | 22 | 05:16-05:30 | 1 | 1
|  | 8 | 22 | 05:31-05:45 | 1 | 1
|  | 8 | 22 | 05:46-06:00 | 1 | 1
|  | 8 | 22 | 06:01-06:15 | 1 | 1
|  | 8 | 22 | 06:16-06:30 | 1 | 1
|  | 8 | 22 | 06:31-06:45 | 1 | 1
|  | 8 | 22 | 06:46-07:00 | 1 | 1
|  | 8 | 22 | 07:01-07:15 | 1 | 1
|  | 8 | 22 | 07:16-07:30 | 1 | 1
|  | 8 | 22 | 07:31-07:45 | 1 | 1
|  | 8 | 22 | 07:46-08:00 | 1 | 1
|  | 8 | 22 | 08:01-08:15 | 1 | 1
|  | 8 | 22 | 08:16-08:30 | 1 | 1
|  | 8 | 22 | 08:31-08:45 | 1 | 1
|  | 8 | 22 | 08:46-09:00 | 1 | 1
|  | 8 | 22 | 09:01-09:15 | 1 | 1
|  | 8 | 22 | 09:16-09:30 | 1 | 1
|  | 8 | 22 | 09:31-09:45 | 1 | 1
|  | 8 | 22 | 09:46-10:00 | 1 | 1
|  | 8 | 22 | 10:01-10:15 | 1 | 1
|  | 8 | 22 | 10:16-10:30 | 1 | 1
|  | 8 | 22 | 10:31-10:45 | 1 | 1
|  | 8 | 22 | 10:46-11:00 | 1 | 1
|  | 8 | 22 | 11:01-11:15 | 1 | 1
|  | 8 | 22 | 11:16-11:30 | 1 | 1
|  | 8 | 22 | 11:31-11:45 | 1 | 1
|  | 8 | 22 | 11:46-12:00 | 1 | 1
|  | 8 | 22 | 12:01-12:15 | 1 | 1
|  | 8 | 22 | 12:16-12:30 | 1 | 1
|  | 8 | 22 | 12:31-12:45 | 1 | 1
|  | 8 | 22 | 12:46-13:00 | 1 | 1
|  | 8 | 22 | 13:01-13:15 | 1 | 1
|  | 8 | 22 | 13:16-13:30 | 1 | 1
|  | 8 | 22 | 13:31-13:45 | 1 | 1
|  | 8 | 22 | 13:46-14:00 | 1 | 1
|  | 8 | 22 | 14:01-14:15 | 1 | 1
|  | 8 | 22 | 14:16-14:30 | 1 | 1
|  | 8 | 22 | 14:31-14:45 | 1 | 1
|  | 8 | 22 | 14:46-15:00 | 1 | 1
|  | 8 | 22 | 15:01-15:15 | 1 | 1
|  | 8 | 22 | 15:16-15:30 | 1 | 1
|  | 8 | 22 | 15:31-15:45 | 1 | 1
|  | 8 | 22 | 15:46-16:00 | 1 | 1
|  | 8 | 22 | 16:01-16:15 | 1 | 1
|  | 8 | 22 | 16:16-16:30 | 1 | 1
|  | 8 | 22 | 16:31-16:45 | 1 | 1
|  | 8 | 22 | 16:46-17:00 | 1 | 1
|  | 8 | 22 | 17:01-17:15 | 1 | 1
|  | 8 | 22 | 17:16-17:30 | 1 | 1
|  | 8 | 22 | 17:31-17:45 | 1 | 1
|  | 8 | 22 | 17:46-18:00 | 1 | 1
|  | 8 | 22 | 18:01-18:15 | 1 | 1
|  | 8 | 22 | 18:16-18:30 | 1 | 1
|  | 8 | 22 | 18:31-18:45 | 1 | 1
|  | 8 | 22 | 18:46-19:00 | 1 | 1
|  | 8 | 22 | 19:01-19:15 | 1 | 1
|  | 8 | 22 | 19:16-19:30 | 1 | 1
|  | 8 | 22 | 19:31-19:45 | 1 | 1
|  | 8 | 22 | 19:46-20:00 | 1 | 1
|  | 8 | 22 | 20:01-20:15 | 1 | 1
|  | 8 | 22 | 20:16-20:30 | 1 | 1
|  | 8 | 22 | 20:31-20:45 | 1 | 1
|  | 8 | 22 | 20:46-21:00 | 1 | 1
|  | 8 | 22 | 21:01-21:15 | 1 | 1
|  | 8 | 22 | 21:16-21:30 | 1 | 1
|  | 8 | 22 | 21:31-21:45 | 1 | 1
|  | 8 | 22 | 21:46-22:00 | 1 | 1
|  | 8 | 22 | 22:01-22:15 | 1 | 1
|  | 8 | 22 | 22:16-22:30 | 1 | 1
|  | 8 | 22 | 22:31-22:45 | 1 | 1
|  | 8 | 22 | 22:46-23:00 | 1 | 1
|  | 8 | 22 | 23:01-23:15 | 1 | 1
|  | 8 | 22 | 23:16-23:30 | 1 | 1
|  | 8 | 22 | 23:31-23:45 | 1 | 1
|  | 8 | 22 | 23:46-24:00 | 1 | 1
|  | 8 | 23 | 00:01-00:15 | 1 | 1
|  | 8 | 23 | 00:16-00:30 | 1 | 1
|  | 8 | 23 | 00:31-00:45 | 1 | 1
|  | 8 | 23 | 00:46-01:00 | 1 | 1
|  | 8 | 23 | 01:01-01:15 | 1 | 1
|  | 8 | 23 | 01:16-01:30 | 1 | 1
|  | 8 | 23 | 01:31-01:45 | 1 | 1
|  | 8 | 23 | 01:46-02:00 | 1 | 1
|  | 8 | 23 | 02:01-02:15 | 1 | 1
|  | 8 | 23 | 02:16-02:30 | 1 | 1
|  | 8 | 23 | 02:31-02:45 | 1 | 1
|  | 8 | 23 | 02:46-03:00 | 1 | 1
|  | 8 | 23 | 03:01-03:15 | 1 | 1
|  | 8 | 23 | 03:16-03:30 | 1 | 1
|  | 8 | 23 | 03:31-03:45 | 1 | 1
|  | 8 | 23 | 03:46-04:00 | 1 | 1
|  | 8 | 23 | 04:01-04:15 | 1 | 1
|  | 8 | 23 | 04:16-04:30 | 1 | 1
|  | 8 | 23 | 04:31-04:45 | 1 | 1
|  | 8 | 23 | 04:46-05:00 | 1 | 1
|  | 8 | 23 | 05:01-05:15 | 1 | 1
|  | 8 | 23 | 05:16-05:30 | 1 | 1
|  | 8 | 23 | 05:31-05:45 | 1 | 1
|  | 8 | 23 | 05:46-06:00 | 1 | 1
|  | 8 | 23 | 06:01-06:15 | 1 | 1
|  | 8 | 23 | 06:16-06:30 | 1 | 1
|  | 8 | 23 | 06:31-06:45 | 1 | 1
|  | 8 | 23 | 06:46-07:00 | 1 | 1
|  | 8 | 23 | 07:01-07:15 | 1 | 1
|  | 8 | 23 | 07:16-07:30 | 1 | 1
|  | 8 | 23 | 07:31-07:45 | 1 | 1
|  | 8 | 23 | 07:46-08:00 | 1 | 1
|  | 8 | 23 | 08:01-08:15 | 1 | 1
|  | 8 | 23 | 08:16-08:30 | 1 | 1
|  | 8 | 23 | 08:31-08:45 | 1 | 1
|  | 8 | 23 | 08:46-09:00 | 1 | 1
|  | 8 | 23 | 09:01-09:15 | 1 | 1
|  | 8 | 23 | 09:16-09:30 | 1 | 1
|  | 8 | 23 | 09:31-09:45 | 1 | 1
|  | 8 | 23 | 09:46-10:00 | 1 | 1
|  | 8 | 23 | 10:01-10:15 | 1 | 1
|  | 8 | 23 | 10:16-10:30 | 1 | 1
|  | 8 | 23 | 10:31-10:45 | 1 | 1
|  | 8 | 23 | 10:46-11:00 | 1 | 1
|  | 8 | 23 | 11:01-11:15 | 1 | 1
|  | 8 | 23 | 11:16-11:30 | 1 | 1
|  | 8 | 23 | 11:31-11:45 | 1 | 1
|  | 8 | 23 | 11:46-12:00 | 1 | 1
|  | 8 | 23 | 12:01-12:15 | 1 | 1
|  | 8 | 23 | 12:16-12:30 | 1 | 1
|  | 8 | 23 | 12:31-12:45 | 1 | 1
|  | 8 | 23 | 12:46-13:00 | 1 | 1
|  | 8 | 23 | 13:01-13:15 | 1 | 1
|  | 8 | 23 | 13:16-13:30 | 1 | 1
|  | 8 | 23 | 13:31-13:45 | 1 | 1
|  | 8 | 23 | 13:46-14:00 | 1 | 1
|  | 8 | 23 | 14:01-14:15 | 1 | 1
|  | 8 | 23 | 14:16-14:30 | 1 | 1
|  | 8 | 23 | 14:31-14:45 | 1 | 1
|  | 8 | 23 | 14:46-15:00 | 1 | 1
|  | 8 | 23 | 15:01-15:15 | 1 | 1
|  | 8 | 23 | 15:16-15:30 | 1 | 1
|  | 8 | 23 | 15:31-15:45 | 1 | 1
|  | 8 | 23 | 15:46-16:00 | 1 | 1
|  | 8 | 23 | 16:01-16:15 | 1 | 1
|  | 8 | 23 | 16:16-16:30 | 1 | 1
|  | 8 | 23 | 16:31-16:45 | 1 | 1
|  | 8 | 23 | 16:46-17:00 | 1 | 1
|  | 8 | 23 | 17:01-17:15 | 1 | 1
|  | 8 | 23 | 17:16-17:30 | 1 | 1
|  | 8 | 23 | 17:31-17:45 | 1 | 1
|  | 8 | 23 | 17:46-18:00 | 1 | 1
|  | 8 | 23 | 18:01-18:15 | 1 | 1
|  | 8 | 23 | 18:16-18:30 | 1 | 1
|  | 8 | 23 | 18:31-18:45 | 1 | 1
|  | 8 | 23 | 18:46-19:00 | 1 | 1
|  | 8 | 23 | 19:01-19:15 | 1 | 1
|  | 8 | 23 | 19:16-19:30 | 1 | 1
|  | 8 | 23 | 19:31-19:45 | 1 | 1
|  | 8 | 23 | 19:46-20:00 | 1 | 1
|  | 8 | 23 | 20:01-20:15 | 1 | 1
|  | 8 | 23 | 20:16-20:30 | 1 | 1
|  | 8 | 23 | 20:31-20:45 | 1 | 1
|  | 8 | 23 | 20:46-21:00 | 1 | 1
|  | 8 | 23 | 21:01-21:15 | 1 | 1
|  | 8 | 23 | 21:16-21:30 | 1 | 1
|  | 8 | 23 | 21:31-21:45 | 1 | 1
|  | 8 | 23 | 21:46-22:00 | 1 | 1
|  | 8 | 23 | 22:01-22:15 | 1 | 1
|  | 8 | 23 | 22:16-22:30 | 1 | 1
|  | 8 | 23 | 22:31-22:45 | 1 | 1
|  | 8 | 23 | 22:46-23:00 | 1 | 1
|  | 8 | 23 | 23:01-23:15 | 1 | 1
|  | 8 | 23 | 23:16-23:30 | 1 | 1
|  | 8 | 23 | 23:31-23:45 | 1 | 1
|  | 8 | 23 | 23:46-24:00 | 1 | 1
|  | 8 | 24 | 00:01-00:15 | 1 | 1
|  | 8 | 24 | 00:16-00:30 | 1 | 1
|  | 8 | 24 | 00:31-00:45 | 1 | 1
|  | 8 | 24 | 00:46-01:00 | 1 | 1
|  | 8 | 24 | 01:01-01:15 | 1 | 1
|  | 8 | 24 | 01:16-01:30 | 1 | 1
|  | 8 | 24 | 01:31-01:45 | 1 | 1
|  | 8 | 24 | 01:46-02:00 | 1 | 1
|  | 8 | 24 | 02:01-02:15 | 1 | 1
|  | 8 | 24 | 02:16-02:30 | 1 | 1
|  | 8 | 24 | 02:31-02:45 | 1 | 1
|  | 8 | 24 | 02:46-03:00 | 1 | 1
|  | 8 | 24 | 03:01-03:15 | 1 | 1
|  | 8 | 24 | 03:16-03:30 | 1 | 1
|  | 8 | 24 | 03:31-03:45 | 1 | 1
|  | 8 | 24 | 03:46-04:00 | 1 | 1
|  | 8 | 24 | 04:01-04:15 | 1 | 1
|  | 8 | 24 | 04:16-04:30 | 1 | 1
|  | 8 | 24 | 04:31-04:45 | 1 | 1
|  | 8 | 24 | 04:46-05:00 | 1 | 1
|  | 8 | 24 | 05:01-05:15 | 1 | 1
|  | 8 | 24 | 05:16-05:30 | 1 | 1
|  | 8 | 24 | 05:31-05:45 | 1 | 1
|  | 8 | 24 | 05:46-06:00 | 1 | 1
|  | 8 | 24 | 06:01-06:15 | 1 | 1
|  | 8 | 24 | 06:16-06:30 | 1 | 1
|  | 8 | 24 | 06:31-06:45 | 1 | 1
|  | 8 | 24 | 06:46-07:00 | 1 | 1
|  | 8 | 24 | 07:01-07:15 | 1 | 1
|  | 8 | 24 | 07:16-07:30 | 1 | 1
|  | 8 | 24 | 07:31-07:45 | 1 | 1
|  | 8 | 24 | 07:46-08:00 | 1 | 1
|  | 8 | 24 | 08:01-08:15 | 1 | 1
|  | 8 | 24 | 08:16-08:30 | 1 | 1
|  | 8 | 24 | 08:31-08:45 | 1 | 1
|  | 8 | 24 | 08:46-09:00 | 1 | 1
|  | 8 | 24 | 09:01-09:15 | 1 | 1
|  | 8 | 24 | 09:16-09:30 | 1 | 1
|  | 8 | 24 | 09:31-09:45 | 1 | 1
|  | 8 | 24 | 09:46-10:00 | 1 | 1
|  | 8 | 24 | 10:01-10:15 | 1 | 1
|  | 8 | 24 | 10:16-10:30 | 1 | 1
|  | 8 | 24 | 10:31-10:45 | 1 | 1
|  | 8 | 24 | 10:46-11:00 | 1 | 1
|  | 8 | 24 | 11:01-11:15 | 1 | 1
|  | 8 | 24 | 11:16-11:30 | 1 | 1
|  | 8 | 24 | 11:31-11:45 | 1 | 1
|  | 8 | 24 | 11:46-12:00 | 1 | 1
|  | 8 | 24 | 12:01-12:15 | 1 | 1
|  | 8 | 24 | 12:16-12:30 | 1 | 1
|  | 8 | 24 | 12:31-12:45 | 1 | 1
|  | 8 | 24 | 12:46-13:00 | 1 | 1
|  | 8 | 24 | 13:01-13:15 | 1 | 1
|  | 8 | 24 | 13:16-13:30 | 1 | 1
|  | 8 | 24 | 13:31-13:45 | 1 | 1
|  | 8 | 24 | 13:46-14:00 | 1 | 1
|  | 8 | 24 | 14:01-14:15 | 1 | 1
|  | 8 | 24 | 14:16-14:30 | 1 | 1
|  | 8 | 24 | 14:31-14:45 | 1 | 1
|  | 8 | 24 | 14:46-15:00 | 1 | 1
|  | 8 | 24 | 15:01-15:15 | 1 | 1
|  | 8 | 24 | 15:16-15:30 | 1 | 1
|  | 8 | 24 | 15:31-15:45 | 1 | 1
|  | 8 | 24 | 15:46-16:00 | 1 | 1
|  | 8 | 24 | 16:01-16:15 | 1 | 1
|  | 8 | 24 | 16:16-16:30 | 1 | 1
|  | 8 | 24 | 16:31-16:45 | 1 | 1
|  | 8 | 24 | 16:46-17:00 | 1 | 1
|  | 8 | 24 | 17:01-17:15 | 1 | 1
|  | 8 | 24 | 17:16-17:30 | 1 | 1
|  | 8 | 24 | 17:31-17:45 | 1 | 1
|  | 8 | 24 | 17:46-18:00 | 1 | 1
|  | 8 | 24 | 18:01-18:15 | 1 | 1
|  | 8 | 24 | 18:16-18:30 | 1 | 1
|  | 8 | 24 | 18:31-18:45 | 1 | 1
|  | 8 | 24 | 18:46-19:00 | 1 | 1
|  | 8 | 24 | 19:01-19:15 | 1 | 1
|  | 8 | 24 | 19:16-19:30 | 1 | 1
|  | 8 | 24 | 19:31-19:45 | 1 | 1
|  | 8 | 24 | 19:46-20:00 | 1 | 1
|  | 8 | 24 | 20:01-20:15 | 1 | 1
|  | 8 | 24 | 20:16-20:30 | 1 | 1
|  | 8 | 24 | 20:31-20:45 | 1 | 1
|  | 8 | 24 | 20:46-21:00 | 1 | 1
|  | 8 | 24 | 21:01-21:15 | 1 | 1
|  | 8 | 24 | 21:16-21:30 | 1 | 1
|  | 8 | 24 | 21:31-21:45 | 1 | 1
|  | 8 | 24 | 21:46-22:00 | 1 | 1
|  | 8 | 24 | 22:01-22:15 | 1 | 1
|  | 8 | 24 | 22:16-22:30 | 1 | 1
|  | 8 | 24 | 22:31-22:45 | 1 | 1
|  | 8 | 24 | 22:46-23:00 | 1 | 1
|  | 8 | 24 | 23:01-23:15 | 1 | 1
|  | 8 | 24 | 23:16-23:30 | 1 | 1
|  | 8 | 24 | 23:31-23:45 | 1 | 1
|  | 8 | 24 | 23:46-24:00 | 1 | 1
|  | 8 | 25 | 00:01-00:15 | 1 | 1
|  | 8 | 25 | 00:16-00:30 | 1 | 1
|  | 8 | 25 | 00:31-00:45 | 1 | 1
|  | 8 | 25 | 00:46-01:00 | 1 | 1
|  | 8 | 25 | 01:01-01:15 | 1 | 1
|  | 8 | 25 | 01:16-01:30 | 1 | 1
|  | 8 | 25 | 01:31-01:45 | 1 | 1
|  | 8 | 25 | 01:46-02:00 | 1 | 1
|  | 8 | 25 | 02:01-02:15 | 1 | 1
|  | 8 | 25 | 02:16-02:30 | 1 | 1
|  | 8 | 25 | 02:31-02:45 | 1 | 1
|  | 8 | 25 | 02:46-03:00 | 1 | 1
|  | 8 | 25 | 03:01-03:15 | 1 | 1
|  | 8 | 25 | 03:16-03:30 | 1 | 1
|  | 8 | 25 | 03:31-03:45 | 1 | 1
|  | 8 | 25 | 03:46-04:00 | 1 | 1
|  | 8 | 25 | 04:01-04:15 | 1 | 1
|  | 8 | 25 | 04:16-04:30 | 1 | 1
|  | 8 | 25 | 04:31-04:45 | 1 | 1
|  | 8 | 25 | 04:46-05:00 | 1 | 1
|  | 8 | 25 | 05:01-05:15 | 1 | 1
|  | 8 | 25 | 05:16-05:30 | 1 | 1
|  | 8 | 25 | 05:31-05:45 | 1 | 1
|  | 8 | 25 | 05:46-06:00 | 1 | 1
|  | 8 | 25 | 06:01-06:15 | 1 | 1
|  | 8 | 25 | 06:16-06:30 | 1 | 1
|  | 8 | 25 | 06:31-06:45 | 1 | 1
|  | 8 | 25 | 06:46-07:00 | 1 | 1
|  | 8 | 25 | 07:01-07:15 | 1 | 1
|  | 8 | 25 | 07:16-07:30 | 1 | 1
|  | 8 | 25 | 07:31-07:45 | 1 | 1
|  | 8 | 25 | 07:46-08:00 | 1 | 1
|  | 8 | 25 | 08:01-08:15 | 1 | 1
|  | 8 | 25 | 08:16-08:30 | 1 | 1
|  | 8 | 25 | 08:31-08:45 | 1 | 1
|  | 8 | 25 | 08:46-09:00 | 1 | 1
|  | 8 | 25 | 09:01-09:15 | 1 | 1
|  | 8 | 25 | 09:16-09:30 | 1 | 1
|  | 8 | 25 | 09:31-09:45 | 1 | 1
|  | 8 | 25 | 09:46-10:00 | 1 | 1
|  | 8 | 25 | 10:01-10:15 | 1 | 1
|  | 8 | 25 | 10:16-10:30 | 1 | 1
|  | 8 | 25 | 10:31-10:45 | 1 | 1
|  | 8 | 25 | 10:46-11:00 | 1 | 1
|  | 8 | 25 | 11:01-11:15 | 1 | 1
|  | 8 | 25 | 11:16-11:30 | 1 | 1
|  | 8 | 25 | 11:31-11:45 | 1 | 1
|  | 8 | 25 | 11:46-12:00 | 1 | 1
|  | 8 | 25 | 12:01-12:15 | 1 | 1
|  | 8 | 25 | 12:16-12:30 | 1 | 1
|  | 8 | 25 | 12:31-12:45 | 1 | 1
|  | 8 | 25 | 12:46-13:00 | 1 | 1
|  | 8 | 25 | 13:01-13:15 | 1 | 1
|  | 8 | 25 | 13:16-13:30 | 1 | 1
|  | 8 | 25 | 13:31-13:45 | 1 | 1
|  | 8 | 25 | 13:46-14:00 | 1 | 1
|  | 8 | 25 | 14:01-14:15 | 1 | 1
|  | 8 | 25 | 14:16-14:30 | 1 | 1
|  | 8 | 25 | 14:31-14:45 | 1 | 1
|  | 8 | 25 | 14:46-15:00 | 1 | 1
|  | 8 | 25 | 15:01-15:15 | 1 | 1
|  | 8 | 25 | 15:16-15:30 | 1 | 1
|  | 8 | 25 | 15:31-15:45 | 1 | 1
|  | 8 | 25 | 15:46-16:00 | 1 | 1
|  | 8 | 25 | 16:01-16:15 | 1 | 1
|  | 8 | 25 | 16:16-16:30 | 1 | 1
|  | 8 | 25 | 16:31-16:45 | 1 | 1
|  | 8 | 25 | 16:46-17:00 | 1 | 1
|  | 8 | 25 | 17:01-17:15 | 1 | 1
|  | 8 | 25 | 17:16-17:30 | 1 | 1
|  | 8 | 25 | 17:31-17:45 | 1 | 1
|  | 8 | 25 | 17:46-18:00 | 1 | 1
|  | 8 | 25 | 18:01-18:15 | 1 | 1
|  | 8 | 25 | 18:16-18:30 | 1 | 1
|  | 8 | 25 | 18:31-18:45 | 1 | 1
|  | 8 | 25 | 18:46-19:00 | 1 | 1
|  | 8 | 25 | 19:01-19:15 | 1 | 1
|  | 8 | 25 | 19:16-19:30 | 1 | 1
|  | 8 | 25 | 19:31-19:45 | 1 | 1
|  | 8 | 25 | 19:46-20:00 | 1 | 1
|  | 8 | 25 | 20:01-20:15 | 1 | 1
|  | 8 | 25 | 20:16-20:30 | 1 | 1
|  | 8 | 25 | 20:31-20:45 | 1 | 1
|  | 8 | 25 | 20:46-21:00 | 1 | 1
|  | 8 | 25 | 21:01-21:15 | 1 | 1
|  | 8 | 25 | 21:16-21:30 | 1 | 1
|  | 8 | 25 | 21:31-21:45 | 1 | 1
|  | 8 | 25 | 21:46-22:00 | 1 | 1
|  | 8 | 25 | 22:01-22:15 | 1 | 1
|  | 8 | 25 | 22:16-22:30 | 1 | 1
|  | 8 | 25 | 22:31-22:45 | 1 | 1
|  | 8 | 25 | 22:46-23:00 | 1 | 1
|  | 8 | 25 | 23:01-23:15 | 1 | 1
|  | 8 | 25 | 23:16-23:30 | 1 | 1
|  | 8 | 25 | 23:31-23:45 | 1 | 1
|  | 8 | 25 | 23:46-24:00 | 1 | 1
|  | 8 | 26 | 00:01-00:15 | 0 | 1
|  | 8 | 26 | 00:16-00:30 | 0 | 1
|  | 8 | 26 | 00:31-00:45 | 0 | 1
|  | 8 | 26 | 00:46-01:00 | 0 | 1
|  | 8 | 26 | 01:01-01:15 | 0 | 1
|  | 8 | 26 | 01:16-01:30 | 0 | 1
|  | 8 | 26 | 01:31-01:45 | 0 | 1
|  | 8 | 26 | 01:46-02:00 | 0 | 1
|  | 8 | 26 | 02:01-02:15 | 0 | 1
|  | 8 | 26 | 02:16-02:30 | 0 | 1
|  | 8 | 26 | 02:31-02:45 | 0 | 1
|  | 8 | 26 | 02:46-03:00 | 0 | 1
|  | 8 | 26 | 03:01-03:15 | 0 | 1
|  | 8 | 26 | 03:16-03:30 | 0 | 1
|  | 8 | 26 | 03:31-03:45 | 0 | 1
|  | 8 | 26 | 03:46-04:00 | 0 | 1
|  | 8 | 26 | 04:01-04:15 | 0 | 1
|  | 8 | 26 | 04:16-04:30 | 0 | 1
|  | 8 | 26 | 04:31-04:45 | 0 | 1
|  | 8 | 26 | 04:46-05:00 | 0 | 1
|  | 8 | 26 | 05:01-05:15 | 0 | 1
|  | 8 | 26 | 05:16-05:30 | 0 | 1
|  | 8 | 26 | 05:31-05:45 | 0 | 1
|  | 8 | 26 | 05:46-06:00 | 0 | 1
|  | 8 | 26 | 06:01-06:15 | 0 | 1
|  | 8 | 26 | 06:16-06:30 | 0 | 1
|  | 8 | 26 | 06:31-06:45 | 0 | 1
|  | 8 | 26 | 06:46-07:00 | 0 | 1
|  | 8 | 26 | 07:01-07:15 | 0 | 1
|  | 8 | 26 | 07:16-07:30 | 0 | 1
|  | 8 | 26 | 07:31-07:45 | 0 | 1
|  | 8 | 26 | 07:46-08:00 | 0 | 1
|  | 8 | 26 | 08:01-08:15 | 0 | 1
|  | 8 | 26 | 08:16-08:30 | 0 | 1
|  | 8 | 26 | 08:31-08:45 | 0 | 1
|  | 8 | 26 | 08:46-09:00 | 0 | 1
|  | 8 | 26 | 09:01-09:15 | 0 | 1
|  | 8 | 26 | 09:16-09:30 | 0 | 1
|  | 8 | 26 | 09:31-09:45 | 0 | 1
|  | 8 | 26 | 09:46-10:00 | 0 | 1
|  | 8 | 26 | 10:01-10:15 | 0 | 1
|  | 8 | 26 | 10:16-10:30 | 0 | 1
|  | 8 | 26 | 10:31-10:45 | 0 | 1
|  | 8 | 26 | 10:46-11:00 | 0 | 1
|  | 8 | 26 | 11:01-11:15 | 0 | 1
|  | 8 | 26 | 11:16-11:30 | 0 | 1
|  | 8 | 26 | 11:31-11:45 | 0 | 1
|  | 8 | 26 | 11:46-12:00 | 0 | 1
|  | 8 | 26 | 12:01-12:15 | 0 | 1
|  | 8 | 26 | 12:16-12:30 | 0 | 1
|  | 8 | 26 | 12:31-12:45 | 0 | 1
|  | 8 | 26 | 12:46-13:00 | 0 | 1
|  | 8 | 26 | 13:01-13:15 | 0 | 1
|  | 8 | 26 | 13:16-13:30 | 0 | 1
|  | 8 | 26 | 13:31-13:45 | 0 | 1
|  | 8 | 26 | 13:46-14:00 | 0 | 1
|  | 8 | 26 | 14:01-14:15 | 0 | 1
|  | 8 | 26 | 14:16-14:30 | 0 | 1
|  | 8 | 26 | 14:31-14:45 | 0 | 1
|  | 8 | 26 | 14:46-15:00 | 0 | 1
|  | 8 | 26 | 15:01-15:15 | 0 | 1
|  | 8 | 26 | 15:16-15:30 | 0 | 1
|  | 8 | 26 | 15:31-15:45 | 0 | 1
|  | 8 | 26 | 15:46-16:00 | 0 | 1
|  | 8 | 26 | 16:01-16:15 | 0 | 1
|  | 8 | 26 | 16:16-16:30 | 0 | 1
|  | 8 | 26 | 16:31-16:45 | 0 | 1
|  | 8 | 26 | 16:46-17:00 | 0 | 1
|  | 8 | 26 | 17:01-17:15 | 0 | 1
|  | 8 | 26 | 17:16-17:30 | 0 | 1
|  | 8 | 26 | 17:31-17:45 | 0 | 1
|  | 8 | 26 | 17:46-18:00 | 0 | 1
|  | 8 | 26 | 18:01-18:15 | 0 | 1
|  | 8 | 26 | 18:16-18:30 | 0 | 1
|  | 8 | 26 | 18:31-18:45 | 0 | 1
|  | 8 | 26 | 18:46-19:00 | 0 | 1
|  | 8 | 26 | 19:01-19:15 | 0 | 1
|  | 8 | 26 | 19:16-19:30 | 0 | 1
|  | 8 | 26 | 19:31-19:45 | 0 | 1
|  | 8 | 26 | 19:46-20:00 | 0 | 1
|  | 8 | 26 | 20:01-20:15 | 0 | 1
|  | 8 | 26 | 20:16-20:30 | 0 | 1
|  | 8 | 26 | 20:31-20:45 | 0 | 1
|  | 8 | 26 | 20:46-21:00 | 0 | 1
|  | 8 | 26 | 21:01-21:15 | 0 | 1
|  | 8 | 26 | 21:16-21:30 | 0 | 1
|  | 8 | 26 | 21:31-21:45 | 0 | 1
|  | 8 | 26 | 21:46-22:00 | 0 | 1
|  | 8 | 26 | 22:01-22:15 | 0 | 1
|  | 8 | 26 | 22:16-22:30 | 0 | 1
|  | 8 | 26 | 22:31-22:45 | 0 | 1
|  | 8 | 26 | 22:46-23:00 | 0 | 1
|  | 8 | 26 | 23:01-23:15 | 0 | 1
|  | 8 | 26 | 23:16-23:30 | 0 | 1
|  | 8 | 26 | 23:31-23:45 | 0 | 1
|  | 8 | 26 | 23:46-24:00 | 0 | 1
|  | 8 | 27 | 00:01-00:15 | 0 | 1
|  | 8 | 27 | 00:16-00:30 | 0 | 1
|  | 8 | 27 | 00:31-00:45 | 0 | 1
|  | 8 | 27 | 00:46-01:00 | 0 | 1
|  | 8 | 27 | 01:01-01:15 | 0 | 1
|  | 8 | 27 | 01:16-01:30 | 0 | 1
|  | 8 | 27 | 01:31-01:45 | 0 | 1
|  | 8 | 27 | 01:46-02:00 | 0 | 1
|  | 8 | 27 | 02:01-02:15 | 0 | 1
|  | 8 | 27 | 02:16-02:30 | 0 | 1
|  | 8 | 27 | 02:31-02:45 | 0 | 1
|  | 8 | 27 | 02:46-03:00 | 0 | 1
|  | 8 | 27 | 03:01-03:15 | 0 | 1
|  | 8 | 27 | 03:16-03:30 | 0 | 1
|  | 8 | 27 | 03:31-03:45 | 0 | 1
|  | 8 | 27 | 03:46-04:00 | 0 | 1
|  | 8 | 27 | 04:01-04:15 | 0 | 1
|  | 8 | 27 | 04:16-04:30 | 0 | 1
|  | 8 | 27 | 04:31-04:45 | 0 | 1
|  | 8 | 27 | 04:46-05:00 | 0 | 1
|  | 8 | 27 | 05:01-05:15 | 0 | 1
|  | 8 | 27 | 05:16-05:30 | 0 | 1
|  | 8 | 27 | 05:31-05:45 | 0 | 1
|  | 8 | 27 | 05:46-06:00 | 0 | 1
|  | 8 | 27 | 06:01-06:15 | 0 | 1
|  | 8 | 27 | 06:16-06:30 | 0 | 1
|  | 8 | 27 | 06:31-06:45 | 0 | 1
|  | 8 | 27 | 06:46-07:00 | 0 | 1
|  | 8 | 27 | 07:01-07:15 | 0 | 1
|  | 8 | 27 | 07:16-07:30 | 0 | 1
|  | 8 | 27 | 07:31-07:45 | 0 | 1
|  | 8 | 27 | 07:46-08:00 | 0 | 1
|  | 8 | 27 | 08:01-08:15 | 0 | 1
|  | 8 | 27 | 08:16-08:30 | 0 | 1
|  | 8 | 27 | 08:31-08:45 | 0 | 1
|  | 8 | 27 | 08:46-09:00 | 0 | 1
|  | 8 | 27 | 09:01-09:15 | 0 | 1
|  | 8 | 27 | 09:16-09:30 | 0 | 1
|  | 8 | 27 | 09:31-09:45 | 0 | 1
|  | 8 | 27 | 09:46-10:00 | 0 | 1
|  | 8 | 27 | 10:01-10:15 | 0 | 1
|  | 8 | 27 | 10:16-10:30 | 0 | 1
|  | 8 | 27 | 10:31-10:45 | 0 | 1
|  | 8 | 27 | 10:46-11:00 | 0 | 1
|  | 8 | 27 | 11:01-11:15 | 0 | 1
|  | 8 | 27 | 11:16-11:30 | 0 | 1
|  | 8 | 27 | 11:31-11:45 | 0 | 1
|  | 8 | 27 | 11:46-12:00 | 0 | 1
|  | 8 | 27 | 12:01-12:15 | 0 | 1
|  | 8 | 27 | 12:16-12:30 | 0 | 1
|  | 8 | 27 | 12:31-12:45 | 0 | 1
|  | 8 | 27 | 12:46-13:00 | 0 | 1
|  | 8 | 27 | 13:01-13:15 | 0 | 1
|  | 8 | 27 | 13:16-13:30 | 0 | 1
|  | 8 | 27 | 13:31-13:45 | 0 | 1
|  | 8 | 27 | 13:46-14:00 | 0 | 1
|  | 8 | 27 | 14:01-14:15 | 0 | 1
|  | 8 | 27 | 14:16-14:30 | 0 | 1
|  | 8 | 27 | 14:31-14:45 | 0 | 1
|  | 8 | 27 | 14:46-15:00 | 0 | 1
|  | 8 | 27 | 15:01-15:15 | 0 | 1
|  | 8 | 27 | 15:16-15:30 | 0 | 1
|  | 8 | 27 | 15:31-15:45 | 0 | 1
|  | 8 | 27 | 15:46-16:00 | 0 | 1
|  | 8 | 27 | 16:01-16:15 | 0 | 1
|  | 8 | 27 | 16:16-16:30 | 0 | 1
|  | 8 | 27 | 16:31-16:45 | 0 | 1
|  | 8 | 27 | 16:46-17:00 | 0 | 1
|  | 8 | 27 | 17:01-17:15 | 0 | 1
|  | 8 | 27 | 17:16-17:30 | 0 | 1
|  | 8 | 27 | 17:31-17:45 | 0 | 1
|  | 8 | 27 | 17:46-18:00 | 0 | 1
|  | 8 | 27 | 18:01-18:15 | 0 | 1
|  | 8 | 27 | 18:16-18:30 | 0 | 1
|  | 8 | 27 | 18:31-18:45 | 0 | 1
|  | 8 | 27 | 18:46-19:00 | 0 | 1
|  | 8 | 27 | 19:01-19:15 | 0 | 1
|  | 8 | 27 | 19:16-19:30 | 0 | 1
|  | 8 | 27 | 19:31-19:45 | 0 | 1
|  | 8 | 27 | 19:46-20:00 | 0 | 1
|  | 8 | 27 | 20:01-20:15 | 0 | 1
|  | 8 | 27 | 20:16-20:30 | 0 | 1
|  | 8 | 27 | 20:31-20:45 | 0 | 1
|  | 8 | 27 | 20:46-21:00 | 0 | 1
|  | 8 | 27 | 21:01-21:15 | 0 | 1
|  | 8 | 27 | 21:16-21:30 | 0 | 1
|  | 8 | 27 | 21:31-21:45 | 0 | 1
|  | 8 | 27 | 21:46-22:00 | 0 | 1
|  | 8 | 27 | 22:01-22:15 | 0 | 1
|  | 8 | 27 | 22:16-22:30 | 0 | 1
|  | 8 | 27 | 22:31-22:45 | 0 | 1
|  | 8 | 27 | 22:46-23:00 | 0 | 1
|  | 8 | 27 | 23:01-23:15 | 0 | 1
|  | 8 | 27 | 23:16-23:30 | 0 | 1
|  | 8 | 27 | 23:31-23:45 | 0 | 1
|  | 8 | 27 | 23:46-24:00 | 0 | 1
|  | 8 | 28 | 00:01-00:15 | 1 | 1
|  | 8 | 28 | 00:16-00:30 | 1 | 1
|  | 8 | 28 | 00:31-00:45 | 1 | 1
|  | 8 | 28 | 00:46-01:00 | 1 | 1
|  | 8 | 28 | 01:01-01:15 | 1 | 1
|  | 8 | 28 | 01:16-01:30 | 1 | 1
|  | 8 | 28 | 01:31-01:45 | 1 | 1
|  | 8 | 28 | 01:46-02:00 | 1 | 1
|  | 8 | 28 | 02:01-02:15 | 1 | 1
|  | 8 | 28 | 02:16-02:30 | 1 | 1
|  | 8 | 28 | 02:31-02:45 | 1 | 1
|  | 8 | 28 | 02:46-03:00 | 1 | 1
|  | 8 | 28 | 03:01-03:15 | 1 | 1
|  | 8 | 28 | 03:16-03:30 | 1 | 1
|  | 8 | 28 | 03:31-03:45 | 1 | 1
|  | 8 | 28 | 03:46-04:00 | 1 | 1
|  | 8 | 28 | 04:01-04:15 | 1 | 1
|  | 8 | 28 | 04:16-04:30 | 1 | 1
|  | 8 | 28 | 04:31-04:45 | 1 | 1
|  | 8 | 28 | 04:46-05:00 | 1 | 1
|  | 8 | 28 | 05:01-05:15 | 1 | 1
|  | 8 | 28 | 05:16-05:30 | 1 | 1
|  | 8 | 28 | 05:31-05:45 | 1 | 1
|  | 8 | 28 | 05:46-06:00 | 1 | 1
|  | 8 | 28 | 06:01-06:15 | 1 | 1
|  | 8 | 28 | 06:16-06:30 | 1 | 1
|  | 8 | 28 | 06:31-06:45 | 1 | 1
|  | 8 | 28 | 06:46-07:00 | 1 | 1
|  | 8 | 28 | 07:01-07:15 | 1 | 1
|  | 8 | 28 | 07:16-07:30 | 1 | 1
|  | 8 | 28 | 07:31-07:45 | 1 | 1
|  | 8 | 28 | 07:46-08:00 | 1 | 1
|  | 8 | 28 | 08:01-08:15 | 1 | 1
|  | 8 | 28 | 08:16-08:30 | 1 | 1
|  | 8 | 28 | 08:31-08:45 | 1 | 1
|  | 8 | 28 | 08:46-09:00 | 1 | 1
|  | 8 | 28 | 09:01-09:15 | 1 | 1
|  | 8 | 28 | 09:16-09:30 | 1 | 1
|  | 8 | 28 | 09:31-09:45 | 1 | 1
|  | 8 | 28 | 09:46-10:00 | 1 | 1
|  | 8 | 28 | 10:01-10:15 | 1 | 1
|  | 8 | 28 | 10:16-10:30 | 1 | 1
|  | 8 | 28 | 10:31-10:45 | 1 | 1
|  | 8 | 28 | 10:46-11:00 | 1 | 1
|  | 8 | 28 | 11:01-11:15 | 1 | 1
|  | 8 | 28 | 11:16-11:30 | 1 | 1
|  | 8 | 28 | 11:31-11:45 | 1 | 1
|  | 8 | 28 | 11:46-12:00 | 1 | 1
|  | 8 | 28 | 12:01-12:15 | 1 | 1
|  | 8 | 28 | 12:16-12:30 | 1 | 1
|  | 8 | 28 | 12:31-12:45 | 1 | 1
|  | 8 | 28 | 12:46-13:00 | 1 | 1
|  | 8 | 28 | 13:01-13:15 | 1 | 1
|  | 8 | 28 | 13:16-13:30 | 1 | 1
|  | 8 | 28 | 13:31-13:45 | 1 | 1
|  | 8 | 28 | 13:46-14:00 | 1 | 1
|  | 8 | 28 | 14:01-14:15 | 1 | 1
|  | 8 | 28 | 14:16-14:30 | 1 | 1
|  | 8 | 28 | 14:31-14:45 | 1 | 1
|  | 8 | 28 | 14:46-15:00 | 1 | 1
|  | 8 | 28 | 15:01-15:15 | 1 | 1
|  | 8 | 28 | 15:16-15:30 | 1 | 1
|  | 8 | 28 | 15:31-15:45 | 1 | 1
|  | 8 | 28 | 15:46-16:00 | 1 | 1
|  | 8 | 28 | 16:01-16:15 | 1 | 1
|  | 8 | 28 | 16:16-16:30 | 1 | 1
|  | 8 | 28 | 16:31-16:45 | 1 | 1
|  | 8 | 28 | 16:46-17:00 | 1 | 1
|  | 8 | 28 | 17:01-17:15 | 1 | 1
|  | 8 | 28 | 17:16-17:30 | 1 | 1
|  | 8 | 28 | 17:31-17:45 | 1 | 1
|  | 8 | 28 | 17:46-18:00 | 1 | 1
|  | 8 | 28 | 18:01-18:15 | 1 | 1
|  | 8 | 28 | 18:16-18:30 | 1 | 1
|  | 8 | 28 | 18:31-18:45 | 1 | 1
|  | 8 | 28 | 18:46-19:00 | 1 | 1
|  | 8 | 28 | 19:01-19:15 | 1 | 1
|  | 8 | 28 | 19:16-19:30 | 1 | 1
|  | 8 | 28 | 19:31-19:45 | 1 | 1
|  | 8 | 28 | 19:46-20:00 | 1 | 1
|  | 8 | 28 | 20:01-20:15 | 1 | 1
|  | 8 | 28 | 20:16-20:30 | 1 | 1
|  | 8 | 28 | 20:31-20:45 | 1 | 1
|  | 8 | 28 | 20:46-21:00 | 1 | 1
|  | 8 | 28 | 21:01-21:15 | 1 | 1
|  | 8 | 28 | 21:16-21:30 | 1 | 1
|  | 8 | 28 | 21:31-21:45 | 1 | 1
|  | 8 | 28 | 21:46-22:00 | 1 | 1
|  | 8 | 28 | 22:01-22:15 | 1 | 1
|  | 8 | 28 | 22:16-22:30 | 1 | 1
|  | 8 | 28 | 22:31-22:45 | 1 | 1
|  | 8 | 28 | 22:46-23:00 | 1 | 1
|  | 8 | 28 | 23:01-23:15 | 1 | 1
|  | 8 | 28 | 23:16-23:30 | 1 | 1
|  | 8 | 28 | 23:31-23:45 | 1 | 1
|  | 8 | 28 | 23:46-24:00 | 1 | 1
|  | 8 | 29 | 00:01-00:15 | 1 | 1
|  | 8 | 29 | 00:16-00:30 | 1 | 1
|  | 8 | 29 | 00:31-00:45 | 1 | 1
|  | 8 | 29 | 00:46-01:00 | 1 | 1
|  | 8 | 29 | 01:01-01:15 | 1 | 1
|  | 8 | 29 | 01:16-01:30 | 1 | 1
|  | 8 | 29 | 01:31-01:45 | 1 | 1
|  | 8 | 29 | 01:46-02:00 | 1 | 1
|  | 8 | 29 | 02:01-02:15 | 1 | 1
|  | 8 | 29 | 02:16-02:30 | 1 | 1
|  | 8 | 29 | 02:31-02:45 | 1 | 1
|  | 8 | 29 | 02:46-03:00 | 1 | 1
|  | 8 | 29 | 03:01-03:15 | 1 | 1
|  | 8 | 29 | 03:16-03:30 | 1 | 1
|  | 8 | 29 | 03:31-03:45 | 1 | 1
|  | 8 | 29 | 03:46-04:00 | 1 | 1
|  | 8 | 29 | 04:01-04:15 | 1 | 1
|  | 8 | 29 | 04:16-04:30 | 1 | 1
|  | 8 | 29 | 04:31-04:45 | 1 | 1
|  | 8 | 29 | 04:46-05:00 | 1 | 1
|  | 8 | 29 | 05:01-05:15 | 1 | 1
|  | 8 | 29 | 05:16-05:30 | 1 | 1
|  | 8 | 29 | 05:31-05:45 | 1 | 1
|  | 8 | 29 | 05:46-06:00 | 1 | 1
|  | 8 | 29 | 06:01-06:15 | 1 | 1
|  | 8 | 29 | 06:16-06:30 | 1 | 1
|  | 8 | 29 | 06:31-06:45 | 1 | 1
|  | 8 | 29 | 06:46-07:00 | 1 | 1
|  | 8 | 29 | 07:01-07:15 | 1 | 1
|  | 8 | 29 | 07:16-07:30 | 1 | 1
|  | 8 | 29 | 07:31-07:45 | 1 | 1
|  | 8 | 29 | 07:46-08:00 | 1 | 1
|  | 8 | 29 | 08:01-08:15 | 1 | 1
|  | 8 | 29 | 08:16-08:30 | 1 | 1
|  | 8 | 29 | 08:31-08:45 | 1 | 1
|  | 8 | 29 | 08:46-09:00 | 1 | 1
|  | 8 | 29 | 09:01-09:15 | 1 | 1
|  | 8 | 29 | 09:16-09:30 | 1 | 1
|  | 8 | 29 | 09:31-09:45 | 1 | 1
|  | 8 | 29 | 09:46-10:00 | 1 | 1
|  | 8 | 29 | 10:01-10:15 | 1 | 1
|  | 8 | 29 | 10:16-10:30 | 1 | 1
|  | 8 | 29 | 10:31-10:45 | 1 | 1
|  | 8 | 29 | 10:46-11:00 | 1 | 1
|  | 8 | 29 | 11:01-11:15 | 1 | 1
|  | 8 | 29 | 11:16-11:30 | 1 | 1
|  | 8 | 29 | 11:31-11:45 | 1 | 1
|  | 8 | 29 | 11:46-12:00 | 1 | 1
|  | 8 | 29 | 12:01-12:15 | 1 | 1
|  | 8 | 29 | 12:16-12:30 | 1 | 1
|  | 8 | 29 | 12:31-12:45 | 1 | 1
|  | 8 | 29 | 12:46-13:00 | 1 | 1
|  | 8 | 29 | 13:01-13:15 | 1 | 1
|  | 8 | 29 | 13:16-13:30 | 1 | 1
|  | 8 | 29 | 13:31-13:45 | 1 | 1
|  | 8 | 29 | 13:46-14:00 | 1 | 1
|  | 8 | 29 | 14:01-14:15 | 1 | 1
|  | 8 | 29 | 14:16-14:30 | 1 | 1
|  | 8 | 29 | 14:31-14:45 | 1 | 1
|  | 8 | 29 | 14:46-15:00 | 1 | 1
|  | 8 | 29 | 15:01-15:15 | 1 | 1
|  | 8 | 29 | 15:16-15:30 | 1 | 1
|  | 8 | 29 | 15:31-15:45 | 1 | 1
|  | 8 | 29 | 15:46-16:00 | 1 | 1
|  | 8 | 29 | 16:01-16:15 | 1 | 1
|  | 8 | 29 | 16:16-16:30 | 1 | 1
|  | 8 | 29 | 16:31-16:45 | 1 | 1
|  | 8 | 29 | 16:46-17:00 | 1 | 1
|  | 8 | 29 | 17:01-17:15 | 1 | 1
|  | 8 | 29 | 17:16-17:30 | 1 | 1
|  | 8 | 29 | 17:31-17:45 | 1 | 1
|  | 8 | 29 | 17:46-18:00 | 1 | 1
|  | 8 | 29 | 18:01-18:15 | 1 | 1
|  | 8 | 29 | 18:16-18:30 | 1 | 1
|  | 8 | 29 | 18:31-18:45 | 1 | 1
|  | 8 | 29 | 18:46-19:00 | 1 | 1
|  | 8 | 29 | 19:01-19:15 | 1 | 1
|  | 8 | 29 | 19:16-19:30 | 1 | 1
|  | 8 | 29 | 19:31-19:45 | 1 | 1
|  | 8 | 29 | 19:46-20:00 | 1 | 1
|  | 8 | 29 | 20:01-20:15 | 1 | 1
|  | 8 | 29 | 20:16-20:30 | 1 | 1
|  | 8 | 29 | 20:31-20:45 | 1 | 1
|  | 8 | 29 | 20:46-21:00 | 1 | 1
|  | 8 | 29 | 21:01-21:15 | 1 | 1
|  | 8 | 29 | 21:16-21:30 | 1 | 1
|  | 8 | 29 | 21:31-21:45 | 1 | 1
|  | 8 | 29 | 21:46-22:00 | 1 | 1
|  | 8 | 29 | 22:01-22:15 | 1 | 1
|  | 8 | 29 | 22:16-22:30 | 1 | 1
|  | 8 | 29 | 22:31-22:45 | 1 | 1
|  | 8 | 29 | 22:46-23:00 | 1 | 1
|  | 8 | 29 | 23:01-23:15 | 1 | 1
|  | 8 | 29 | 23:16-23:30 | 1 | 1
|  | 8 | 29 | 23:31-23:45 | 1 | 1
|  | 8 | 29 | 23:46-24:00 | 1 | 1
|  | 8 | 30 | 00:01-00:15 | 1 | 1
|  | 8 | 30 | 00:16-00:30 | 1 | 1
|  | 8 | 30 | 00:31-00:45 | 1 | 1
|  | 8 | 30 | 00:46-01:00 | 1 | 1
|  | 8 | 30 | 01:01-01:15 | 1 | 1
|  | 8 | 30 | 01:16-01:30 | 1 | 1
|  | 8 | 30 | 01:31-01:45 | 1 | 1
|  | 8 | 30 | 01:46-02:00 | 1 | 1
|  | 8 | 30 | 02:01-02:15 | 1 | 1
|  | 8 | 30 | 02:16-02:30 | 1 | 1
|  | 8 | 30 | 02:31-02:45 | 1 | 1
|  | 8 | 30 | 02:46-03:00 | 1 | 1
|  | 8 | 30 | 03:01-03:15 | 1 | 1
|  | 8 | 30 | 03:16-03:30 | 1 | 1
|  | 8 | 30 | 03:31-03:45 | 1 | 1
|  | 8 | 30 | 03:46-04:00 | 1 | 1
|  | 8 | 30 | 04:01-04:15 | 1 | 1
|  | 8 | 30 | 04:16-04:30 | 1 | 1
|  | 8 | 30 | 04:31-04:45 | 1 | 1
|  | 8 | 30 | 04:46-05:00 | 1 | 1
|  | 8 | 30 | 05:01-05:15 | 1 | 1
|  | 8 | 30 | 05:16-05:30 | 1 | 1
|  | 8 | 30 | 05:31-05:45 | 1 | 1
|  | 8 | 30 | 05:46-06:00 | 1 | 1
|  | 8 | 30 | 06:01-06:15 | 1 | 1
|  | 8 | 30 | 06:16-06:30 | 1 | 1
|  | 8 | 30 | 06:31-06:45 | 1 | 1
|  | 8 | 30 | 06:46-07:00 | 1 | 1
|  | 8 | 30 | 07:01-07:15 | 1 | 1
|  | 8 | 30 | 07:16-07:30 | 1 | 1
|  | 8 | 30 | 07:31-07:45 | 1 | 1
|  | 8 | 30 | 07:46-08:00 | 1 | 1
|  | 8 | 30 | 08:01-08:15 | 1 | 1
|  | 8 | 30 | 08:16-08:30 | 1 | 1
|  | 8 | 30 | 08:31-08:45 | 1 | 1
|  | 8 | 30 | 08:46-09:00 | 1 | 1
|  | 8 | 30 | 09:01-09:15 | 1 | 1
|  | 8 | 30 | 09:16-09:30 | 1 | 1
|  | 8 | 30 | 09:31-09:45 | 1 | 1
|  | 8 | 30 | 09:46-10:00 | 1 | 1
|  | 8 | 30 | 10:01-10:15 | 1 | 1
|  | 8 | 30 | 10:16-10:30 | 1 | 1
|  | 8 | 30 | 10:31-10:45 | 1 | 1
|  | 8 | 30 | 10:46-11:00 | 1 | 1
|  | 8 | 30 | 11:01-11:15 | 1 | 1
|  | 8 | 30 | 11:16-11:30 | 1 | 1
|  | 8 | 30 | 11:31-11:45 | 1 | 1
|  | 8 | 30 | 11:46-12:00 | 1 | 1
|  | 8 | 30 | 12:01-12:15 | 1 | 1
|  | 8 | 30 | 12:16-12:30 | 1 | 1
|  | 8 | 30 | 12:31-12:45 | 1 | 1
|  | 8 | 30 | 12:46-13:00 | 1 | 1
|  | 8 | 30 | 13:01-13:15 | 1 | 1
|  | 8 | 30 | 13:16-13:30 | 1 | 1
|  | 8 | 30 | 13:31-13:45 | 1 | 1
|  | 8 | 30 | 13:46-14:00 | 1 | 1
|  | 8 | 30 | 14:01-14:15 | 1 | 1
|  | 8 | 30 | 14:16-14:30 | 1 | 1
|  | 8 | 30 | 14:31-14:45 | 1 | 1
|  | 8 | 30 | 14:46-15:00 | 1 | 1
|  | 8 | 30 | 15:01-15:15 | 1 | 1
|  | 8 | 30 | 15:16-15:30 | 1 | 1
|  | 8 | 30 | 15:31-15:45 | 1 | 1
|  | 8 | 30 | 15:46-16:00 | 1 | 1
|  | 8 | 30 | 16:01-16:15 | 1 | 1
|  | 8 | 30 | 16:16-16:30 | 1 | 1
|  | 8 | 30 | 16:31-16:45 | 1 | 1
|  | 8 | 30 | 16:46-17:00 | 1 | 1
|  | 8 | 30 | 17:01-17:15 | 1 | 1
|  | 8 | 30 | 17:16-17:30 | 1 | 1
|  | 8 | 30 | 17:31-17:45 | 1 | 1
|  | 8 | 30 | 17:46-18:00 | 1 | 1
|  | 8 | 30 | 18:01-18:15 | 1 | 1
|  | 8 | 30 | 18:16-18:30 | 1 | 1
|  | 8 | 30 | 18:31-18:45 | 1 | 1
|  | 8 | 30 | 18:46-19:00 | 1 | 1
|  | 8 | 30 | 19:01-19:15 | 1 | 1
|  | 8 | 30 | 19:16-19:30 | 1 | 1
|  | 8 | 30 | 19:31-19:45 | 1 | 1
|  | 8 | 30 | 19:46-20:00 | 1 | 1
|  | 8 | 30 | 20:01-20:15 | 1 | 1
|  | 8 | 30 | 20:16-20:30 | 1 | 1
|  | 8 | 30 | 20:31-20:45 | 1 | 1
|  | 8 | 30 | 20:46-21:00 | 1 | 1
|  | 8 | 30 | 21:01-21:15 | 1 | 1
|  | 8 | 30 | 21:16-21:30 | 1 | 1
|  | 8 | 30 | 21:31-21:45 | 1 | 1
|  | 8 | 30 | 21:46-22:00 | 1 | 1
|  | 8 | 30 | 22:01-22:15 | 1 | 1
|  | 8 | 30 | 22:16-22:30 | 1 | 1
|  | 8 | 30 | 22:31-22:45 | 1 | 1
|  | 8 | 30 | 22:46-23:00 | 1 | 1
|  | 8 | 30 | 23:01-23:15 | 1 | 1
|  | 8 | 30 | 23:16-23:30 | 1 | 1
|  | 8 | 30 | 23:31-23:45 | 1 | 1
|  | 8 | 30 | 23:46-24:00 | 1 | 1
|  | 8 | 31 | 00:01-00:15 | 1 | 1
|  | 8 | 31 | 00:16-00:30 | 1 | 1
|  | 8 | 31 | 00:31-00:45 | 1 | 1
|  | 8 | 31 | 00:46-01:00 | 1 | 1
|  | 8 | 31 | 01:01-01:15 | 1 | 1
|  | 8 | 31 | 01:16-01:30 | 1 | 1
|  | 8 | 31 | 01:31-01:45 | 1 | 1
|  | 8 | 31 | 01:46-02:00 | 1 | 1
|  | 8 | 31 | 02:01-02:15 | 1 | 1
|  | 8 | 31 | 02:16-02:30 | 1 | 1
|  | 8 | 31 | 02:31-02:45 | 1 | 1
|  | 8 | 31 | 02:46-03:00 | 1 | 1
|  | 8 | 31 | 03:01-03:15 | 1 | 1
|  | 8 | 31 | 03:16-03:30 | 1 | 1
|  | 8 | 31 | 03:31-03:45 | 1 | 1
|  | 8 | 31 | 03:46-04:00 | 1 | 1
|  | 8 | 31 | 04:01-04:15 | 1 | 1
|  | 8 | 31 | 04:16-04:30 | 1 | 1
|  | 8 | 31 | 04:31-04:45 | 1 | 1
|  | 8 | 31 | 04:46-05:00 | 1 | 1
|  | 8 | 31 | 05:01-05:15 | 1 | 1
|  | 8 | 31 | 05:16-05:30 | 1 | 1
|  | 8 | 31 | 05:31-05:45 | 1 | 1
|  | 8 | 31 | 05:46-06:00 | 1 | 1
|  | 8 | 31 | 06:01-06:15 | 1 | 1
|  | 8 | 31 | 06:16-06:30 | 1 | 1
|  | 8 | 31 | 06:31-06:45 | 1 | 1
|  | 8 | 31 | 06:46-07:00 | 1 | 1
|  | 8 | 31 | 07:01-07:15 | 1 | 1
|  | 8 | 31 | 07:16-07:30 | 1 | 1
|  | 8 | 31 | 07:31-07:45 | 1 | 1
|  | 8 | 31 | 07:46-08:00 | 1 | 1
|  | 8 | 31 | 08:01-08:15 | 1 | 1
|  | 8 | 31 | 08:16-08:30 | 1 | 1
|  | 8 | 31 | 08:31-08:45 | 1 | 1
|  | 8 | 31 | 08:46-09:00 | 1 | 1
|  | 8 | 31 | 09:01-09:15 | 1 | 1
|  | 8 | 31 | 09:16-09:30 | 1 | 1
|  | 8 | 31 | 09:31-09:45 | 1 | 1
|  | 8 | 31 | 09:46-10:00 | 1 | 1
|  | 8 | 31 | 10:01-10:15 | 1 | 1
|  | 8 | 31 | 10:16-10:30 | 1 | 1
|  | 8 | 31 | 10:31-10:45 | 1 | 1
|  | 8 | 31 | 10:46-11:00 | 1 | 1
|  | 8 | 31 | 11:01-11:15 | 1 | 1
|  | 8 | 31 | 11:16-11:30 | 1 | 1
|  | 8 | 31 | 11:31-11:45 | 1 | 1
|  | 8 | 31 | 11:46-12:00 | 1 | 1
|  | 8 | 31 | 12:01-12:15 | 1 | 1
|  | 8 | 31 | 12:16-12:30 | 1 | 1
|  | 8 | 31 | 12:31-12:45 | 1 | 1
|  | 8 | 31 | 12:46-13:00 | 1 | 1
|  | 8 | 31 | 13:01-13:15 | 1 | 1
|  | 8 | 31 | 13:16-13:30 | 1 | 1
|  | 8 | 31 | 13:31-13:45 | 1 | 1
|  | 8 | 31 | 13:46-14:00 | 1 | 1
|  | 8 | 31 | 14:01-14:15 | 1 | 1
|  | 8 | 31 | 14:16-14:30 | 1 | 1
|  | 8 | 31 | 14:31-14:45 | 1 | 1
|  | 8 | 31 | 14:46-15:00 | 1 | 1
|  | 8 | 31 | 15:01-15:15 | 1 | 1
|  | 8 | 31 | 15:16-15:30 | 1 | 1
|  | 8 | 31 | 15:31-15:45 | 1 | 1
|  | 8 | 31 | 15:46-16:00 | 1 | 1
|  | 8 | 31 | 16:01-16:15 | 1 | 1
|  | 8 | 31 | 16:16-16:30 | 1 | 1
|  | 8 | 31 | 16:31-16:45 | 1 | 1
|  | 8 | 31 | 16:46-17:00 | 1 | 1
|  | 8 | 31 | 17:01-17:15 | 1 | 1
|  | 8 | 31 | 17:16-17:30 | 1 | 1
|  | 8 | 31 | 17:31-17:45 | 1 | 1
|  | 8 | 31 | 17:46-18:00 | 1 | 1
|  | 8 | 31 | 18:01-18:15 | 1 | 1
|  | 8 | 31 | 18:16-18:30 | 1 | 1
|  | 8 | 31 | 18:31-18:45 | 1 | 1
|  | 8 | 31 | 18:46-19:00 | 1 | 1
|  | 8 | 31 | 19:01-19:15 | 1 | 1
|  | 8 | 31 | 19:16-19:30 | 1 | 1
|  | 8 | 31 | 19:31-19:45 | 1 | 1
|  | 8 | 31 | 19:46-20:00 | 1 | 1
|  | 8 | 31 | 20:01-20:15 | 1 | 1
|  | 8 | 31 | 20:16-20:30 | 1 | 1
|  | 8 | 31 | 20:31-20:45 | 1 | 1
|  | 8 | 31 | 20:46-21:00 | 1 | 1
|  | 8 | 31 | 21:01-21:15 | 1 | 1
|  | 8 | 31 | 21:16-21:30 | 1 | 1
|  | 8 | 31 | 21:31-21:45 | 1 | 1
|  | 8 | 31 | 21:46-22:00 | 1 | 1
|  | 8 | 31 | 22:01-22:15 | 1 | 1
|  | 8 | 31 | 22:16-22:30 | 1 | 1
|  | 8 | 31 | 22:31-22:45 | 1 | 1
|  | 8 | 31 | 22:46-23:00 | 1 | 1
|  | 8 | 31 | 23:01-23:15 | 1 | 1
|  | 8 | 31 | 23:16-23:30 | 1 | 1
|  | 8 | 31 | 23:31-23:45 | 1 | 1
|  | 8 | 31 | 23:46-24:00 | 1 | 1
|  | 9 | 1 | 00:01-00:15 | 1 | 1
|  | 9 | 1 | 00:16-00:30 | 1 | 1
|  | 9 | 1 | 00:31-00:45 | 1 | 1
|  | 9 | 1 | 00:46-01:00 | 1 | 1
|  | 9 | 1 | 01:01-01:15 | 1 | 1
|  | 9 | 1 | 01:16-01:30 | 1 | 1
|  | 9 | 1 | 01:31-01:45 | 1 | 1
|  | 9 | 1 | 01:46-02:00 | 1 | 1
|  | 9 | 1 | 02:01-02:15 | 1 | 1
|  | 9 | 1 | 02:16-02:30 | 1 | 1
|  | 9 | 1 | 02:31-02:45 | 1 | 1
|  | 9 | 1 | 02:46-03:00 | 1 | 1
|  | 9 | 1 | 03:01-03:15 | 1 | 1
|  | 9 | 1 | 03:16-03:30 | 1 | 1
|  | 9 | 1 | 03:31-03:45 | 1 | 1
|  | 9 | 1 | 03:46-04:00 | 1 | 1
|  | 9 | 1 | 04:01-04:15 | 1 | 1
|  | 9 | 1 | 04:16-04:30 | 1 | 1
|  | 9 | 1 | 04:31-04:45 | 1 | 1
|  | 9 | 1 | 04:46-05:00 | 1 | 1
|  | 9 | 1 | 05:01-05:15 | 1 | 1
|  | 9 | 1 | 05:16-05:30 | 1 | 1
|  | 9 | 1 | 05:31-05:45 | 1 | 1
|  | 9 | 1 | 05:46-06:00 | 1 | 1
|  | 9 | 1 | 06:01-06:15 | 1 | 1
|  | 9 | 1 | 06:16-06:30 | 1 | 1
|  | 9 | 1 | 06:31-06:45 | 1 | 1
|  | 9 | 1 | 06:46-07:00 | 1 | 1
|  | 9 | 1 | 07:01-07:15 | 1 | 1
|  | 9 | 1 | 07:16-07:30 | 1 | 1
|  | 9 | 1 | 07:31-07:45 | 1 | 1
|  | 9 | 1 | 07:46-08:00 | 1 | 1
|  | 9 | 1 | 08:01-08:15 | 1 | 1
|  | 9 | 1 | 08:16-08:30 | 1 | 1
|  | 9 | 1 | 08:31-08:45 | 1 | 1
|  | 9 | 1 | 08:46-09:00 | 1 | 1
|  | 9 | 1 | 09:01-09:15 | 1 | 1
|  | 9 | 1 | 09:16-09:30 | 1 | 1
|  | 9 | 1 | 09:31-09:45 | 1 | 1
|  | 9 | 1 | 09:46-10:00 | 1 | 1
|  | 9 | 1 | 10:01-10:15 | 1 | 1
|  | 9 | 1 | 10:16-10:30 | 1 | 1
|  | 9 | 1 | 10:31-10:45 | 1 | 1
|  | 9 | 1 | 10:46-11:00 | 1 | 1
|  | 9 | 1 | 11:01-11:15 | 1 | 1
|  | 9 | 1 | 11:16-11:30 | 1 | 1
|  | 9 | 1 | 11:31-11:45 | 1 | 1
|  | 9 | 1 | 11:46-12:00 | 1 | 1
|  | 9 | 1 | 12:01-12:15 | 1 | 1
|  | 9 | 1 | 12:16-12:30 | 1 | 1
|  | 9 | 1 | 12:31-12:45 | 1 | 1
|  | 9 | 1 | 12:46-13:00 | 1 | 1
|  | 9 | 1 | 13:01-13:15 | 1 | 1
|  | 9 | 1 | 13:16-13:30 | 1 | 1
|  | 9 | 1 | 13:31-13:45 | 1 | 1
|  | 9 | 1 | 13:46-14:00 | 1 | 1
|  | 9 | 1 | 14:01-14:15 | 1 | 1
|  | 9 | 1 | 14:16-14:30 | 1 | 1
|  | 9 | 1 | 14:31-14:45 | 1 | 1
|  | 9 | 1 | 14:46-15:00 | 1 | 1
|  | 9 | 1 | 15:01-15:15 | 1 | 1
|  | 9 | 1 | 15:16-15:30 | 1 | 1
|  | 9 | 1 | 15:31-15:45 | 1 | 1
|  | 9 | 1 | 15:46-16:00 | 1 | 1
|  | 9 | 1 | 16:01-16:15 | 1 | 1
|  | 9 | 1 | 16:16-16:30 | 1 | 1
|  | 9 | 1 | 16:31-16:45 | 1 | 1
|  | 9 | 1 | 16:46-17:00 | 1 | 1
|  | 9 | 1 | 17:01-17:15 | 1 | 1
|  | 9 | 1 | 17:16-17:30 | 1 | 1
|  | 9 | 1 | 17:31-17:45 | 1 | 1
|  | 9 | 1 | 17:46-18:00 | 1 | 1
|  | 9 | 1 | 18:01-18:15 | 1 | 1
|  | 9 | 1 | 18:16-18:30 | 1 | 1
|  | 9 | 1 | 18:31-18:45 | 1 | 1
|  | 9 | 1 | 18:46-19:00 | 1 | 1
|  | 9 | 1 | 19:01-19:15 | 1 | 1
|  | 9 | 1 | 19:16-19:30 | 1 | 1
|  | 9 | 1 | 19:31-19:45 | 1 | 1
|  | 9 | 1 | 19:46-20:00 | 1 | 1
|  | 9 | 1 | 20:01-20:15 | 1 | 1
|  | 9 | 1 | 20:16-20:30 | 1 | 1
|  | 9 | 1 | 20:31-20:45 | 1 | 1
|  | 9 | 1 | 20:46-21:00 | 1 | 1
|  | 9 | 1 | 21:01-21:15 | 1 | 1
|  | 9 | 1 | 21:16-21:30 | 1 | 1
|  | 9 | 1 | 21:31-21:45 | 1 | 1
|  | 9 | 1 | 21:46-22:00 | 1 | 1
|  | 9 | 1 | 22:01-22:15 | 1 | 1
|  | 9 | 1 | 22:16-22:30 | 1 | 1
|  | 9 | 1 | 22:31-22:45 | 1 | 1
|  | 9 | 1 | 22:46-23:00 | 1 | 1
|  | 9 | 1 | 23:01-23:15 | 1 | 1
|  | 9 | 1 | 23:16-23:30 | 1 | 1
|  | 9 | 1 | 23:31-23:45 | 1 | 1
|  | 9 | 1 | 23:46-24:00 | 1 | 1
|  | 9 | 2 | 00:01-00:15 | 0 | 1
|  | 9 | 2 | 00:16-00:30 | 0 | 1
|  | 9 | 2 | 00:31-00:45 | 0 | 1
|  | 9 | 2 | 00:46-01:00 | 0 | 1
|  | 9 | 2 | 01:01-01:15 | 0 | 1
|  | 9 | 2 | 01:16-01:30 | 0 | 1
|  | 9 | 2 | 01:31-01:45 | 0 | 1
|  | 9 | 2 | 01:46-02:00 | 0 | 1
|  | 9 | 2 | 02:01-02:15 | 0 | 1
|  | 9 | 2 | 02:16-02:30 | 0 | 1
|  | 9 | 2 | 02:31-02:45 | 0 | 1
|  | 9 | 2 | 02:46-03:00 | 0 | 1
|  | 9 | 2 | 03:01-03:15 | 0 | 1
|  | 9 | 2 | 03:16-03:30 | 0 | 1
|  | 9 | 2 | 03:31-03:45 | 0 | 1
|  | 9 | 2 | 03:46-04:00 | 0 | 1
|  | 9 | 2 | 04:01-04:15 | 0 | 1
|  | 9 | 2 | 04:16-04:30 | 0 | 1
|  | 9 | 2 | 04:31-04:45 | 0 | 1
|  | 9 | 2 | 04:46-05:00 | 0 | 1
|  | 9 | 2 | 05:01-05:15 | 0 | 1
|  | 9 | 2 | 05:16-05:30 | 0 | 1
|  | 9 | 2 | 05:31-05:45 | 0 | 1
|  | 9 | 2 | 05:46-06:00 | 0 | 1
|  | 9 | 2 | 06:01-06:15 | 0 | 1
|  | 9 | 2 | 06:16-06:30 | 0 | 1
|  | 9 | 2 | 06:31-06:45 | 0 | 1
|  | 9 | 2 | 06:46-07:00 | 0 | 1
|  | 9 | 2 | 07:01-07:15 | 0 | 1
|  | 9 | 2 | 07:16-07:30 | 0 | 1
|  | 9 | 2 | 07:31-07:45 | 0 | 1
|  | 9 | 2 | 07:46-08:00 | 0 | 1
|  | 9 | 2 | 08:01-08:15 | 0 | 1
|  | 9 | 2 | 08:16-08:30 | 0 | 1
|  | 9 | 2 | 08:31-08:45 | 0 | 1
|  | 9 | 2 | 08:46-09:00 | 0 | 1
|  | 9 | 2 | 09:01-09:15 | 0 | 1
|  | 9 | 2 | 09:16-09:30 | 0 | 1
|  | 9 | 2 | 09:31-09:45 | 0 | 1
|  | 9 | 2 | 09:46-10:00 | 0 | 1
|  | 9 | 2 | 10:01-10:15 | 0 | 1
|  | 9 | 2 | 10:16-10:30 | 0 | 1
|  | 9 | 2 | 10:31-10:45 | 0 | 1
|  | 9 | 2 | 10:46-11:00 | 0 | 1
|  | 9 | 2 | 11:01-11:15 | 0 | 1
|  | 9 | 2 | 11:16-11:30 | 0 | 1
|  | 9 | 2 | 11:31-11:45 | 0 | 1
|  | 9 | 2 | 11:46-12:00 | 0 | 1
|  | 9 | 2 | 12:01-12:15 | 0 | 1
|  | 9 | 2 | 12:16-12:30 | 0 | 1
|  | 9 | 2 | 12:31-12:45 | 0 | 1
|  | 9 | 2 | 12:46-13:00 | 0 | 1
|  | 9 | 2 | 13:01-13:15 | 0 | 1
|  | 9 | 2 | 13:16-13:30 | 0 | 1
|  | 9 | 2 | 13:31-13:45 | 0 | 1
|  | 9 | 2 | 13:46-14:00 | 0 | 1
|  | 9 | 2 | 14:01-14:15 | 0 | 1
|  | 9 | 2 | 14:16-14:30 | 0 | 1
|  | 9 | 2 | 14:31-14:45 | 0 | 1
|  | 9 | 2 | 14:46-15:00 | 0 | 1
|  | 9 | 2 | 15:01-15:15 | 0 | 1
|  | 9 | 2 | 15:16-15:30 | 0 | 1
|  | 9 | 2 | 15:31-15:45 | 0 | 1
|  | 9 | 2 | 15:46-16:00 | 0 | 1
|  | 9 | 2 | 16:01-16:15 | 0 | 1
|  | 9 | 2 | 16:16-16:30 | 0 | 1
|  | 9 | 2 | 16:31-16:45 | 0 | 1
|  | 9 | 2 | 16:46-17:00 | 0 | 1
|  | 9 | 2 | 17:01-17:15 | 0 | 1
|  | 9 | 2 | 17:16-17:30 | 0 | 1
|  | 9 | 2 | 17:31-17:45 | 0 | 1
|  | 9 | 2 | 17:46-18:00 | 0 | 1
|  | 9 | 2 | 18:01-18:15 | 0 | 1
|  | 9 | 2 | 18:16-18:30 | 0 | 1
|  | 9 | 2 | 18:31-18:45 | 0 | 1
|  | 9 | 2 | 18:46-19:00 | 0 | 1
|  | 9 | 2 | 19:01-19:15 | 0 | 1
|  | 9 | 2 | 19:16-19:30 | 0 | 1
|  | 9 | 2 | 19:31-19:45 | 0 | 1
|  | 9 | 2 | 19:46-20:00 | 0 | 1
|  | 9 | 2 | 20:01-20:15 | 0 | 1
|  | 9 | 2 | 20:16-20:30 | 0 | 1
|  | 9 | 2 | 20:31-20:45 | 0 | 1
|  | 9 | 2 | 20:46-21:00 | 0 | 1
|  | 9 | 2 | 21:01-21:15 | 0 | 1
|  | 9 | 2 | 21:16-21:30 | 0 | 1
|  | 9 | 2 | 21:31-21:45 | 0 | 1
|  | 9 | 2 | 21:46-22:00 | 0 | 1
|  | 9 | 2 | 22:01-22:15 | 0 | 1
|  | 9 | 2 | 22:16-22:30 | 0 | 1
|  | 9 | 2 | 22:31-22:45 | 0 | 1
|  | 9 | 2 | 22:46-23:00 | 0 | 1
|  | 9 | 2 | 23:01-23:15 | 0 | 1
|  | 9 | 2 | 23:16-23:30 | 0 | 1
|  | 9 | 2 | 23:31-23:45 | 0 | 1
|  | 9 | 2 | 23:46-24:00 | 0 | 1
|  | 9 | 3 | 00:01-00:15 | 0 | 1
|  | 9 | 3 | 00:16-00:30 | 0 | 1
|  | 9 | 3 | 00:31-00:45 | 0 | 1
|  | 9 | 3 | 00:46-01:00 | 0 | 1
|  | 9 | 3 | 01:01-01:15 | 0 | 1
|  | 9 | 3 | 01:16-01:30 | 0 | 1
|  | 9 | 3 | 01:31-01:45 | 0 | 1
|  | 9 | 3 | 01:46-02:00 | 0 | 1
|  | 9 | 3 | 02:01-02:15 | 0 | 1
|  | 9 | 3 | 02:16-02:30 | 0 | 1
|  | 9 | 3 | 02:31-02:45 | 0 | 1
|  | 9 | 3 | 02:46-03:00 | 0 | 1
|  | 9 | 3 | 03:01-03:15 | 0 | 1
|  | 9 | 3 | 03:16-03:30 | 0 | 1
|  | 9 | 3 | 03:31-03:45 | 0 | 1
|  | 9 | 3 | 03:46-04:00 | 0 | 1
|  | 9 | 3 | 04:01-04:15 | 0 | 1
|  | 9 | 3 | 04:16-04:30 | 0 | 1
|  | 9 | 3 | 04:31-04:45 | 0 | 1
|  | 9 | 3 | 04:46-05:00 | 0 | 1
|  | 9 | 3 | 05:01-05:15 | 0 | 1
|  | 9 | 3 | 05:16-05:30 | 0 | 1
|  | 9 | 3 | 05:31-05:45 | 0 | 1
|  | 9 | 3 | 05:46-06:00 | 0 | 1
|  | 9 | 3 | 06:01-06:15 | 0 | 1
|  | 9 | 3 | 06:16-06:30 | 0 | 1
|  | 9 | 3 | 06:31-06:45 | 0 | 1
|  | 9 | 3 | 06:46-07:00 | 0 | 1
|  | 9 | 3 | 07:01-07:15 | 0 | 1
|  | 9 | 3 | 07:16-07:30 | 0 | 1
|  | 9 | 3 | 07:31-07:45 | 0 | 1
|  | 9 | 3 | 07:46-08:00 | 0 | 1
|  | 9 | 3 | 08:01-08:15 | 0 | 1
|  | 9 | 3 | 08:16-08:30 | 0 | 1
|  | 9 | 3 | 08:31-08:45 | 0 | 1
|  | 9 | 3 | 08:46-09:00 | 0 | 1
|  | 9 | 3 | 09:01-09:15 | 0 | 1
|  | 9 | 3 | 09:16-09:30 | 0 | 1
|  | 9 | 3 | 09:31-09:45 | 0 | 1
|  | 9 | 3 | 09:46-10:00 | 0 | 1
|  | 9 | 3 | 10:01-10:15 | 0 | 1
|  | 9 | 3 | 10:16-10:30 | 0 | 1
|  | 9 | 3 | 10:31-10:45 | 0 | 1
|  | 9 | 3 | 10:46-11:00 | 0 | 1
|  | 9 | 3 | 11:01-11:15 | 0 | 1
|  | 9 | 3 | 11:16-11:30 | 0 | 1
|  | 9 | 3 | 11:31-11:45 | 0 | 1
|  | 9 | 3 | 11:46-12:00 | 0 | 1
|  | 9 | 3 | 12:01-12:15 | 0 | 1
|  | 9 | 3 | 12:16-12:30 | 0 | 1
|  | 9 | 3 | 12:31-12:45 | 0 | 1
|  | 9 | 3 | 12:46-13:00 | 0 | 1
|  | 9 | 3 | 13:01-13:15 | 0 | 1
|  | 9 | 3 | 13:16-13:30 | 0 | 1
|  | 9 | 3 | 13:31-13:45 | 0 | 1
|  | 9 | 3 | 13:46-14:00 | 0 | 1
|  | 9 | 3 | 14:01-14:15 | 0 | 1
|  | 9 | 3 | 14:16-14:30 | 0 | 1
|  | 9 | 3 | 14:31-14:45 | 0 | 1
|  | 9 | 3 | 14:46-15:00 | 0 | 1
|  | 9 | 3 | 15:01-15:15 | 0 | 1
|  | 9 | 3 | 15:16-15:30 | 0 | 1
|  | 9 | 3 | 15:31-15:45 | 0 | 1
|  | 9 | 3 | 15:46-16:00 | 0 | 1
|  | 9 | 3 | 16:01-16:15 | 0 | 1
|  | 9 | 3 | 16:16-16:30 | 0 | 1
|  | 9 | 3 | 16:31-16:45 | 0 | 1
|  | 9 | 3 | 16:46-17:00 | 0 | 1
|  | 9 | 3 | 17:01-17:15 | 0 | 1
|  | 9 | 3 | 17:16-17:30 | 0 | 1
|  | 9 | 3 | 17:31-17:45 | 0 | 1
|  | 9 | 3 | 17:46-18:00 | 0 | 1
|  | 9 | 3 | 18:01-18:15 | 0 | 1
|  | 9 | 3 | 18:16-18:30 | 0 | 1
|  | 9 | 3 | 18:31-18:45 | 0 | 1
|  | 9 | 3 | 18:46-19:00 | 0 | 1
|  | 9 | 3 | 19:01-19:15 | 0 | 1
|  | 9 | 3 | 19:16-19:30 | 0 | 1
|  | 9 | 3 | 19:31-19:45 | 0 | 1
|  | 9 | 3 | 19:46-20:00 | 0 | 1
|  | 9 | 3 | 20:01-20:15 | 0 | 1
|  | 9 | 3 | 20:16-20:30 | 0 | 1
|  | 9 | 3 | 20:31-20:45 | 0 | 1
|  | 9 | 3 | 20:46-21:00 | 0 | 1
|  | 9 | 3 | 21:01-21:15 | 0 | 1
|  | 9 | 3 | 21:16-21:30 | 0 | 1
|  | 9 | 3 | 21:31-21:45 | 0 | 1
|  | 9 | 3 | 21:46-22:00 | 0 | 1
|  | 9 | 3 | 22:01-22:15 | 0 | 1
|  | 9 | 3 | 22:16-22:30 | 0 | 1
|  | 9 | 3 | 22:31-22:45 | 0 | 1
|  | 9 | 3 | 22:46-23:00 | 0 | 1
|  | 9 | 3 | 23:01-23:15 | 0 | 1
|  | 9 | 3 | 23:16-23:30 | 0 | 1
|  | 9 | 3 | 23:31-23:45 | 0 | 1
|  | 9 | 3 | 23:46-24:00 | 0 | 1
|  | 9 | 4 | 00:01-00:15 | 1 | 1
|  | 9 | 4 | 00:16-00:30 | 1 | 1
|  | 9 | 4 | 00:31-00:45 | 1 | 1
|  | 9 | 4 | 00:46-01:00 | 1 | 1
|  | 9 | 4 | 01:01-01:15 | 1 | 1
|  | 9 | 4 | 01:16-01:30 | 1 | 1
|  | 9 | 4 | 01:31-01:45 | 1 | 1
|  | 9 | 4 | 01:46-02:00 | 1 | 1
|  | 9 | 4 | 02:01-02:15 | 1 | 1
|  | 9 | 4 | 02:16-02:30 | 1 | 1
|  | 9 | 4 | 02:31-02:45 | 1 | 1
|  | 9 | 4 | 02:46-03:00 | 1 | 1
|  | 9 | 4 | 03:01-03:15 | 1 | 1
|  | 9 | 4 | 03:16-03:30 | 1 | 1
|  | 9 | 4 | 03:31-03:45 | 1 | 1
|  | 9 | 4 | 03:46-04:00 | 1 | 1
|  | 9 | 4 | 04:01-04:15 | 1 | 1
|  | 9 | 4 | 04:16-04:30 | 1 | 1
|  | 9 | 4 | 04:31-04:45 | 1 | 1
|  | 9 | 4 | 04:46-05:00 | 1 | 1
|  | 9 | 4 | 05:01-05:15 | 1 | 1
|  | 9 | 4 | 05:16-05:30 | 1 | 1
|  | 9 | 4 | 05:31-05:45 | 1 | 1
|  | 9 | 4 | 05:46-06:00 | 1 | 1
|  | 9 | 4 | 06:01-06:15 | 1 | 1
|  | 9 | 4 | 06:16-06:30 | 1 | 1
|  | 9 | 4 | 06:31-06:45 | 1 | 1
|  | 9 | 4 | 06:46-07:00 | 1 | 1
|  | 9 | 4 | 07:01-07:15 | 1 | 1
|  | 9 | 4 | 07:16-07:30 | 1 | 1
|  | 9 | 4 | 07:31-07:45 | 1 | 1
|  | 9 | 4 | 07:46-08:00 | 1 | 1
|  | 9 | 4 | 08:01-08:15 | 1 | 1
|  | 9 | 4 | 08:16-08:30 | 1 | 1
|  | 9 | 4 | 08:31-08:45 | 1 | 1
|  | 9 | 4 | 08:46-09:00 | 1 | 1
|  | 9 | 4 | 09:01-09:15 | 1 | 1
|  | 9 | 4 | 09:16-09:30 | 1 | 1
|  | 9 | 4 | 09:31-09:45 | 1 | 1
|  | 9 | 4 | 09:46-10:00 | 1 | 1
|  | 9 | 4 | 10:01-10:15 | 1 | 1
|  | 9 | 4 | 10:16-10:30 | 1 | 1
|  | 9 | 4 | 10:31-10:45 | 1 | 1
|  | 9 | 4 | 10:46-11:00 | 1 | 1
|  | 9 | 4 | 11:01-11:15 | 1 | 1
|  | 9 | 4 | 11:16-11:30 | 1 | 1
|  | 9 | 4 | 11:31-11:45 | 1 | 1
|  | 9 | 4 | 11:46-12:00 | 1 | 1
|  | 9 | 4 | 12:01-12:15 | 1 | 1
|  | 9 | 4 | 12:16-12:30 | 1 | 1
|  | 9 | 4 | 12:31-12:45 | 1 | 1
|  | 9 | 4 | 12:46-13:00 | 1 | 1
|  | 9 | 4 | 13:01-13:15 | 1 | 1
|  | 9 | 4 | 13:16-13:30 | 1 | 1
|  | 9 | 4 | 13:31-13:45 | 1 | 1
|  | 9 | 4 | 13:46-14:00 | 1 | 1
|  | 9 | 4 | 14:01-14:15 | 1 | 1
|  | 9 | 4 | 14:16-14:30 | 1 | 1
|  | 9 | 4 | 14:31-14:45 | 1 | 1
|  | 9 | 4 | 14:46-15:00 | 1 | 1
|  | 9 | 4 | 15:01-15:15 | 1 | 1
|  | 9 | 4 | 15:16-15:30 | 1 | 1
|  | 9 | 4 | 15:31-15:45 | 1 | 1
|  | 9 | 4 | 15:46-16:00 | 1 | 1
|  | 9 | 4 | 16:01-16:15 | 1 | 1
|  | 9 | 4 | 16:16-16:30 | 1 | 1
|  | 9 | 4 | 16:31-16:45 | 1 | 1
|  | 9 | 4 | 16:46-17:00 | 1 | 1
|  | 9 | 4 | 17:01-17:15 | 1 | 1
|  | 9 | 4 | 17:16-17:30 | 1 | 1
|  | 9 | 4 | 17:31-17:45 | 1 | 1
|  | 9 | 4 | 17:46-18:00 | 1 | 1
|  | 9 | 4 | 18:01-18:15 | 1 | 1
|  | 9 | 4 | 18:16-18:30 | 1 | 1
|  | 9 | 4 | 18:31-18:45 | 1 | 1
|  | 9 | 4 | 18:46-19:00 | 1 | 1
|  | 9 | 4 | 19:01-19:15 | 1 | 1
|  | 9 | 4 | 19:16-19:30 | 1 | 1
|  | 9 | 4 | 19:31-19:45 | 1 | 1
|  | 9 | 4 | 19:46-20:00 | 1 | 1
|  | 9 | 4 | 20:01-20:15 | 1 | 1
|  | 9 | 4 | 20:16-20:30 | 1 | 1
|  | 9 | 4 | 20:31-20:45 | 1 | 1
|  | 9 | 4 | 20:46-21:00 | 1 | 1
|  | 9 | 4 | 21:01-21:15 | 1 | 1
|  | 9 | 4 | 21:16-21:30 | 1 | 1
|  | 9 | 4 | 21:31-21:45 | 1 | 1
|  | 9 | 4 | 21:46-22:00 | 1 | 1
|  | 9 | 4 | 22:01-22:15 | 1 | 1
|  | 9 | 4 | 22:16-22:30 | 1 | 1
|  | 9 | 4 | 22:31-22:45 | 1 | 1
|  | 9 | 4 | 22:46-23:00 | 1 | 1
|  | 9 | 4 | 23:01-23:15 | 1 | 1
|  | 9 | 4 | 23:16-23:30 | 1 | 1
|  | 9 | 4 | 23:31-23:45 | 1 | 1
|  | 9 | 4 | 23:46-24:00 | 1 | 1
|  | 9 | 5 | 00:01-00:15 | 1 | 1
|  | 9 | 5 | 00:16-00:30 | 1 | 1
|  | 9 | 5 | 00:31-00:45 | 1 | 1
|  | 9 | 5 | 00:46-01:00 | 1 | 1
|  | 9 | 5 | 01:01-01:15 | 1 | 1
|  | 9 | 5 | 01:16-01:30 | 1 | 1
|  | 9 | 5 | 01:31-01:45 | 1 | 1
|  | 9 | 5 | 01:46-02:00 | 1 | 1
|  | 9 | 5 | 02:01-02:15 | 1 | 1
|  | 9 | 5 | 02:16-02:30 | 1 | 1
|  | 9 | 5 | 02:31-02:45 | 1 | 1
|  | 9 | 5 | 02:46-03:00 | 1 | 1
|  | 9 | 5 | 03:01-03:15 | 1 | 1
|  | 9 | 5 | 03:16-03:30 | 1 | 1
|  | 9 | 5 | 03:31-03:45 | 1 | 1
|  | 9 | 5 | 03:46-04:00 | 1 | 1
|  | 9 | 5 | 04:01-04:15 | 1 | 1
|  | 9 | 5 | 04:16-04:30 | 1 | 1
|  | 9 | 5 | 04:31-04:45 | 1 | 1
|  | 9 | 5 | 04:46-05:00 | 1 | 1
|  | 9 | 5 | 05:01-05:15 | 1 | 1
|  | 9 | 5 | 05:16-05:30 | 1 | 1
|  | 9 | 5 | 05:31-05:45 | 1 | 1
|  | 9 | 5 | 05:46-06:00 | 1 | 1
|  | 9 | 5 | 06:01-06:15 | 1 | 1
|  | 9 | 5 | 06:16-06:30 | 1 | 1
|  | 9 | 5 | 06:31-06:45 | 1 | 1
|  | 9 | 5 | 06:46-07:00 | 1 | 1
|  | 9 | 5 | 07:01-07:15 | 1 | 1
|  | 9 | 5 | 07:16-07:30 | 1 | 1
|  | 9 | 5 | 07:31-07:45 | 1 | 1
|  | 9 | 5 | 07:46-08:00 | 1 | 1
|  | 9 | 5 | 08:01-08:15 | 1 | 1
|  | 9 | 5 | 08:16-08:30 | 1 | 1
|  | 9 | 5 | 08:31-08:45 | 1 | 1
|  | 9 | 5 | 08:46-09:00 | 1 | 1
|  | 9 | 5 | 09:01-09:15 | 1 | 1
|  | 9 | 5 | 09:16-09:30 | 1 | 1
|  | 9 | 5 | 09:31-09:45 | 1 | 1
|  | 9 | 5 | 09:46-10:00 | 1 | 1
|  | 9 | 5 | 10:01-10:15 | 1 | 1
|  | 9 | 5 | 10:16-10:30 | 1 | 1
|  | 9 | 5 | 10:31-10:45 | 1 | 1
|  | 9 | 5 | 10:46-11:00 | 1 | 1
|  | 9 | 5 | 11:01-11:15 | 1 | 1
|  | 9 | 5 | 11:16-11:30 | 1 | 1
|  | 9 | 5 | 11:31-11:45 | 1 | 1
|  | 9 | 5 | 11:46-12:00 | 1 | 1
|  | 9 | 5 | 12:01-12:15 | 1 | 1
|  | 9 | 5 | 12:16-12:30 | 1 | 1
|  | 9 | 5 | 12:31-12:45 | 1 | 1
|  | 9 | 5 | 12:46-13:00 | 1 | 1
|  | 9 | 5 | 13:01-13:15 | 1 | 1
|  | 9 | 5 | 13:16-13:30 | 1 | 1
|  | 9 | 5 | 13:31-13:45 | 1 | 1
|  | 9 | 5 | 13:46-14:00 | 1 | 1
|  | 9 | 5 | 14:01-14:15 | 1 | 1
|  | 9 | 5 | 14:16-14:30 | 1 | 1
|  | 9 | 5 | 14:31-14:45 | 1 | 1
|  | 9 | 5 | 14:46-15:00 | 1 | 1
|  | 9 | 5 | 15:01-15:15 | 1 | 1
|  | 9 | 5 | 15:16-15:30 | 1 | 1
|  | 9 | 5 | 15:31-15:45 | 1 | 1
|  | 9 | 5 | 15:46-16:00 | 1 | 1
|  | 9 | 5 | 16:01-16:15 | 1 | 1
|  | 9 | 5 | 16:16-16:30 | 1 | 1
|  | 9 | 5 | 16:31-16:45 | 1 | 1
|  | 9 | 5 | 16:46-17:00 | 1 | 1
|  | 9 | 5 | 17:01-17:15 | 1 | 1
|  | 9 | 5 | 17:16-17:30 | 1 | 1
|  | 9 | 5 | 17:31-17:45 | 1 | 1
|  | 9 | 5 | 17:46-18:00 | 1 | 1
|  | 9 | 5 | 18:01-18:15 | 1 | 1
|  | 9 | 5 | 18:16-18:30 | 1 | 1
|  | 9 | 5 | 18:31-18:45 | 1 | 1
|  | 9 | 5 | 18:46-19:00 | 1 | 1
|  | 9 | 5 | 19:01-19:15 | 1 | 1
|  | 9 | 5 | 19:16-19:30 | 1 | 1
|  | 9 | 5 | 19:31-19:45 | 1 | 1
|  | 9 | 5 | 19:46-20:00 | 1 | 1
|  | 9 | 5 | 20:01-20:15 | 1 | 1
|  | 9 | 5 | 20:16-20:30 | 1 | 1
|  | 9 | 5 | 20:31-20:45 | 1 | 1
|  | 9 | 5 | 20:46-21:00 | 1 | 1
|  | 9 | 5 | 21:01-21:15 | 1 | 1
|  | 9 | 5 | 21:16-21:30 | 1 | 1
|  | 9 | 5 | 21:31-21:45 | 1 | 1
|  | 9 | 5 | 21:46-22:00 | 1 | 1
|  | 9 | 5 | 22:01-22:15 | 1 | 1
|  | 9 | 5 | 22:16-22:30 | 1 | 1
|  | 9 | 5 | 22:31-22:45 | 1 | 1
|  | 9 | 5 | 22:46-23:00 | 1 | 1
|  | 9 | 5 | 23:01-23:15 | 1 | 1
|  | 9 | 5 | 23:16-23:30 | 1 | 1
|  | 9 | 5 | 23:31-23:45 | 1 | 1
|  | 9 | 5 | 23:46-24:00 | 1 | 1
|  | 9 | 6 | 00:01-00:15 | 1 | 1
|  | 9 | 6 | 00:16-00:30 | 1 | 1
|  | 9 | 6 | 00:31-00:45 | 1 | 1
|  | 9 | 6 | 00:46-01:00 | 1 | 1
|  | 9 | 6 | 01:01-01:15 | 1 | 1
|  | 9 | 6 | 01:16-01:30 | 1 | 1
|  | 9 | 6 | 01:31-01:45 | 1 | 1
|  | 9 | 6 | 01:46-02:00 | 1 | 1
|  | 9 | 6 | 02:01-02:15 | 1 | 1
|  | 9 | 6 | 02:16-02:30 | 1 | 1
|  | 9 | 6 | 02:31-02:45 | 1 | 1
|  | 9 | 6 | 02:46-03:00 | 1 | 1
|  | 9 | 6 | 03:01-03:15 | 1 | 1
|  | 9 | 6 | 03:16-03:30 | 1 | 1
|  | 9 | 6 | 03:31-03:45 | 1 | 1
|  | 9 | 6 | 03:46-04:00 | 1 | 1
|  | 9 | 6 | 04:01-04:15 | 1 | 1
|  | 9 | 6 | 04:16-04:30 | 1 | 1
|  | 9 | 6 | 04:31-04:45 | 1 | 1
|  | 9 | 6 | 04:46-05:00 | 1 | 1
|  | 9 | 6 | 05:01-05:15 | 1 | 1
|  | 9 | 6 | 05:16-05:30 | 1 | 1
|  | 9 | 6 | 05:31-05:45 | 1 | 1
|  | 9 | 6 | 05:46-06:00 | 1 | 1
|  | 9 | 6 | 06:01-06:15 | 1 | 1
|  | 9 | 6 | 06:16-06:30 | 1 | 1
|  | 9 | 6 | 06:31-06:45 | 1 | 1
|  | 9 | 6 | 06:46-07:00 | 1 | 1
|  | 9 | 6 | 07:01-07:15 | 1 | 1
|  | 9 | 6 | 07:16-07:30 | 1 | 1
|  | 9 | 6 | 07:31-07:45 | 1 | 1
|  | 9 | 6 | 07:46-08:00 | 1 | 1
|  | 9 | 6 | 08:01-08:15 | 1 | 1
|  | 9 | 6 | 08:16-08:30 | 1 | 1
|  | 9 | 6 | 08:31-08:45 | 1 | 1
|  | 9 | 6 | 08:46-09:00 | 1 | 1
|  | 9 | 6 | 09:01-09:15 | 1 | 1
|  | 9 | 6 | 09:16-09:30 | 1 | 1
|  | 9 | 6 | 09:31-09:45 | 1 | 1
|  | 9 | 6 | 09:46-10:00 | 1 | 1
|  | 9 | 6 | 10:01-10:15 | 1 | 1
|  | 9 | 6 | 10:16-10:30 | 1 | 1
|  | 9 | 6 | 10:31-10:45 | 1 | 1
|  | 9 | 6 | 10:46-11:00 | 1 | 1
|  | 9 | 6 | 11:01-11:15 | 1 | 1
|  | 9 | 6 | 11:16-11:30 | 1 | 1
|  | 9 | 6 | 11:31-11:45 | 1 | 1
|  | 9 | 6 | 11:46-12:00 | 1 | 1
|  | 9 | 6 | 12:01-12:15 | 1 | 1
|  | 9 | 6 | 12:16-12:30 | 1 | 1
|  | 9 | 6 | 12:31-12:45 | 1 | 1
|  | 9 | 6 | 12:46-13:00 | 1 | 1
|  | 9 | 6 | 13:01-13:15 | 1 | 1
|  | 9 | 6 | 13:16-13:30 | 1 | 1
|  | 9 | 6 | 13:31-13:45 | 1 | 1
|  | 9 | 6 | 13:46-14:00 | 1 | 1
|  | 9 | 6 | 14:01-14:15 | 1 | 1
|  | 9 | 6 | 14:16-14:30 | 1 | 1
|  | 9 | 6 | 14:31-14:45 | 1 | 1
|  | 9 | 6 | 14:46-15:00 | 1 | 1
|  | 9 | 6 | 15:01-15:15 | 1 | 1
|  | 9 | 6 | 15:16-15:30 | 1 | 1
|  | 9 | 6 | 15:31-15:45 | 1 | 1
|  | 9 | 6 | 15:46-16:00 | 1 | 1
|  | 9 | 6 | 16:01-16:15 | 1 | 1
|  | 9 | 6 | 16:16-16:30 | 1 | 1
|  | 9 | 6 | 16:31-16:45 | 1 | 1
|  | 9 | 6 | 16:46-17:00 | 1 | 1
|  | 9 | 6 | 17:01-17:15 | 1 | 1
|  | 9 | 6 | 17:16-17:30 | 1 | 1
|  | 9 | 6 | 17:31-17:45 | 1 | 1
|  | 9 | 6 | 17:46-18:00 | 1 | 1
|  | 9 | 6 | 18:01-18:15 | 1 | 1
|  | 9 | 6 | 18:16-18:30 | 1 | 1
|  | 9 | 6 | 18:31-18:45 | 1 | 1
|  | 9 | 6 | 18:46-19:00 | 1 | 1
|  | 9 | 6 | 19:01-19:15 | 1 | 1
|  | 9 | 6 | 19:16-19:30 | 1 | 1
|  | 9 | 6 | 19:31-19:45 | 1 | 1
|  | 9 | 6 | 19:46-20:00 | 1 | 1
|  | 9 | 6 | 20:01-20:15 | 1 | 1
|  | 9 | 6 | 20:16-20:30 | 1 | 1
|  | 9 | 6 | 20:31-20:45 | 1 | 1
|  | 9 | 6 | 20:46-21:00 | 1 | 1
|  | 9 | 6 | 21:01-21:15 | 1 | 1
|  | 9 | 6 | 21:16-21:30 | 1 | 1
|  | 9 | 6 | 21:31-21:45 | 1 | 1
|  | 9 | 6 | 21:46-22:00 | 1 | 1
|  | 9 | 6 | 22:01-22:15 | 1 | 1
|  | 9 | 6 | 22:16-22:30 | 1 | 1
|  | 9 | 6 | 22:31-22:45 | 1 | 1
|  | 9 | 6 | 22:46-23:00 | 1 | 1
|  | 9 | 6 | 23:01-23:15 | 1 | 1
|  | 9 | 6 | 23:16-23:30 | 1 | 1
|  | 9 | 6 | 23:31-23:45 | 1 | 1
|  | 9 | 6 | 23:46-24:00 | 1 | 1
|  | 9 | 7 | 00:01-00:15 | 1 | 1
|  | 9 | 7 | 00:16-00:30 | 1 | 1
|  | 9 | 7 | 00:31-00:45 | 1 | 1
|  | 9 | 7 | 00:46-01:00 | 1 | 1
|  | 9 | 7 | 01:01-01:15 | 1 | 1
|  | 9 | 7 | 01:16-01:30 | 1 | 1
|  | 9 | 7 | 01:31-01:45 | 1 | 1
|  | 9 | 7 | 01:46-02:00 | 1 | 1
|  | 9 | 7 | 02:01-02:15 | 1 | 1
|  | 9 | 7 | 02:16-02:30 | 1 | 1
|  | 9 | 7 | 02:31-02:45 | 1 | 1
|  | 9 | 7 | 02:46-03:00 | 1 | 1
|  | 9 | 7 | 03:01-03:15 | 1 | 1
|  | 9 | 7 | 03:16-03:30 | 1 | 1
|  | 9 | 7 | 03:31-03:45 | 1 | 1
|  | 9 | 7 | 03:46-04:00 | 1 | 1
|  | 9 | 7 | 04:01-04:15 | 1 | 1
|  | 9 | 7 | 04:16-04:30 | 1 | 1
|  | 9 | 7 | 04:31-04:45 | 1 | 1
|  | 9 | 7 | 04:46-05:00 | 1 | 1
|  | 9 | 7 | 05:01-05:15 | 1 | 1
|  | 9 | 7 | 05:16-05:30 | 1 | 1
|  | 9 | 7 | 05:31-05:45 | 1 | 1
|  | 9 | 7 | 05:46-06:00 | 1 | 1
|  | 9 | 7 | 06:01-06:15 | 1 | 1
|  | 9 | 7 | 06:16-06:30 | 1 | 1
|  | 9 | 7 | 06:31-06:45 | 1 | 1
|  | 9 | 7 | 06:46-07:00 | 1 | 1
|  | 9 | 7 | 07:01-07:15 | 1 | 1
|  | 9 | 7 | 07:16-07:30 | 1 | 1
|  | 9 | 7 | 07:31-07:45 | 1 | 1
|  | 9 | 7 | 07:46-08:00 | 1 | 1
|  | 9 | 7 | 08:01-08:15 | 1 | 1
|  | 9 | 7 | 08:16-08:30 | 1 | 1
|  | 9 | 7 | 08:31-08:45 | 1 | 1
|  | 9 | 7 | 08:46-09:00 | 1 | 1
|  | 9 | 7 | 09:01-09:15 | 1 | 1
|  | 9 | 7 | 09:16-09:30 | 1 | 1
|  | 9 | 7 | 09:31-09:45 | 1 | 1
|  | 9 | 7 | 09:46-10:00 | 1 | 1
|  | 9 | 7 | 10:01-10:15 | 1 | 1
|  | 9 | 7 | 10:16-10:30 | 1 | 1
|  | 9 | 7 | 10:31-10:45 | 1 | 1
|  | 9 | 7 | 10:46-11:00 | 1 | 1
|  | 9 | 7 | 11:01-11:15 | 1 | 1
|  | 9 | 7 | 11:16-11:30 | 1 | 1
|  | 9 | 7 | 11:31-11:45 | 1 | 1
|  | 9 | 7 | 11:46-12:00 | 1 | 1
|  | 9 | 7 | 12:01-12:15 | 1 | 1
|  | 9 | 7 | 12:16-12:30 | 1 | 1
|  | 9 | 7 | 12:31-12:45 | 1 | 1
|  | 9 | 7 | 12:46-13:00 | 1 | 1
|  | 9 | 7 | 13:01-13:15 | 1 | 1
|  | 9 | 7 | 13:16-13:30 | 1 | 1
|  | 9 | 7 | 13:31-13:45 | 1 | 1
|  | 9 | 7 | 13:46-14:00 | 1 | 1
|  | 9 | 7 | 14:01-14:15 | 1 | 1
|  | 9 | 7 | 14:16-14:30 | 1 | 1
|  | 9 | 7 | 14:31-14:45 | 1 | 1
|  | 9 | 7 | 14:46-15:00 | 1 | 1
|  | 9 | 7 | 15:01-15:15 | 1 | 1
|  | 9 | 7 | 15:16-15:30 | 1 | 1
|  | 9 | 7 | 15:31-15:45 | 1 | 1
|  | 9 | 7 | 15:46-16:00 | 1 | 1
|  | 9 | 7 | 16:01-16:15 | 1 | 1
|  | 9 | 7 | 16:16-16:30 | 1 | 1
|  | 9 | 7 | 16:31-16:45 | 1 | 1
|  | 9 | 7 | 16:46-17:00 | 1 | 1
|  | 9 | 7 | 17:01-17:15 | 1 | 1
|  | 9 | 7 | 17:16-17:30 | 1 | 1
|  | 9 | 7 | 17:31-17:45 | 1 | 1
|  | 9 | 7 | 17:46-18:00 | 1 | 1
|  | 9 | 7 | 18:01-18:15 | 1 | 1
|  | 9 | 7 | 18:16-18:30 | 1 | 1
|  | 9 | 7 | 18:31-18:45 | 1 | 1
|  | 9 | 7 | 18:46-19:00 | 1 | 1
|  | 9 | 7 | 19:01-19:15 | 1 | 1
|  | 9 | 7 | 19:16-19:30 | 1 | 1
|  | 9 | 7 | 19:31-19:45 | 1 | 1
|  | 9 | 7 | 19:46-20:00 | 1 | 1
|  | 9 | 7 | 20:01-20:15 | 1 | 1
|  | 9 | 7 | 20:16-20:30 | 1 | 1
|  | 9 | 7 | 20:31-20:45 | 1 | 1
|  | 9 | 7 | 20:46-21:00 | 1 | 1
|  | 9 | 7 | 21:01-21:15 | 1 | 1
|  | 9 | 7 | 21:16-21:30 | 1 | 1
|  | 9 | 7 | 21:31-21:45 | 1 | 1
|  | 9 | 7 | 21:46-22:00 | 1 | 1
|  | 9 | 7 | 22:01-22:15 | 1 | 1
|  | 9 | 7 | 22:16-22:30 | 1 | 1
|  | 9 | 7 | 22:31-22:45 | 1 | 1
|  | 9 | 7 | 22:46-23:00 | 1 | 1
|  | 9 | 7 | 23:01-23:15 | 1 | 1
|  | 9 | 7 | 23:16-23:30 | 1 | 1
|  | 9 | 7 | 23:31-23:45 | 1 | 1
|  | 9 | 7 | 23:46-24:00 | 1 | 1
|  | 9 | 8 | 00:01-00:15 | 1 | 1
|  | 9 | 8 | 00:16-00:30 | 1 | 1
|  | 9 | 8 | 00:31-00:45 | 1 | 1
|  | 9 | 8 | 00:46-01:00 | 1 | 1
|  | 9 | 8 | 01:01-01:15 | 1 | 1
|  | 9 | 8 | 01:16-01:30 | 1 | 1
|  | 9 | 8 | 01:31-01:45 | 1 | 1
|  | 9 | 8 | 01:46-02:00 | 1 | 1
|  | 9 | 8 | 02:01-02:15 | 1 | 1
|  | 9 | 8 | 02:16-02:30 | 1 | 1
|  | 9 | 8 | 02:31-02:45 | 1 | 1
|  | 9 | 8 | 02:46-03:00 | 1 | 1
|  | 9 | 8 | 03:01-03:15 | 1 | 1
|  | 9 | 8 | 03:16-03:30 | 1 | 1
|  | 9 | 8 | 03:31-03:45 | 1 | 1
|  | 9 | 8 | 03:46-04:00 | 1 | 1
|  | 9 | 8 | 04:01-04:15 | 1 | 1
|  | 9 | 8 | 04:16-04:30 | 1 | 1
|  | 9 | 8 | 04:31-04:45 | 1 | 1
|  | 9 | 8 | 04:46-05:00 | 1 | 1
|  | 9 | 8 | 05:01-05:15 | 1 | 1
|  | 9 | 8 | 05:16-05:30 | 1 | 1
|  | 9 | 8 | 05:31-05:45 | 1 | 1
|  | 9 | 8 | 05:46-06:00 | 1 | 1
|  | 9 | 8 | 06:01-06:15 | 1 | 1
|  | 9 | 8 | 06:16-06:30 | 1 | 1
|  | 9 | 8 | 06:31-06:45 | 1 | 1
|  | 9 | 8 | 06:46-07:00 | 1 | 1
|  | 9 | 8 | 07:01-07:15 | 1 | 1
|  | 9 | 8 | 07:16-07:30 | 1 | 1
|  | 9 | 8 | 07:31-07:45 | 1 | 1
|  | 9 | 8 | 07:46-08:00 | 1 | 1
|  | 9 | 8 | 08:01-08:15 | 1 | 1
|  | 9 | 8 | 08:16-08:30 | 1 | 1
|  | 9 | 8 | 08:31-08:45 | 1 | 1
|  | 9 | 8 | 08:46-09:00 | 1 | 1
|  | 9 | 8 | 09:01-09:15 | 1 | 1
|  | 9 | 8 | 09:16-09:30 | 1 | 1
|  | 9 | 8 | 09:31-09:45 | 1 | 1
|  | 9 | 8 | 09:46-10:00 | 1 | 1
|  | 9 | 8 | 10:01-10:15 | 1 | 1
|  | 9 | 8 | 10:16-10:30 | 1 | 1
|  | 9 | 8 | 10:31-10:45 | 1 | 1
|  | 9 | 8 | 10:46-11:00 | 1 | 1
|  | 9 | 8 | 11:01-11:15 | 1 | 1
|  | 9 | 8 | 11:16-11:30 | 1 | 1
|  | 9 | 8 | 11:31-11:45 | 1 | 1
|  | 9 | 8 | 11:46-12:00 | 1 | 1
|  | 9 | 8 | 12:01-12:15 | 1 | 1
|  | 9 | 8 | 12:16-12:30 | 1 | 1
|  | 9 | 8 | 12:31-12:45 | 1 | 1
|  | 9 | 8 | 12:46-13:00 | 1 | 1
|  | 9 | 8 | 13:01-13:15 | 1 | 1
|  | 9 | 8 | 13:16-13:30 | 1 | 1
|  | 9 | 8 | 13:31-13:45 | 1 | 1
|  | 9 | 8 | 13:46-14:00 | 1 | 1
|  | 9 | 8 | 14:01-14:15 | 1 | 1
|  | 9 | 8 | 14:16-14:30 | 1 | 1
|  | 9 | 8 | 14:31-14:45 | 1 | 1
|  | 9 | 8 | 14:46-15:00 | 1 | 1
|  | 9 | 8 | 15:01-15:15 | 1 | 1
|  | 9 | 8 | 15:16-15:30 | 1 | 1
|  | 9 | 8 | 15:31-15:45 | 1 | 1
|  | 9 | 8 | 15:46-16:00 | 1 | 1
|  | 9 | 8 | 16:01-16:15 | 1 | 1
|  | 9 | 8 | 16:16-16:30 | 1 | 1
|  | 9 | 8 | 16:31-16:45 | 1 | 1
|  | 9 | 8 | 16:46-17:00 | 1 | 1
|  | 9 | 8 | 17:01-17:15 | 1 | 1
|  | 9 | 8 | 17:16-17:30 | 1 | 1
|  | 9 | 8 | 17:31-17:45 | 1 | 1
|  | 9 | 8 | 17:46-18:00 | 1 | 1
|  | 9 | 8 | 18:01-18:15 | 1 | 1
|  | 9 | 8 | 18:16-18:30 | 1 | 1
|  | 9 | 8 | 18:31-18:45 | 1 | 1
|  | 9 | 8 | 18:46-19:00 | 1 | 1
|  | 9 | 8 | 19:01-19:15 | 1 | 1
|  | 9 | 8 | 19:16-19:30 | 1 | 1
|  | 9 | 8 | 19:31-19:45 | 1 | 1
|  | 9 | 8 | 19:46-20:00 | 1 | 1
|  | 9 | 8 | 20:01-20:15 | 1 | 1
|  | 9 | 8 | 20:16-20:30 | 1 | 1
|  | 9 | 8 | 20:31-20:45 | 1 | 1
|  | 9 | 8 | 20:46-21:00 | 1 | 1
|  | 9 | 8 | 21:01-21:15 | 1 | 1
|  | 9 | 8 | 21:16-21:30 | 1 | 1
|  | 9 | 8 | 21:31-21:45 | 1 | 1
|  | 9 | 8 | 21:46-22:00 | 1 | 1
|  | 9 | 8 | 22:01-22:15 | 1 | 1
|  | 9 | 8 | 22:16-22:30 | 1 | 1
|  | 9 | 8 | 22:31-22:45 | 1 | 1
|  | 9 | 8 | 22:46-23:00 | 1 | 1
|  | 9 | 8 | 23:01-23:15 | 1 | 1
|  | 9 | 8 | 23:16-23:30 | 1 | 1
|  | 9 | 8 | 23:31-23:45 | 1 | 1
|  | 9 | 8 | 23:46-24:00 | 1 | 1
|  | 9 | 9 | 00:01-00:15 | 0 | 1
|  | 9 | 9 | 00:16-00:30 | 0 | 1
|  | 9 | 9 | 00:31-00:45 | 0 | 1
|  | 9 | 9 | 00:46-01:00 | 0 | 1
|  | 9 | 9 | 01:01-01:15 | 0 | 1
|  | 9 | 9 | 01:16-01:30 | 0 | 1
|  | 9 | 9 | 01:31-01:45 | 0 | 1
|  | 9 | 9 | 01:46-02:00 | 0 | 1
|  | 9 | 9 | 02:01-02:15 | 0 | 1
|  | 9 | 9 | 02:16-02:30 | 0 | 1
|  | 9 | 9 | 02:31-02:45 | 0 | 1
|  | 9 | 9 | 02:46-03:00 | 0 | 1
|  | 9 | 9 | 03:01-03:15 | 0 | 1
|  | 9 | 9 | 03:16-03:30 | 0 | 1
|  | 9 | 9 | 03:31-03:45 | 0 | 1
|  | 9 | 9 | 03:46-04:00 | 0 | 1
|  | 9 | 9 | 04:01-04:15 | 0 | 1
|  | 9 | 9 | 04:16-04:30 | 0 | 1
|  | 9 | 9 | 04:31-04:45 | 0 | 1
|  | 9 | 9 | 04:46-05:00 | 0 | 1
|  | 9 | 9 | 05:01-05:15 | 0 | 1
|  | 9 | 9 | 05:16-05:30 | 0 | 1
|  | 9 | 9 | 05:31-05:45 | 0 | 1
|  | 9 | 9 | 05:46-06:00 | 0 | 1
|  | 9 | 9 | 06:01-06:15 | 0 | 1
|  | 9 | 9 | 06:16-06:30 | 0 | 1
|  | 9 | 9 | 06:31-06:45 | 0 | 1
|  | 9 | 9 | 06:46-07:00 | 0 | 1
|  | 9 | 9 | 07:01-07:15 | 0 | 1
|  | 9 | 9 | 07:16-07:30 | 0 | 1
|  | 9 | 9 | 07:31-07:45 | 0 | 1
|  | 9 | 9 | 07:46-08:00 | 0 | 1
|  | 9 | 9 | 08:01-08:15 | 0 | 1
|  | 9 | 9 | 08:16-08:30 | 0 | 1
|  | 9 | 9 | 08:31-08:45 | 0 | 1
|  | 9 | 9 | 08:46-09:00 | 0 | 1
|  | 9 | 9 | 09:01-09:15 | 0 | 1
|  | 9 | 9 | 09:16-09:30 | 0 | 1
|  | 9 | 9 | 09:31-09:45 | 0 | 1
|  | 9 | 9 | 09:46-10:00 | 0 | 1
|  | 9 | 9 | 10:01-10:15 | 0 | 1
|  | 9 | 9 | 10:16-10:30 | 0 | 1
|  | 9 | 9 | 10:31-10:45 | 0 | 1
|  | 9 | 9 | 10:46-11:00 | 0 | 1
|  | 9 | 9 | 11:01-11:15 | 0 | 1
|  | 9 | 9 | 11:16-11:30 | 0 | 1
|  | 9 | 9 | 11:31-11:45 | 0 | 1
|  | 9 | 9 | 11:46-12:00 | 0 | 1
|  | 9 | 9 | 12:01-12:15 | 0 | 1
|  | 9 | 9 | 12:16-12:30 | 0 | 1
|  | 9 | 9 | 12:31-12:45 | 0 | 1
|  | 9 | 9 | 12:46-13:00 | 0 | 1
|  | 9 | 9 | 13:01-13:15 | 0 | 1
|  | 9 | 9 | 13:16-13:30 | 0 | 1
|  | 9 | 9 | 13:31-13:45 | 0 | 1
|  | 9 | 9 | 13:46-14:00 | 0 | 1
|  | 9 | 9 | 14:01-14:15 | 0 | 1
|  | 9 | 9 | 14:16-14:30 | 0 | 1
|  | 9 | 9 | 14:31-14:45 | 0 | 1
|  | 9 | 9 | 14:46-15:00 | 0 | 1
|  | 9 | 9 | 15:01-15:15 | 0 | 1
|  | 9 | 9 | 15:16-15:30 | 0 | 1
|  | 9 | 9 | 15:31-15:45 | 0 | 1
|  | 9 | 9 | 15:46-16:00 | 0 | 1
|  | 9 | 9 | 16:01-16:15 | 0 | 1
|  | 9 | 9 | 16:16-16:30 | 0 | 1
|  | 9 | 9 | 16:31-16:45 | 0 | 1
|  | 9 | 9 | 16:46-17:00 | 0 | 1
|  | 9 | 9 | 17:01-17:15 | 0 | 1
|  | 9 | 9 | 17:16-17:30 | 0 | 1
|  | 9 | 9 | 17:31-17:45 | 0 | 1
|  | 9 | 9 | 17:46-18:00 | 0 | 1
|  | 9 | 9 | 18:01-18:15 | 0 | 1
|  | 9 | 9 | 18:16-18:30 | 0 | 1
|  | 9 | 9 | 18:31-18:45 | 0 | 1
|  | 9 | 9 | 18:46-19:00 | 0 | 1
|  | 9 | 9 | 19:01-19:15 | 0 | 1
|  | 9 | 9 | 19:16-19:30 | 0 | 1
|  | 9 | 9 | 19:31-19:45 | 0 | 1
|  | 9 | 9 | 19:46-20:00 | 0 | 1
|  | 9 | 9 | 20:01-20:15 | 0 | 1
|  | 9 | 9 | 20:16-20:30 | 0 | 1
|  | 9 | 9 | 20:31-20:45 | 0 | 1
|  | 9 | 9 | 20:46-21:00 | 0 | 1
|  | 9 | 9 | 21:01-21:15 | 0 | 1
|  | 9 | 9 | 21:16-21:30 | 0 | 1
|  | 9 | 9 | 21:31-21:45 | 0 | 1
|  | 9 | 9 | 21:46-22:00 | 0 | 1
|  | 9 | 9 | 22:01-22:15 | 0 | 1
|  | 9 | 9 | 22:16-22:30 | 0 | 1
|  | 9 | 9 | 22:31-22:45 | 0 | 1
|  | 9 | 9 | 22:46-23:00 | 0 | 1
|  | 9 | 9 | 23:01-23:15 | 0 | 1
|  | 9 | 9 | 23:16-23:30 | 0 | 1
|  | 9 | 9 | 23:31-23:45 | 0 | 1
|  | 9 | 9 | 23:46-24:00 | 0 | 1
|  | 9 | 10 | 00:01-00:15 | 0 | 1
|  | 9 | 10 | 00:16-00:30 | 0 | 1
|  | 9 | 10 | 00:31-00:45 | 0 | 1
|  | 9 | 10 | 00:46-01:00 | 0 | 1
|  | 9 | 10 | 01:01-01:15 | 0 | 1
|  | 9 | 10 | 01:16-01:30 | 0 | 1
|  | 9 | 10 | 01:31-01:45 | 0 | 1
|  | 9 | 10 | 01:46-02:00 | 0 | 1
|  | 9 | 10 | 02:01-02:15 | 0 | 1
|  | 9 | 10 | 02:16-02:30 | 0 | 1
|  | 9 | 10 | 02:31-02:45 | 0 | 1
|  | 9 | 10 | 02:46-03:00 | 0 | 1
|  | 9 | 10 | 03:01-03:15 | 0 | 1
|  | 9 | 10 | 03:16-03:30 | 0 | 1
|  | 9 | 10 | 03:31-03:45 | 0 | 1
|  | 9 | 10 | 03:46-04:00 | 0 | 1
|  | 9 | 10 | 04:01-04:15 | 0 | 1
|  | 9 | 10 | 04:16-04:30 | 0 | 1
|  | 9 | 10 | 04:31-04:45 | 0 | 1
|  | 9 | 10 | 04:46-05:00 | 0 | 1
|  | 9 | 10 | 05:01-05:15 | 0 | 1
|  | 9 | 10 | 05:16-05:30 | 0 | 1
|  | 9 | 10 | 05:31-05:45 | 0 | 1
|  | 9 | 10 | 05:46-06:00 | 0 | 1
|  | 9 | 10 | 06:01-06:15 | 0 | 1
|  | 9 | 10 | 06:16-06:30 | 0 | 1
|  | 9 | 10 | 06:31-06:45 | 0 | 1
|  | 9 | 10 | 06:46-07:00 | 0 | 1
|  | 9 | 10 | 07:01-07:15 | 0 | 1
|  | 9 | 10 | 07:16-07:30 | 0 | 1
|  | 9 | 10 | 07:31-07:45 | 0 | 1
|  | 9 | 10 | 07:46-08:00 | 0 | 1
|  | 9 | 10 | 08:01-08:15 | 0 | 1
|  | 9 | 10 | 08:16-08:30 | 0 | 1
|  | 9 | 10 | 08:31-08:45 | 0 | 1
|  | 9 | 10 | 08:46-09:00 | 0 | 1
|  | 9 | 10 | 09:01-09:15 | 0 | 1
|  | 9 | 10 | 09:16-09:30 | 0 | 1
|  | 9 | 10 | 09:31-09:45 | 0 | 1
|  | 9 | 10 | 09:46-10:00 | 0 | 1
|  | 9 | 10 | 10:01-10:15 | 0 | 1
|  | 9 | 10 | 10:16-10:30 | 0 | 1
|  | 9 | 10 | 10:31-10:45 | 0 | 1
|  | 9 | 10 | 10:46-11:00 | 0 | 1
|  | 9 | 10 | 11:01-11:15 | 0 | 1
|  | 9 | 10 | 11:16-11:30 | 0 | 1
|  | 9 | 10 | 11:31-11:45 | 0 | 1
|  | 9 | 10 | 11:46-12:00 | 0 | 1
|  | 9 | 10 | 12:01-12:15 | 0 | 1
|  | 9 | 10 | 12:16-12:30 | 0 | 1
|  | 9 | 10 | 12:31-12:45 | 0 | 1
|  | 9 | 10 | 12:46-13:00 | 0 | 1
|  | 9 | 10 | 13:01-13:15 | 0 | 1
|  | 9 | 10 | 13:16-13:30 | 0 | 1
|  | 9 | 10 | 13:31-13:45 | 0 | 1
|  | 9 | 10 | 13:46-14:00 | 0 | 1
|  | 9 | 10 | 14:01-14:15 | 0 | 1
|  | 9 | 10 | 14:16-14:30 | 0 | 1
|  | 9 | 10 | 14:31-14:45 | 0 | 1
|  | 9 | 10 | 14:46-15:00 | 0 | 1
|  | 9 | 10 | 15:01-15:15 | 0 | 1
|  | 9 | 10 | 15:16-15:30 | 0 | 1
|  | 9 | 10 | 15:31-15:45 | 0 | 1
|  | 9 | 10 | 15:46-16:00 | 0 | 1
|  | 9 | 10 | 16:01-16:15 | 0 | 1
|  | 9 | 10 | 16:16-16:30 | 0 | 1
|  | 9 | 10 | 16:31-16:45 | 0 | 1
|  | 9 | 10 | 16:46-17:00 | 0 | 1
|  | 9 | 10 | 17:01-17:15 | 0 | 1
|  | 9 | 10 | 17:16-17:30 | 0 | 1
|  | 9 | 10 | 17:31-17:45 | 0 | 1
|  | 9 | 10 | 17:46-18:00 | 0 | 1
|  | 9 | 10 | 18:01-18:15 | 0 | 1
|  | 9 | 10 | 18:16-18:30 | 0 | 1
|  | 9 | 10 | 18:31-18:45 | 0 | 1
|  | 9 | 10 | 18:46-19:00 | 0 | 1
|  | 9 | 10 | 19:01-19:15 | 0 | 1
|  | 9 | 10 | 19:16-19:30 | 0 | 1
|  | 9 | 10 | 19:31-19:45 | 0 | 1
|  | 9 | 10 | 19:46-20:00 | 0 | 1
|  | 9 | 10 | 20:01-20:15 | 0 | 1
|  | 9 | 10 | 20:16-20:30 | 0 | 1
|  | 9 | 10 | 20:31-20:45 | 0 | 1
|  | 9 | 10 | 20:46-21:00 | 0 | 1
|  | 9 | 10 | 21:01-21:15 | 0 | 1
|  | 9 | 10 | 21:16-21:30 | 0 | 1
|  | 9 | 10 | 21:31-21:45 | 0 | 1
|  | 9 | 10 | 21:46-22:00 | 0 | 1
|  | 9 | 10 | 22:01-22:15 | 0 | 1
|  | 9 | 10 | 22:16-22:30 | 0 | 1
|  | 9 | 10 | 22:31-22:45 | 0 | 1
|  | 9 | 10 | 22:46-23:00 | 0 | 1
|  | 9 | 10 | 23:01-23:15 | 0 | 1
|  | 9 | 10 | 23:16-23:30 | 0 | 1
|  | 9 | 10 | 23:31-23:45 | 0 | 1
|  | 9 | 10 | 23:46-24:00 | 0 | 1
|  | 9 | 11 | 00:01-00:15 | 1 | 1
|  | 9 | 11 | 00:16-00:30 | 1 | 1
|  | 9 | 11 | 00:31-00:45 | 1 | 1
|  | 9 | 11 | 00:46-01:00 | 1 | 1
|  | 9 | 11 | 01:01-01:15 | 1 | 1
|  | 9 | 11 | 01:16-01:30 | 1 | 1
|  | 9 | 11 | 01:31-01:45 | 1 | 1
|  | 9 | 11 | 01:46-02:00 | 1 | 1
|  | 9 | 11 | 02:01-02:15 | 1 | 1
|  | 9 | 11 | 02:16-02:30 | 1 | 1
|  | 9 | 11 | 02:31-02:45 | 1 | 1
|  | 9 | 11 | 02:46-03:00 | 1 | 1
|  | 9 | 11 | 03:01-03:15 | 1 | 1
|  | 9 | 11 | 03:16-03:30 | 1 | 1
|  | 9 | 11 | 03:31-03:45 | 1 | 1
|  | 9 | 11 | 03:46-04:00 | 1 | 1
|  | 9 | 11 | 04:01-04:15 | 1 | 1
|  | 9 | 11 | 04:16-04:30 | 1 | 1
|  | 9 | 11 | 04:31-04:45 | 1 | 1
|  | 9 | 11 | 04:46-05:00 | 1 | 1
|  | 9 | 11 | 05:01-05:15 | 1 | 1
|  | 9 | 11 | 05:16-05:30 | 1 | 1
|  | 9 | 11 | 05:31-05:45 | 1 | 1
|  | 9 | 11 | 05:46-06:00 | 1 | 1
|  | 9 | 11 | 06:01-06:15 | 1 | 1
|  | 9 | 11 | 06:16-06:30 | 1 | 1
|  | 9 | 11 | 06:31-06:45 | 1 | 1
|  | 9 | 11 | 06:46-07:00 | 1 | 1
|  | 9 | 11 | 07:01-07:15 | 1 | 1
|  | 9 | 11 | 07:16-07:30 | 1 | 1
|  | 9 | 11 | 07:31-07:45 | 1 | 1
|  | 9 | 11 | 07:46-08:00 | 1 | 1
|  | 9 | 11 | 08:01-08:15 | 1 | 1
|  | 9 | 11 | 08:16-08:30 | 1 | 1
|  | 9 | 11 | 08:31-08:45 | 1 | 1
|  | 9 | 11 | 08:46-09:00 | 1 | 1
|  | 9 | 11 | 09:01-09:15 | 1 | 1
|  | 9 | 11 | 09:16-09:30 | 1 | 1
|  | 9 | 11 | 09:31-09:45 | 1 | 1
|  | 9 | 11 | 09:46-10:00 | 1 | 1
|  | 9 | 11 | 10:01-10:15 | 1 | 1
|  | 9 | 11 | 10:16-10:30 | 1 | 1
|  | 9 | 11 | 10:31-10:45 | 1 | 1
|  | 9 | 11 | 10:46-11:00 | 1 | 1
|  | 9 | 11 | 11:01-11:15 | 1 | 1
|  | 9 | 11 | 11:16-11:30 | 1 | 1
|  | 9 | 11 | 11:31-11:45 | 1 | 1
|  | 9 | 11 | 11:46-12:00 | 1 | 1
|  | 9 | 11 | 12:01-12:15 | 1 | 1
|  | 9 | 11 | 12:16-12:30 | 1 | 1
|  | 9 | 11 | 12:31-12:45 | 1 | 1
|  | 9 | 11 | 12:46-13:00 | 1 | 1
|  | 9 | 11 | 13:01-13:15 | 1 | 1
|  | 9 | 11 | 13:16-13:30 | 1 | 1
|  | 9 | 11 | 13:31-13:45 | 1 | 1
|  | 9 | 11 | 13:46-14:00 | 1 | 1
|  | 9 | 11 | 14:01-14:15 | 1 | 1
|  | 9 | 11 | 14:16-14:30 | 1 | 1
|  | 9 | 11 | 14:31-14:45 | 1 | 1
|  | 9 | 11 | 14:46-15:00 | 1 | 1
|  | 9 | 11 | 15:01-15:15 | 1 | 1
|  | 9 | 11 | 15:16-15:30 | 1 | 1
|  | 9 | 11 | 15:31-15:45 | 1 | 1
|  | 9 | 11 | 15:46-16:00 | 1 | 1
|  | 9 | 11 | 16:01-16:15 | 1 | 1
|  | 9 | 11 | 16:16-16:30 | 1 | 1
|  | 9 | 11 | 16:31-16:45 | 1 | 1
|  | 9 | 11 | 16:46-17:00 | 1 | 1
|  | 9 | 11 | 17:01-17:15 | 1 | 1
|  | 9 | 11 | 17:16-17:30 | 1 | 1
|  | 9 | 11 | 17:31-17:45 | 1 | 1
|  | 9 | 11 | 17:46-18:00 | 1 | 1
|  | 9 | 11 | 18:01-18:15 | 1 | 1
|  | 9 | 11 | 18:16-18:30 | 1 | 1
|  | 9 | 11 | 18:31-18:45 | 1 | 1
|  | 9 | 11 | 18:46-19:00 | 1 | 1
|  | 9 | 11 | 19:01-19:15 | 1 | 1
|  | 9 | 11 | 19:16-19:30 | 1 | 1
|  | 9 | 11 | 19:31-19:45 | 1 | 1
|  | 9 | 11 | 19:46-20:00 | 1 | 1
|  | 9 | 11 | 20:01-20:15 | 1 | 1
|  | 9 | 11 | 20:16-20:30 | 1 | 1
|  | 9 | 11 | 20:31-20:45 | 1 | 1
|  | 9 | 11 | 20:46-21:00 | 1 | 1
|  | 9 | 11 | 21:01-21:15 | 1 | 1
|  | 9 | 11 | 21:16-21:30 | 1 | 1
|  | 9 | 11 | 21:31-21:45 | 1 | 1
|  | 9 | 11 | 21:46-22:00 | 1 | 1
|  | 9 | 11 | 22:01-22:15 | 1 | 1
|  | 9 | 11 | 22:16-22:30 | 1 | 1
|  | 9 | 11 | 22:31-22:45 | 1 | 1
|  | 9 | 11 | 22:46-23:00 | 1 | 1
|  | 9 | 11 | 23:01-23:15 | 1 | 1
|  | 9 | 11 | 23:16-23:30 | 1 | 1
|  | 9 | 11 | 23:31-23:45 | 1 | 1
|  | 9 | 11 | 23:46-24:00 | 1 | 1
|  | 9 | 12 | 00:01-00:15 | 1 | 1
|  | 9 | 12 | 00:16-00:30 | 1 | 1
|  | 9 | 12 | 00:31-00:45 | 1 | 1
|  | 9 | 12 | 00:46-01:00 | 1 | 1
|  | 9 | 12 | 01:01-01:15 | 1 | 1
|  | 9 | 12 | 01:16-01:30 | 1 | 1
|  | 9 | 12 | 01:31-01:45 | 1 | 1
|  | 9 | 12 | 01:46-02:00 | 1 | 1
|  | 9 | 12 | 02:01-02:15 | 1 | 1
|  | 9 | 12 | 02:16-02:30 | 1 | 1
|  | 9 | 12 | 02:31-02:45 | 1 | 1
|  | 9 | 12 | 02:46-03:00 | 1 | 1
|  | 9 | 12 | 03:01-03:15 | 1 | 1
|  | 9 | 12 | 03:16-03:30 | 1 | 1
|  | 9 | 12 | 03:31-03:45 | 1 | 1
|  | 9 | 12 | 03:46-04:00 | 1 | 1
|  | 9 | 12 | 04:01-04:15 | 1 | 1
|  | 9 | 12 | 04:16-04:30 | 1 | 1
|  | 9 | 12 | 04:31-04:45 | 1 | 1
|  | 9 | 12 | 04:46-05:00 | 1 | 1
|  | 9 | 12 | 05:01-05:15 | 1 | 1
|  | 9 | 12 | 05:16-05:30 | 1 | 1
|  | 9 | 12 | 05:31-05:45 | 1 | 1
|  | 9 | 12 | 05:46-06:00 | 1 | 1
|  | 9 | 12 | 06:01-06:15 | 1 | 1
|  | 9 | 12 | 06:16-06:30 | 1 | 1
|  | 9 | 12 | 06:31-06:45 | 1 | 1
|  | 9 | 12 | 06:46-07:00 | 1 | 1
|  | 9 | 12 | 07:01-07:15 | 1 | 1
|  | 9 | 12 | 07:16-07:30 | 1 | 1
|  | 9 | 12 | 07:31-07:45 | 1 | 1
|  | 9 | 12 | 07:46-08:00 | 1 | 1
|  | 9 | 12 | 08:01-08:15 | 1 | 1
|  | 9 | 12 | 08:16-08:30 | 1 | 1
|  | 9 | 12 | 08:31-08:45 | 1 | 1
|  | 9 | 12 | 08:46-09:00 | 1 | 1
|  | 9 | 12 | 09:01-09:15 | 1 | 1
|  | 9 | 12 | 09:16-09:30 | 1 | 1
|  | 9 | 12 | 09:31-09:45 | 1 | 1
|  | 9 | 12 | 09:46-10:00 | 1 | 1
|  | 9 | 12 | 10:01-10:15 | 1 | 1
|  | 9 | 12 | 10:16-10:30 | 1 | 1
|  | 9 | 12 | 10:31-10:45 | 1 | 1
|  | 9 | 12 | 10:46-11:00 | 1 | 1
|  | 9 | 12 | 11:01-11:15 | 1 | 1
|  | 9 | 12 | 11:16-11:30 | 1 | 1
|  | 9 | 12 | 11:31-11:45 | 1 | 1
|  | 9 | 12 | 11:46-12:00 | 1 | 1
|  | 9 | 12 | 12:01-12:15 | 1 | 1
|  | 9 | 12 | 12:16-12:30 | 1 | 1
|  | 9 | 12 | 12:31-12:45 | 1 | 1
|  | 9 | 12 | 12:46-13:00 | 1 | 1
|  | 9 | 12 | 13:01-13:15 | 1 | 1
|  | 9 | 12 | 13:16-13:30 | 1 | 1
|  | 9 | 12 | 13:31-13:45 | 1 | 1
|  | 9 | 12 | 13:46-14:00 | 1 | 1
|  | 9 | 12 | 14:01-14:15 | 1 | 1
|  | 9 | 12 | 14:16-14:30 | 1 | 1
|  | 9 | 12 | 14:31-14:45 | 1 | 1
|  | 9 | 12 | 14:46-15:00 | 1 | 1
|  | 9 | 12 | 15:01-15:15 | 1 | 1
|  | 9 | 12 | 15:16-15:30 | 1 | 1
|  | 9 | 12 | 15:31-15:45 | 1 | 1
|  | 9 | 12 | 15:46-16:00 | 1 | 1
|  | 9 | 12 | 16:01-16:15 | 1 | 1
|  | 9 | 12 | 16:16-16:30 | 1 | 1
|  | 9 | 12 | 16:31-16:45 | 1 | 1
|  | 9 | 12 | 16:46-17:00 | 1 | 1
|  | 9 | 12 | 17:01-17:15 | 1 | 1
|  | 9 | 12 | 17:16-17:30 | 1 | 1
|  | 9 | 12 | 17:31-17:45 | 1 | 1
|  | 9 | 12 | 17:46-18:00 | 1 | 1
|  | 9 | 12 | 18:01-18:15 | 1 | 1
|  | 9 | 12 | 18:16-18:30 | 1 | 1
|  | 9 | 12 | 18:31-18:45 | 1 | 1
|  | 9 | 12 | 18:46-19:00 | 1 | 1
|  | 9 | 12 | 19:01-19:15 | 1 | 1
|  | 9 | 12 | 19:16-19:30 | 1 | 1
|  | 9 | 12 | 19:31-19:45 | 1 | 1
|  | 9 | 12 | 19:46-20:00 | 1 | 1
|  | 9 | 12 | 20:01-20:15 | 1 | 1
|  | 9 | 12 | 20:16-20:30 | 1 | 1
|  | 9 | 12 | 20:31-20:45 | 1 | 1
|  | 9 | 12 | 20:46-21:00 | 1 | 1
|  | 9 | 12 | 21:01-21:15 | 1 | 1
|  | 9 | 12 | 21:16-21:30 | 1 | 1
|  | 9 | 12 | 21:31-21:45 | 1 | 1
|  | 9 | 12 | 21:46-22:00 | 1 | 1
|  | 9 | 12 | 22:01-22:15 | 1 | 1
|  | 9 | 12 | 22:16-22:30 | 1 | 1
|  | 9 | 12 | 22:31-22:45 | 1 | 1
|  | 9 | 12 | 22:46-23:00 | 1 | 1
|  | 9 | 12 | 23:01-23:15 | 1 | 1
|  | 9 | 12 | 23:16-23:30 | 1 | 1
|  | 9 | 12 | 23:31-23:45 | 1 | 1
|  | 9 | 12 | 23:46-24:00 | 1 | 1
|  | 9 | 13 | 00:01-00:15 | 1 | 1
|  | 9 | 13 | 00:16-00:30 | 1 | 1
|  | 9 | 13 | 00:31-00:45 | 1 | 1
|  | 9 | 13 | 00:46-01:00 | 1 | 1
|  | 9 | 13 | 01:01-01:15 | 1 | 1
|  | 9 | 13 | 01:16-01:30 | 1 | 1
|  | 9 | 13 | 01:31-01:45 | 1 | 1
|  | 9 | 13 | 01:46-02:00 | 1 | 1
|  | 9 | 13 | 02:01-02:15 | 1 | 1
|  | 9 | 13 | 02:16-02:30 | 1 | 1
|  | 9 | 13 | 02:31-02:45 | 1 | 1
|  | 9 | 13 | 02:46-03:00 | 1 | 1
|  | 9 | 13 | 03:01-03:15 | 1 | 1
|  | 9 | 13 | 03:16-03:30 | 1 | 1
|  | 9 | 13 | 03:31-03:45 | 1 | 1
|  | 9 | 13 | 03:46-04:00 | 1 | 1
|  | 9 | 13 | 04:01-04:15 | 1 | 1
|  | 9 | 13 | 04:16-04:30 | 1 | 1
|  | 9 | 13 | 04:31-04:45 | 1 | 1
|  | 9 | 13 | 04:46-05:00 | 1 | 1
|  | 9 | 13 | 05:01-05:15 | 1 | 1
|  | 9 | 13 | 05:16-05:30 | 1 | 1
|  | 9 | 13 | 05:31-05:45 | 1 | 1
|  | 9 | 13 | 05:46-06:00 | 1 | 1
|  | 9 | 13 | 06:01-06:15 | 1 | 1
|  | 9 | 13 | 06:16-06:30 | 1 | 1
|  | 9 | 13 | 06:31-06:45 | 1 | 1
|  | 9 | 13 | 06:46-07:00 | 1 | 1
|  | 9 | 13 | 07:01-07:15 | 1 | 1
|  | 9 | 13 | 07:16-07:30 | 1 | 1
|  | 9 | 13 | 07:31-07:45 | 1 | 1
|  | 9 | 13 | 07:46-08:00 | 1 | 1
|  | 9 | 13 | 08:01-08:15 | 1 | 1
|  | 9 | 13 | 08:16-08:30 | 1 | 1
|  | 9 | 13 | 08:31-08:45 | 1 | 1
|  | 9 | 13 | 08:46-09:00 | 1 | 1
|  | 9 | 13 | 09:01-09:15 | 1 | 1
|  | 9 | 13 | 09:16-09:30 | 1 | 1
|  | 9 | 13 | 09:31-09:45 | 1 | 1
|  | 9 | 13 | 09:46-10:00 | 1 | 1
|  | 9 | 13 | 10:01-10:15 | 1 | 1
|  | 9 | 13 | 10:16-10:30 | 1 | 1
|  | 9 | 13 | 10:31-10:45 | 1 | 1
|  | 9 | 13 | 10:46-11:00 | 1 | 1
|  | 9 | 13 | 11:01-11:15 | 1 | 1
|  | 9 | 13 | 11:16-11:30 | 1 | 1
|  | 9 | 13 | 11:31-11:45 | 1 | 1
|  | 9 | 13 | 11:46-12:00 | 1 | 1
|  | 9 | 13 | 12:01-12:15 | 1 | 1
|  | 9 | 13 | 12:16-12:30 | 1 | 1
|  | 9 | 13 | 12:31-12:45 | 1 | 1
|  | 9 | 13 | 12:46-13:00 | 1 | 1
|  | 9 | 13 | 13:01-13:15 | 1 | 1
|  | 9 | 13 | 13:16-13:30 | 1 | 1
|  | 9 | 13 | 13:31-13:45 | 1 | 1
|  | 9 | 13 | 13:46-14:00 | 1 | 1
|  | 9 | 13 | 14:01-14:15 | 1 | 1
|  | 9 | 13 | 14:16-14:30 | 1 | 1
|  | 9 | 13 | 14:31-14:45 | 1 | 1
|  | 9 | 13 | 14:46-15:00 | 1 | 1
|  | 9 | 13 | 15:01-15:15 | 1 | 1
|  | 9 | 13 | 15:16-15:30 | 1 | 1
|  | 9 | 13 | 15:31-15:45 | 1 | 1
|  | 9 | 13 | 15:46-16:00 | 1 | 1
|  | 9 | 13 | 16:01-16:15 | 1 | 1
|  | 9 | 13 | 16:16-16:30 | 1 | 1
|  | 9 | 13 | 16:31-16:45 | 1 | 1
|  | 9 | 13 | 16:46-17:00 | 1 | 1
|  | 9 | 13 | 17:01-17:15 | 1 | 1
|  | 9 | 13 | 17:16-17:30 | 1 | 1
|  | 9 | 13 | 17:31-17:45 | 1 | 1
|  | 9 | 13 | 17:46-18:00 | 1 | 1
|  | 9 | 13 | 18:01-18:15 | 1 | 1
|  | 9 | 13 | 18:16-18:30 | 1 | 1
|  | 9 | 13 | 18:31-18:45 | 1 | 1
|  | 9 | 13 | 18:46-19:00 | 1 | 1
|  | 9 | 13 | 19:01-19:15 | 1 | 1
|  | 9 | 13 | 19:16-19:30 | 1 | 1
|  | 9 | 13 | 19:31-19:45 | 1 | 1
|  | 9 | 13 | 19:46-20:00 | 1 | 1
|  | 9 | 13 | 20:01-20:15 | 1 | 1
|  | 9 | 13 | 20:16-20:30 | 1 | 1
|  | 9 | 13 | 20:31-20:45 | 1 | 1
|  | 9 | 13 | 20:46-21:00 | 1 | 1
|  | 9 | 13 | 21:01-21:15 | 1 | 1
|  | 9 | 13 | 21:16-21:30 | 1 | 1
|  | 9 | 13 | 21:31-21:45 | 1 | 1
|  | 9 | 13 | 21:46-22:00 | 1 | 1
|  | 9 | 13 | 22:01-22:15 | 1 | 1
|  | 9 | 13 | 22:16-22:30 | 1 | 1
|  | 9 | 13 | 22:31-22:45 | 1 | 1
|  | 9 | 13 | 22:46-23:00 | 1 | 1
|  | 9 | 13 | 23:01-23:15 | 1 | 1
|  | 9 | 13 | 23:16-23:30 | 1 | 1
|  | 9 | 13 | 23:31-23:45 | 1 | 1
|  | 9 | 13 | 23:46-24:00 | 1 | 1
|  | 9 | 14 | 00:01-00:15 | 1 | 1
|  | 9 | 14 | 00:16-00:30 | 1 | 1
|  | 9 | 14 | 00:31-00:45 | 1 | 1
|  | 9 | 14 | 00:46-01:00 | 1 | 1
|  | 9 | 14 | 01:01-01:15 | 1 | 1
|  | 9 | 14 | 01:16-01:30 | 1 | 1
|  | 9 | 14 | 01:31-01:45 | 1 | 1
|  | 9 | 14 | 01:46-02:00 | 1 | 1
|  | 9 | 14 | 02:01-02:15 | 1 | 1
|  | 9 | 14 | 02:16-02:30 | 1 | 1
|  | 9 | 14 | 02:31-02:45 | 1 | 1
|  | 9 | 14 | 02:46-03:00 | 1 | 1
|  | 9 | 14 | 03:01-03:15 | 1 | 1
|  | 9 | 14 | 03:16-03:30 | 1 | 1
|  | 9 | 14 | 03:31-03:45 | 1 | 1
|  | 9 | 14 | 03:46-04:00 | 1 | 1
|  | 9 | 14 | 04:01-04:15 | 1 | 1
|  | 9 | 14 | 04:16-04:30 | 1 | 1
|  | 9 | 14 | 04:31-04:45 | 1 | 1
|  | 9 | 14 | 04:46-05:00 | 1 | 1
|  | 9 | 14 | 05:01-05:15 | 1 | 1
|  | 9 | 14 | 05:16-05:30 | 1 | 1
|  | 9 | 14 | 05:31-05:45 | 1 | 1
|  | 9 | 14 | 05:46-06:00 | 1 | 1
|  | 9 | 14 | 06:01-06:15 | 1 | 1
|  | 9 | 14 | 06:16-06:30 | 1 | 1
|  | 9 | 14 | 06:31-06:45 | 1 | 1
|  | 9 | 14 | 06:46-07:00 | 1 | 1
|  | 9 | 14 | 07:01-07:15 | 1 | 1
|  | 9 | 14 | 07:16-07:30 | 1 | 1
|  | 9 | 14 | 07:31-07:45 | 1 | 1
|  | 9 | 14 | 07:46-08:00 | 1 | 1
|  | 9 | 14 | 08:01-08:15 | 1 | 1
|  | 9 | 14 | 08:16-08:30 | 1 | 1
|  | 9 | 14 | 08:31-08:45 | 1 | 1
|  | 9 | 14 | 08:46-09:00 | 1 | 1
|  | 9 | 14 | 09:01-09:15 | 1 | 1
|  | 9 | 14 | 09:16-09:30 | 1 | 1
|  | 9 | 14 | 09:31-09:45 | 1 | 1
|  | 9 | 14 | 09:46-10:00 | 1 | 1
|  | 9 | 14 | 10:01-10:15 | 1 | 1
|  | 9 | 14 | 10:16-10:30 | 1 | 1
|  | 9 | 14 | 10:31-10:45 | 1 | 1
|  | 9 | 14 | 10:46-11:00 | 1 | 1
|  | 9 | 14 | 11:01-11:15 | 1 | 1
|  | 9 | 14 | 11:16-11:30 | 1 | 1
|  | 9 | 14 | 11:31-11:45 | 1 | 1
|  | 9 | 14 | 11:46-12:00 | 1 | 1
|  | 9 | 14 | 12:01-12:15 | 1 | 1
|  | 9 | 14 | 12:16-12:30 | 1 | 1
|  | 9 | 14 | 12:31-12:45 | 1 | 1
|  | 9 | 14 | 12:46-13:00 | 1 | 1
|  | 9 | 14 | 13:01-13:15 | 1 | 1
|  | 9 | 14 | 13:16-13:30 | 1 | 1
|  | 9 | 14 | 13:31-13:45 | 1 | 1
|  | 9 | 14 | 13:46-14:00 | 1 | 1
|  | 9 | 14 | 14:01-14:15 | 1 | 1
|  | 9 | 14 | 14:16-14:30 | 1 | 1
|  | 9 | 14 | 14:31-14:45 | 1 | 1
|  | 9 | 14 | 14:46-15:00 | 1 | 1
|  | 9 | 14 | 15:01-15:15 | 1 | 1
|  | 9 | 14 | 15:16-15:30 | 1 | 1
|  | 9 | 14 | 15:31-15:45 | 1 | 1
|  | 9 | 14 | 15:46-16:00 | 1 | 1
|  | 9 | 14 | 16:01-16:15 | 1 | 1
|  | 9 | 14 | 16:16-16:30 | 1 | 1
|  | 9 | 14 | 16:31-16:45 | 1 | 1
|  | 9 | 14 | 16:46-17:00 | 1 | 1
|  | 9 | 14 | 17:01-17:15 | 1 | 1
|  | 9 | 14 | 17:16-17:30 | 1 | 1
|  | 9 | 14 | 17:31-17:45 | 1 | 1
|  | 9 | 14 | 17:46-18:00 | 1 | 1
|  | 9 | 14 | 18:01-18:15 | 1 | 1
|  | 9 | 14 | 18:16-18:30 | 1 | 1
|  | 9 | 14 | 18:31-18:45 | 1 | 1
|  | 9 | 14 | 18:46-19:00 | 1 | 1
|  | 9 | 14 | 19:01-19:15 | 1 | 1
|  | 9 | 14 | 19:16-19:30 | 1 | 1
|  | 9 | 14 | 19:31-19:45 | 1 | 1
|  | 9 | 14 | 19:46-20:00 | 1 | 1
|  | 9 | 14 | 20:01-20:15 | 1 | 1
|  | 9 | 14 | 20:16-20:30 | 1 | 1
|  | 9 | 14 | 20:31-20:45 | 1 | 1
|  | 9 | 14 | 20:46-21:00 | 1 | 1
|  | 9 | 14 | 21:01-21:15 | 1 | 1
|  | 9 | 14 | 21:16-21:30 | 1 | 1
|  | 9 | 14 | 21:31-21:45 | 1 | 1
|  | 9 | 14 | 21:46-22:00 | 1 | 1
|  | 9 | 14 | 22:01-22:15 | 1 | 1
|  | 9 | 14 | 22:16-22:30 | 1 | 1
|  | 9 | 14 | 22:31-22:45 | 1 | 1
|  | 9 | 14 | 22:46-23:00 | 1 | 1
|  | 9 | 14 | 23:01-23:15 | 1 | 1
|  | 9 | 14 | 23:16-23:30 | 1 | 1
|  | 9 | 14 | 23:31-23:45 | 1 | 1
|  | 9 | 14 | 23:46-24:00 | 1 | 1
|  | 9 | 15 | 00:01-00:15 | 1 | 1
|  | 9 | 15 | 00:16-00:30 | 1 | 1
|  | 9 | 15 | 00:31-00:45 | 1 | 1
|  | 9 | 15 | 00:46-01:00 | 1 | 1
|  | 9 | 15 | 01:01-01:15 | 1 | 1
|  | 9 | 15 | 01:16-01:30 | 1 | 1
|  | 9 | 15 | 01:31-01:45 | 1 | 1
|  | 9 | 15 | 01:46-02:00 | 1 | 1
|  | 9 | 15 | 02:01-02:15 | 1 | 1
|  | 9 | 15 | 02:16-02:30 | 1 | 1
|  | 9 | 15 | 02:31-02:45 | 1 | 1
|  | 9 | 15 | 02:46-03:00 | 1 | 1
|  | 9 | 15 | 03:01-03:15 | 1 | 1
|  | 9 | 15 | 03:16-03:30 | 1 | 1
|  | 9 | 15 | 03:31-03:45 | 1 | 1
|  | 9 | 15 | 03:46-04:00 | 1 | 1
|  | 9 | 15 | 04:01-04:15 | 1 | 1
|  | 9 | 15 | 04:16-04:30 | 1 | 1
|  | 9 | 15 | 04:31-04:45 | 1 | 1
|  | 9 | 15 | 04:46-05:00 | 1 | 1
|  | 9 | 15 | 05:01-05:15 | 1 | 1
|  | 9 | 15 | 05:16-05:30 | 1 | 1
|  | 9 | 15 | 05:31-05:45 | 1 | 1
|  | 9 | 15 | 05:46-06:00 | 1 | 1
|  | 9 | 15 | 06:01-06:15 | 1 | 1
|  | 9 | 15 | 06:16-06:30 | 1 | 1
|  | 9 | 15 | 06:31-06:45 | 1 | 1
|  | 9 | 15 | 06:46-07:00 | 1 | 1
|  | 9 | 15 | 07:01-07:15 | 1 | 1
|  | 9 | 15 | 07:16-07:30 | 1 | 1
|  | 9 | 15 | 07:31-07:45 | 1 | 1
|  | 9 | 15 | 07:46-08:00 | 1 | 1
|  | 9 | 15 | 08:01-08:15 | 1 | 1
|  | 9 | 15 | 08:16-08:30 | 1 | 1
|  | 9 | 15 | 08:31-08:45 | 1 | 1
|  | 9 | 15 | 08:46-09:00 | 1 | 1
|  | 9 | 15 | 09:01-09:15 | 1 | 1
|  | 9 | 15 | 09:16-09:30 | 1 | 1
|  | 9 | 15 | 09:31-09:45 | 1 | 1
|  | 9 | 15 | 09:46-10:00 | 1 | 1
|  | 9 | 15 | 10:01-10:15 | 1 | 1
|  | 9 | 15 | 10:16-10:30 | 1 | 1
|  | 9 | 15 | 10:31-10:45 | 1 | 1
|  | 9 | 15 | 10:46-11:00 | 1 | 1
|  | 9 | 15 | 11:01-11:15 | 1 | 1
|  | 9 | 15 | 11:16-11:30 | 1 | 1
|  | 9 | 15 | 11:31-11:45 | 1 | 1
|  | 9 | 15 | 11:46-12:00 | 1 | 1
|  | 9 | 15 | 12:01-12:15 | 1 | 1
|  | 9 | 15 | 12:16-12:30 | 1 | 1
|  | 9 | 15 | 12:31-12:45 | 1 | 1
|  | 9 | 15 | 12:46-13:00 | 1 | 1
|  | 9 | 15 | 13:01-13:15 | 1 | 1
|  | 9 | 15 | 13:16-13:30 | 1 | 1
|  | 9 | 15 | 13:31-13:45 | 1 | 1
|  | 9 | 15 | 13:46-14:00 | 1 | 1
|  | 9 | 15 | 14:01-14:15 | 1 | 1
|  | 9 | 15 | 14:16-14:30 | 1 | 1
|  | 9 | 15 | 14:31-14:45 | 1 | 1
|  | 9 | 15 | 14:46-15:00 | 1 | 1
|  | 9 | 15 | 15:01-15:15 | 1 | 1
|  | 9 | 15 | 15:16-15:30 | 1 | 1
|  | 9 | 15 | 15:31-15:45 | 1 | 1
|  | 9 | 15 | 15:46-16:00 | 1 | 1
|  | 9 | 15 | 16:01-16:15 | 1 | 1
|  | 9 | 15 | 16:16-16:30 | 1 | 1
|  | 9 | 15 | 16:31-16:45 | 1 | 1
|  | 9 | 15 | 16:46-17:00 | 1 | 1
|  | 9 | 15 | 17:01-17:15 | 1 | 1
|  | 9 | 15 | 17:16-17:30 | 1 | 1
|  | 9 | 15 | 17:31-17:45 | 1 | 1
|  | 9 | 15 | 17:46-18:00 | 1 | 1
|  | 9 | 15 | 18:01-18:15 | 1 | 1
|  | 9 | 15 | 18:16-18:30 | 1 | 1
|  | 9 | 15 | 18:31-18:45 | 1 | 1
|  | 9 | 15 | 18:46-19:00 | 1 | 1
|  | 9 | 15 | 19:01-19:15 | 1 | 1
|  | 9 | 15 | 19:16-19:30 | 1 | 1
|  | 9 | 15 | 19:31-19:45 | 1 | 1
|  | 9 | 15 | 19:46-20:00 | 1 | 1
|  | 9 | 15 | 20:01-20:15 | 1 | 1
|  | 9 | 15 | 20:16-20:30 | 1 | 1
|  | 9 | 15 | 20:31-20:45 | 1 | 1
|  | 9 | 15 | 20:46-21:00 | 1 | 1
|  | 9 | 15 | 21:01-21:15 | 1 | 1
|  | 9 | 15 | 21:16-21:30 | 1 | 1
|  | 9 | 15 | 21:31-21:45 | 1 | 1
|  | 9 | 15 | 21:46-22:00 | 1 | 1
|  | 9 | 15 | 22:01-22:15 | 1 | 1
|  | 9 | 15 | 22:16-22:30 | 1 | 1
|  | 9 | 15 | 22:31-22:45 | 1 | 1
|  | 9 | 15 | 22:46-23:00 | 1 | 1
|  | 9 | 15 | 23:01-23:15 | 1 | 1
|  | 9 | 15 | 23:16-23:30 | 1 | 1
|  | 9 | 15 | 23:31-23:45 | 1 | 1
|  | 9 | 15 | 23:46-24:00 | 1 | 1
|  | 9 | 16 | 00:01-00:15 | 0 | 1
|  | 9 | 16 | 00:16-00:30 | 0 | 1
|  | 9 | 16 | 00:31-00:45 | 0 | 1
|  | 9 | 16 | 00:46-01:00 | 0 | 1
|  | 9 | 16 | 01:01-01:15 | 0 | 1
|  | 9 | 16 | 01:16-01:30 | 0 | 1
|  | 9 | 16 | 01:31-01:45 | 0 | 1
|  | 9 | 16 | 01:46-02:00 | 0 | 1
|  | 9 | 16 | 02:01-02:15 | 0 | 1
|  | 9 | 16 | 02:16-02:30 | 0 | 1
|  | 9 | 16 | 02:31-02:45 | 0 | 1
|  | 9 | 16 | 02:46-03:00 | 0 | 1
|  | 9 | 16 | 03:01-03:15 | 0 | 1
|  | 9 | 16 | 03:16-03:30 | 0 | 1
|  | 9 | 16 | 03:31-03:45 | 0 | 1
|  | 9 | 16 | 03:46-04:00 | 0 | 1
|  | 9 | 16 | 04:01-04:15 | 0 | 1
|  | 9 | 16 | 04:16-04:30 | 0 | 1
|  | 9 | 16 | 04:31-04:45 | 0 | 1
|  | 9 | 16 | 04:46-05:00 | 0 | 1
|  | 9 | 16 | 05:01-05:15 | 0 | 1
|  | 9 | 16 | 05:16-05:30 | 0 | 1
|  | 9 | 16 | 05:31-05:45 | 0 | 1
|  | 9 | 16 | 05:46-06:00 | 0 | 1
|  | 9 | 16 | 06:01-06:15 | 0 | 1
|  | 9 | 16 | 06:16-06:30 | 0 | 1
|  | 9 | 16 | 06:31-06:45 | 0 | 1
|  | 9 | 16 | 06:46-07:00 | 0 | 1
|  | 9 | 16 | 07:01-07:15 | 0 | 1
|  | 9 | 16 | 07:16-07:30 | 0 | 1
|  | 9 | 16 | 07:31-07:45 | 0 | 1
|  | 9 | 16 | 07:46-08:00 | 0 | 1
|  | 9 | 16 | 08:01-08:15 | 0 | 1
|  | 9 | 16 | 08:16-08:30 | 0 | 1
|  | 9 | 16 | 08:31-08:45 | 0 | 1
|  | 9 | 16 | 08:46-09:00 | 0 | 1
|  | 9 | 16 | 09:01-09:15 | 0 | 1
|  | 9 | 16 | 09:16-09:30 | 0 | 1
|  | 9 | 16 | 09:31-09:45 | 0 | 1
|  | 9 | 16 | 09:46-10:00 | 0 | 1
|  | 9 | 16 | 10:01-10:15 | 0 | 1
|  | 9 | 16 | 10:16-10:30 | 0 | 1
|  | 9 | 16 | 10:31-10:45 | 0 | 1
|  | 9 | 16 | 10:46-11:00 | 0 | 1
|  | 9 | 16 | 11:01-11:15 | 0 | 1
|  | 9 | 16 | 11:16-11:30 | 0 | 1
|  | 9 | 16 | 11:31-11:45 | 0 | 1
|  | 9 | 16 | 11:46-12:00 | 0 | 1
|  | 9 | 16 | 12:01-12:15 | 0 | 1
|  | 9 | 16 | 12:16-12:30 | 0 | 1
|  | 9 | 16 | 12:31-12:45 | 0 | 1
|  | 9 | 16 | 12:46-13:00 | 0 | 1
|  | 9 | 16 | 13:01-13:15 | 0 | 1
|  | 9 | 16 | 13:16-13:30 | 0 | 1
|  | 9 | 16 | 13:31-13:45 | 0 | 1
|  | 9 | 16 | 13:46-14:00 | 0 | 1
|  | 9 | 16 | 14:01-14:15 | 0 | 1
|  | 9 | 16 | 14:16-14:30 | 0 | 1
|  | 9 | 16 | 14:31-14:45 | 0 | 1
|  | 9 | 16 | 14:46-15:00 | 0 | 1
|  | 9 | 16 | 15:01-15:15 | 0 | 1
|  | 9 | 16 | 15:16-15:30 | 0 | 1
|  | 9 | 16 | 15:31-15:45 | 0 | 1
|  | 9 | 16 | 15:46-16:00 | 0 | 1
|  | 9 | 16 | 16:01-16:15 | 0 | 1
|  | 9 | 16 | 16:16-16:30 | 0 | 1
|  | 9 | 16 | 16:31-16:45 | 0 | 1
|  | 9 | 16 | 16:46-17:00 | 0 | 1
|  | 9 | 16 | 17:01-17:15 | 0 | 1
|  | 9 | 16 | 17:16-17:30 | 0 | 1
|  | 9 | 16 | 17:31-17:45 | 0 | 1
|  | 9 | 16 | 17:46-18:00 | 0 | 1
|  | 9 | 16 | 18:01-18:15 | 0 | 1
|  | 9 | 16 | 18:16-18:30 | 0 | 1
|  | 9 | 16 | 18:31-18:45 | 0 | 1
|  | 9 | 16 | 18:46-19:00 | 0 | 1
|  | 9 | 16 | 19:01-19:15 | 0 | 1
|  | 9 | 16 | 19:16-19:30 | 0 | 1
|  | 9 | 16 | 19:31-19:45 | 0 | 1
|  | 9 | 16 | 19:46-20:00 | 0 | 1
|  | 9 | 16 | 20:01-20:15 | 0 | 1
|  | 9 | 16 | 20:16-20:30 | 0 | 1
|  | 9 | 16 | 20:31-20:45 | 0 | 1
|  | 9 | 16 | 20:46-21:00 | 0 | 1
|  | 9 | 16 | 21:01-21:15 | 0 | 1
|  | 9 | 16 | 21:16-21:30 | 0 | 1
|  | 9 | 16 | 21:31-21:45 | 0 | 1
|  | 9 | 16 | 21:46-22:00 | 0 | 1
|  | 9 | 16 | 22:01-22:15 | 0 | 1
|  | 9 | 16 | 22:16-22:30 | 0 | 1
|  | 9 | 16 | 22:31-22:45 | 0 | 1
|  | 9 | 16 | 22:46-23:00 | 0 | 1
|  | 9 | 16 | 23:01-23:15 | 0 | 1
|  | 9 | 16 | 23:16-23:30 | 0 | 1
|  | 9 | 16 | 23:31-23:45 | 0 | 1
|  | 9 | 16 | 23:46-24:00 | 0 | 1
|  | 9 | 17 | 00:01-00:15 | 0 | 1
|  | 9 | 17 | 00:16-00:30 | 0 | 1
|  | 9 | 17 | 00:31-00:45 | 0 | 1
|  | 9 | 17 | 00:46-01:00 | 0 | 1
|  | 9 | 17 | 01:01-01:15 | 0 | 1
|  | 9 | 17 | 01:16-01:30 | 0 | 1
|  | 9 | 17 | 01:31-01:45 | 0 | 1
|  | 9 | 17 | 01:46-02:00 | 0 | 1
|  | 9 | 17 | 02:01-02:15 | 0 | 1
|  | 9 | 17 | 02:16-02:30 | 0 | 1
|  | 9 | 17 | 02:31-02:45 | 0 | 1
|  | 9 | 17 | 02:46-03:00 | 0 | 1
|  | 9 | 17 | 03:01-03:15 | 0 | 1
|  | 9 | 17 | 03:16-03:30 | 0 | 1
|  | 9 | 17 | 03:31-03:45 | 0 | 1
|  | 9 | 17 | 03:46-04:00 | 0 | 1
|  | 9 | 17 | 04:01-04:15 | 0 | 1
|  | 9 | 17 | 04:16-04:30 | 0 | 1
|  | 9 | 17 | 04:31-04:45 | 0 | 1
|  | 9 | 17 | 04:46-05:00 | 0 | 1
|  | 9 | 17 | 05:01-05:15 | 0 | 1
|  | 9 | 17 | 05:16-05:30 | 0 | 1
|  | 9 | 17 | 05:31-05:45 | 0 | 1
|  | 9 | 17 | 05:46-06:00 | 0 | 1
|  | 9 | 17 | 06:01-06:15 | 0 | 1
|  | 9 | 17 | 06:16-06:30 | 0 | 1
|  | 9 | 17 | 06:31-06:45 | 0 | 1
|  | 9 | 17 | 06:46-07:00 | 0 | 1
|  | 9 | 17 | 07:01-07:15 | 0 | 1
|  | 9 | 17 | 07:16-07:30 | 0 | 1
|  | 9 | 17 | 07:31-07:45 | 0 | 1
|  | 9 | 17 | 07:46-08:00 | 0 | 1
|  | 9 | 17 | 08:01-08:15 | 0 | 1
|  | 9 | 17 | 08:16-08:30 | 0 | 1
|  | 9 | 17 | 08:31-08:45 | 0 | 1
|  | 9 | 17 | 08:46-09:00 | 0 | 1
|  | 9 | 17 | 09:01-09:15 | 0 | 1
|  | 9 | 17 | 09:16-09:30 | 0 | 1
|  | 9 | 17 | 09:31-09:45 | 0 | 1
|  | 9 | 17 | 09:46-10:00 | 0 | 1
|  | 9 | 17 | 10:01-10:15 | 0 | 1
|  | 9 | 17 | 10:16-10:30 | 0 | 1
|  | 9 | 17 | 10:31-10:45 | 0 | 1
|  | 9 | 17 | 10:46-11:00 | 0 | 1
|  | 9 | 17 | 11:01-11:15 | 0 | 1
|  | 9 | 17 | 11:16-11:30 | 0 | 1
|  | 9 | 17 | 11:31-11:45 | 0 | 1
|  | 9 | 17 | 11:46-12:00 | 0 | 1
|  | 9 | 17 | 12:01-12:15 | 0 | 1
|  | 9 | 17 | 12:16-12:30 | 0 | 1
|  | 9 | 17 | 12:31-12:45 | 0 | 1
|  | 9 | 17 | 12:46-13:00 | 0 | 1
|  | 9 | 17 | 13:01-13:15 | 0 | 1
|  | 9 | 17 | 13:16-13:30 | 0 | 1
|  | 9 | 17 | 13:31-13:45 | 0 | 1
|  | 9 | 17 | 13:46-14:00 | 0 | 1
|  | 9 | 17 | 14:01-14:15 | 0 | 1
|  | 9 | 17 | 14:16-14:30 | 0 | 1
|  | 9 | 17 | 14:31-14:45 | 0 | 1
|  | 9 | 17 | 14:46-15:00 | 0 | 1
|  | 9 | 17 | 15:01-15:15 | 0 | 1
|  | 9 | 17 | 15:16-15:30 | 0 | 1
|  | 9 | 17 | 15:31-15:45 | 0 | 1
|  | 9 | 17 | 15:46-16:00 | 0 | 1
|  | 9 | 17 | 16:01-16:15 | 0 | 1
|  | 9 | 17 | 16:16-16:30 | 0 | 1
|  | 9 | 17 | 16:31-16:45 | 0 | 1
|  | 9 | 17 | 16:46-17:00 | 0 | 1
|  | 9 | 17 | 17:01-17:15 | 0 | 1
|  | 9 | 17 | 17:16-17:30 | 0 | 1
|  | 9 | 17 | 17:31-17:45 | 0 | 1
|  | 9 | 17 | 17:46-18:00 | 0 | 1
|  | 9 | 17 | 18:01-18:15 | 0 | 1
|  | 9 | 17 | 18:16-18:30 | 0 | 1
|  | 9 | 17 | 18:31-18:45 | 0 | 1
|  | 9 | 17 | 18:46-19:00 | 0 | 1
|  | 9 | 17 | 19:01-19:15 | 0 | 1
|  | 9 | 17 | 19:16-19:30 | 0 | 1
|  | 9 | 17 | 19:31-19:45 | 0 | 1
|  | 9 | 17 | 19:46-20:00 | 0 | 1
|  | 9 | 17 | 20:01-20:15 | 0 | 1
|  | 9 | 17 | 20:16-20:30 | 0 | 1
|  | 9 | 17 | 20:31-20:45 | 0 | 1
|  | 9 | 17 | 20:46-21:00 | 0 | 1
|  | 9 | 17 | 21:01-21:15 | 0 | 1
|  | 9 | 17 | 21:16-21:30 | 0 | 1
|  | 9 | 17 | 21:31-21:45 | 0 | 1
|  | 9 | 17 | 21:46-22:00 | 0 | 1
|  | 9 | 17 | 22:01-22:15 | 0 | 1
|  | 9 | 17 | 22:16-22:30 | 0 | 1
|  | 9 | 17 | 22:31-22:45 | 0 | 1
|  | 9 | 17 | 22:46-23:00 | 0 | 1
|  | 9 | 17 | 23:01-23:15 | 0 | 1
|  | 9 | 17 | 23:16-23:30 | 0 | 1
|  | 9 | 17 | 23:31-23:45 | 0 | 1
|  | 9 | 17 | 23:46-24:00 | 0 | 1
|  | 9 | 18 | 00:01-00:15 | 1 | 1
|  | 9 | 18 | 00:16-00:30 | 1 | 1
|  | 9 | 18 | 00:31-00:45 | 1 | 1
|  | 9 | 18 | 00:46-01:00 | 1 | 1
|  | 9 | 18 | 01:01-01:15 | 1 | 1
|  | 9 | 18 | 01:16-01:30 | 1 | 1
|  | 9 | 18 | 01:31-01:45 | 1 | 1
|  | 9 | 18 | 01:46-02:00 | 1 | 1
|  | 9 | 18 | 02:01-02:15 | 1 | 1
|  | 9 | 18 | 02:16-02:30 | 1 | 1
|  | 9 | 18 | 02:31-02:45 | 1 | 1
|  | 9 | 18 | 02:46-03:00 | 1 | 1
|  | 9 | 18 | 03:01-03:15 | 1 | 1
|  | 9 | 18 | 03:16-03:30 | 1 | 1
|  | 9 | 18 | 03:31-03:45 | 1 | 1
|  | 9 | 18 | 03:46-04:00 | 1 | 1
|  | 9 | 18 | 04:01-04:15 | 1 | 1
|  | 9 | 18 | 04:16-04:30 | 1 | 1
|  | 9 | 18 | 04:31-04:45 | 1 | 1
|  | 9 | 18 | 04:46-05:00 | 1 | 1
|  | 9 | 18 | 05:01-05:15 | 1 | 1
|  | 9 | 18 | 05:16-05:30 | 1 | 1
|  | 9 | 18 | 05:31-05:45 | 1 | 1
|  | 9 | 18 | 05:46-06:00 | 1 | 1
|  | 9 | 18 | 06:01-06:15 | 1 | 1
|  | 9 | 18 | 06:16-06:30 | 1 | 1
|  | 9 | 18 | 06:31-06:45 | 1 | 1
|  | 9 | 18 | 06:46-07:00 | 1 | 1
|  | 9 | 18 | 07:01-07:15 | 1 | 1
|  | 9 | 18 | 07:16-07:30 | 1 | 1
|  | 9 | 18 | 07:31-07:45 | 1 | 1
|  | 9 | 18 | 07:46-08:00 | 1 | 1
|  | 9 | 18 | 08:01-08:15 | 1 | 1
|  | 9 | 18 | 08:16-08:30 | 1 | 1
|  | 9 | 18 | 08:31-08:45 | 1 | 1
|  | 9 | 18 | 08:46-09:00 | 1 | 1
|  | 9 | 18 | 09:01-09:15 | 1 | 1
|  | 9 | 18 | 09:16-09:30 | 1 | 1
|  | 9 | 18 | 09:31-09:45 | 1 | 1
|  | 9 | 18 | 09:46-10:00 | 1 | 1
|  | 9 | 18 | 10:01-10:15 | 1 | 1
|  | 9 | 18 | 10:16-10:30 | 1 | 1
|  | 9 | 18 | 10:31-10:45 | 1 | 1
|  | 9 | 18 | 10:46-11:00 | 1 | 1
|  | 9 | 18 | 11:01-11:15 | 1 | 1
|  | 9 | 18 | 11:16-11:30 | 1 | 1
|  | 9 | 18 | 11:31-11:45 | 1 | 1
|  | 9 | 18 | 11:46-12:00 | 1 | 1
|  | 9 | 18 | 12:01-12:15 | 1 | 1
|  | 9 | 18 | 12:16-12:30 | 1 | 1
|  | 9 | 18 | 12:31-12:45 | 1 | 1
|  | 9 | 18 | 12:46-13:00 | 1 | 1
|  | 9 | 18 | 13:01-13:15 | 1 | 1
|  | 9 | 18 | 13:16-13:30 | 1 | 1
|  | 9 | 18 | 13:31-13:45 | 1 | 1
|  | 9 | 18 | 13:46-14:00 | 1 | 1
|  | 9 | 18 | 14:01-14:15 | 1 | 1
|  | 9 | 18 | 14:16-14:30 | 1 | 1
|  | 9 | 18 | 14:31-14:45 | 1 | 1
|  | 9 | 18 | 14:46-15:00 | 1 | 1
|  | 9 | 18 | 15:01-15:15 | 1 | 1
|  | 9 | 18 | 15:16-15:30 | 1 | 1
|  | 9 | 18 | 15:31-15:45 | 1 | 1
|  | 9 | 18 | 15:46-16:00 | 1 | 1
|  | 9 | 18 | 16:01-16:15 | 1 | 1
|  | 9 | 18 | 16:16-16:30 | 1 | 1
|  | 9 | 18 | 16:31-16:45 | 1 | 1
|  | 9 | 18 | 16:46-17:00 | 1 | 1
|  | 9 | 18 | 17:01-17:15 | 1 | 1
|  | 9 | 18 | 17:16-17:30 | 1 | 1
|  | 9 | 18 | 17:31-17:45 | 1 | 1
|  | 9 | 18 | 17:46-18:00 | 1 | 1
|  | 9 | 18 | 18:01-18:15 | 1 | 1
|  | 9 | 18 | 18:16-18:30 | 1 | 1
|  | 9 | 18 | 18:31-18:45 | 1 | 1
|  | 9 | 18 | 18:46-19:00 | 1 | 1
|  | 9 | 18 | 19:01-19:15 | 1 | 1
|  | 9 | 18 | 19:16-19:30 | 1 | 1
|  | 9 | 18 | 19:31-19:45 | 1 | 1
|  | 9 | 18 | 19:46-20:00 | 1 | 1
|  | 9 | 18 | 20:01-20:15 | 1 | 1
|  | 9 | 18 | 20:16-20:30 | 1 | 1
|  | 9 | 18 | 20:31-20:45 | 1 | 1
|  | 9 | 18 | 20:46-21:00 | 1 | 1
|  | 9 | 18 | 21:01-21:15 | 1 | 1
|  | 9 | 18 | 21:16-21:30 | 1 | 1
|  | 9 | 18 | 21:31-21:45 | 1 | 1
|  | 9 | 18 | 21:46-22:00 | 1 | 1
|  | 9 | 18 | 22:01-22:15 | 1 | 1
|  | 9 | 18 | 22:16-22:30 | 1 | 1
|  | 9 | 18 | 22:31-22:45 | 1 | 1
|  | 9 | 18 | 22:46-23:00 | 1 | 1
|  | 9 | 18 | 23:01-23:15 | 1 | 1
|  | 9 | 18 | 23:16-23:30 | 1 | 1
|  | 9 | 18 | 23:31-23:45 | 1 | 1
|  | 9 | 18 | 23:46-24:00 | 1 | 1
|  | 9 | 19 | 00:01-00:15 | 1 | 1
|  | 9 | 19 | 00:16-00:30 | 1 | 1
|  | 9 | 19 | 00:31-00:45 | 1 | 1
|  | 9 | 19 | 00:46-01:00 | 1 | 1
|  | 9 | 19 | 01:01-01:15 | 1 | 1
|  | 9 | 19 | 01:16-01:30 | 1 | 1
|  | 9 | 19 | 01:31-01:45 | 1 | 1
|  | 9 | 19 | 01:46-02:00 | 1 | 1
|  | 9 | 19 | 02:01-02:15 | 1 | 1
|  | 9 | 19 | 02:16-02:30 | 1 | 1
|  | 9 | 19 | 02:31-02:45 | 1 | 1
|  | 9 | 19 | 02:46-03:00 | 1 | 1
|  | 9 | 19 | 03:01-03:15 | 1 | 1
|  | 9 | 19 | 03:16-03:30 | 1 | 1
|  | 9 | 19 | 03:31-03:45 | 1 | 1
|  | 9 | 19 | 03:46-04:00 | 1 | 1
|  | 9 | 19 | 04:01-04:15 | 1 | 1
|  | 9 | 19 | 04:16-04:30 | 1 | 1
|  | 9 | 19 | 04:31-04:45 | 1 | 1
|  | 9 | 19 | 04:46-05:00 | 1 | 1
|  | 9 | 19 | 05:01-05:15 | 1 | 1
|  | 9 | 19 | 05:16-05:30 | 1 | 1
|  | 9 | 19 | 05:31-05:45 | 1 | 1
|  | 9 | 19 | 05:46-06:00 | 1 | 1
|  | 9 | 19 | 06:01-06:15 | 1 | 1
|  | 9 | 19 | 06:16-06:30 | 1 | 1
|  | 9 | 19 | 06:31-06:45 | 1 | 1
|  | 9 | 19 | 06:46-07:00 | 1 | 1
|  | 9 | 19 | 07:01-07:15 | 1 | 1
|  | 9 | 19 | 07:16-07:30 | 1 | 1
|  | 9 | 19 | 07:31-07:45 | 1 | 1
|  | 9 | 19 | 07:46-08:00 | 1 | 1
|  | 9 | 19 | 08:01-08:15 | 1 | 1
|  | 9 | 19 | 08:16-08:30 | 1 | 1
|  | 9 | 19 | 08:31-08:45 | 1 | 1
|  | 9 | 19 | 08:46-09:00 | 1 | 1
|  | 9 | 19 | 09:01-09:15 | 1 | 1
|  | 9 | 19 | 09:16-09:30 | 1 | 1
|  | 9 | 19 | 09:31-09:45 | 1 | 1
|  | 9 | 19 | 09:46-10:00 | 1 | 1
|  | 9 | 19 | 10:01-10:15 | 1 | 1
|  | 9 | 19 | 10:16-10:30 | 1 | 1
|  | 9 | 19 | 10:31-10:45 | 1 | 1
|  | 9 | 19 | 10:46-11:00 | 1 | 1
|  | 9 | 19 | 11:01-11:15 | 1 | 1
|  | 9 | 19 | 11:16-11:30 | 1 | 1
|  | 9 | 19 | 11:31-11:45 | 1 | 1
|  | 9 | 19 | 11:46-12:00 | 1 | 1
|  | 9 | 19 | 12:01-12:15 | 1 | 1
|  | 9 | 19 | 12:16-12:30 | 1 | 1
|  | 9 | 19 | 12:31-12:45 | 1 | 1
|  | 9 | 19 | 12:46-13:00 | 1 | 1
|  | 9 | 19 | 13:01-13:15 | 1 | 1
|  | 9 | 19 | 13:16-13:30 | 1 | 1
|  | 9 | 19 | 13:31-13:45 | 1 | 1
|  | 9 | 19 | 13:46-14:00 | 1 | 1
|  | 9 | 19 | 14:01-14:15 | 1 | 1
|  | 9 | 19 | 14:16-14:30 | 1 | 1
|  | 9 | 19 | 14:31-14:45 | 1 | 1
|  | 9 | 19 | 14:46-15:00 | 1 | 1
|  | 9 | 19 | 15:01-15:15 | 1 | 1
|  | 9 | 19 | 15:16-15:30 | 1 | 1
|  | 9 | 19 | 15:31-15:45 | 1 | 1
|  | 9 | 19 | 15:46-16:00 | 1 | 1
|  | 9 | 19 | 16:01-16:15 | 1 | 1
|  | 9 | 19 | 16:16-16:30 | 1 | 1
|  | 9 | 19 | 16:31-16:45 | 1 | 1
|  | 9 | 19 | 16:46-17:00 | 1 | 1
|  | 9 | 19 | 17:01-17:15 | 1 | 1
|  | 9 | 19 | 17:16-17:30 | 1 | 1
|  | 9 | 19 | 17:31-17:45 | 1 | 1
|  | 9 | 19 | 17:46-18:00 | 1 | 1
|  | 9 | 19 | 18:01-18:15 | 1 | 1
|  | 9 | 19 | 18:16-18:30 | 1 | 1
|  | 9 | 19 | 18:31-18:45 | 1 | 1
|  | 9 | 19 | 18:46-19:00 | 1 | 1
|  | 9 | 19 | 19:01-19:15 | 1 | 1
|  | 9 | 19 | 19:16-19:30 | 1 | 1
|  | 9 | 19 | 19:31-19:45 | 1 | 1
|  | 9 | 19 | 19:46-20:00 | 1 | 1
|  | 9 | 19 | 20:01-20:15 | 1 | 1
|  | 9 | 19 | 20:16-20:30 | 1 | 1
|  | 9 | 19 | 20:31-20:45 | 1 | 1
|  | 9 | 19 | 20:46-21:00 | 1 | 1
|  | 9 | 19 | 21:01-21:15 | 1 | 1
|  | 9 | 19 | 21:16-21:30 | 1 | 1
|  | 9 | 19 | 21:31-21:45 | 1 | 1
|  | 9 | 19 | 21:46-22:00 | 1 | 1
|  | 9 | 19 | 22:01-22:15 | 1 | 1
|  | 9 | 19 | 22:16-22:30 | 1 | 1
|  | 9 | 19 | 22:31-22:45 | 1 | 1
|  | 9 | 19 | 22:46-23:00 | 1 | 1
|  | 9 | 19 | 23:01-23:15 | 1 | 1
|  | 9 | 19 | 23:16-23:30 | 1 | 1
|  | 9 | 19 | 23:31-23:45 | 1 | 1
|  | 9 | 19 | 23:46-24:00 | 1 | 1
|  | 9 | 20 | 00:01-00:15 | 1 | 1
|  | 9 | 20 | 00:16-00:30 | 1 | 1
|  | 9 | 20 | 00:31-00:45 | 1 | 1
|  | 9 | 20 | 00:46-01:00 | 1 | 1
|  | 9 | 20 | 01:01-01:15 | 1 | 1
|  | 9 | 20 | 01:16-01:30 | 1 | 1
|  | 9 | 20 | 01:31-01:45 | 1 | 1
|  | 9 | 20 | 01:46-02:00 | 1 | 1
|  | 9 | 20 | 02:01-02:15 | 1 | 1
|  | 9 | 20 | 02:16-02:30 | 1 | 1
|  | 9 | 20 | 02:31-02:45 | 1 | 1
|  | 9 | 20 | 02:46-03:00 | 1 | 1
|  | 9 | 20 | 03:01-03:15 | 1 | 1
|  | 9 | 20 | 03:16-03:30 | 1 | 1
|  | 9 | 20 | 03:31-03:45 | 1 | 1
|  | 9 | 20 | 03:46-04:00 | 1 | 1
|  | 9 | 20 | 04:01-04:15 | 1 | 1
|  | 9 | 20 | 04:16-04:30 | 1 | 1
|  | 9 | 20 | 04:31-04:45 | 1 | 1
|  | 9 | 20 | 04:46-05:00 | 1 | 1
|  | 9 | 20 | 05:01-05:15 | 1 | 1
|  | 9 | 20 | 05:16-05:30 | 1 | 1
|  | 9 | 20 | 05:31-05:45 | 1 | 1
|  | 9 | 20 | 05:46-06:00 | 1 | 1
|  | 9 | 20 | 06:01-06:15 | 1 | 1
|  | 9 | 20 | 06:16-06:30 | 1 | 1
|  | 9 | 20 | 06:31-06:45 | 1 | 1
|  | 9 | 20 | 06:46-07:00 | 1 | 1
|  | 9 | 20 | 07:01-07:15 | 1 | 1
|  | 9 | 20 | 07:16-07:30 | 1 | 1
|  | 9 | 20 | 07:31-07:45 | 1 | 1
|  | 9 | 20 | 07:46-08:00 | 1 | 1
|  | 9 | 20 | 08:01-08:15 | 1 | 1
|  | 9 | 20 | 08:16-08:30 | 1 | 1
|  | 9 | 20 | 08:31-08:45 | 1 | 1
|  | 9 | 20 | 08:46-09:00 | 1 | 1
|  | 9 | 20 | 09:01-09:15 | 1 | 1
|  | 9 | 20 | 09:16-09:30 | 1 | 1
|  | 9 | 20 | 09:31-09:45 | 1 | 1
|  | 9 | 20 | 09:46-10:00 | 1 | 1
|  | 9 | 20 | 10:01-10:15 | 1 | 1
|  | 9 | 20 | 10:16-10:30 | 1 | 1
|  | 9 | 20 | 10:31-10:45 | 1 | 1
|  | 9 | 20 | 10:46-11:00 | 1 | 1
|  | 9 | 20 | 11:01-11:15 | 1 | 1
|  | 9 | 20 | 11:16-11:30 | 1 | 1
|  | 9 | 20 | 11:31-11:45 | 1 | 1
|  | 9 | 20 | 11:46-12:00 | 1 | 1
|  | 9 | 20 | 12:01-12:15 | 1 | 1
|  | 9 | 20 | 12:16-12:30 | 1 | 1
|  | 9 | 20 | 12:31-12:45 | 1 | 1
|  | 9 | 20 | 12:46-13:00 | 1 | 1
|  | 9 | 20 | 13:01-13:15 | 1 | 1
|  | 9 | 20 | 13:16-13:30 | 1 | 1
|  | 9 | 20 | 13:31-13:45 | 1 | 1
|  | 9 | 20 | 13:46-14:00 | 1 | 1
|  | 9 | 20 | 14:01-14:15 | 1 | 1
|  | 9 | 20 | 14:16-14:30 | 1 | 1
|  | 9 | 20 | 14:31-14:45 | 1 | 1
|  | 9 | 20 | 14:46-15:00 | 1 | 1
|  | 9 | 20 | 15:01-15:15 | 1 | 1
|  | 9 | 20 | 15:16-15:30 | 1 | 1
|  | 9 | 20 | 15:31-15:45 | 1 | 1
|  | 9 | 20 | 15:46-16:00 | 1 | 1
|  | 9 | 20 | 16:01-16:15 | 1 | 1
|  | 9 | 20 | 16:16-16:30 | 1 | 1
|  | 9 | 20 | 16:31-16:45 | 1 | 1
|  | 9 | 20 | 16:46-17:00 | 1 | 1
|  | 9 | 20 | 17:01-17:15 | 1 | 1
|  | 9 | 20 | 17:16-17:30 | 1 | 1
|  | 9 | 20 | 17:31-17:45 | 1 | 1
|  | 9 | 20 | 17:46-18:00 | 1 | 1
|  | 9 | 20 | 18:01-18:15 | 1 | 1
|  | 9 | 20 | 18:16-18:30 | 1 | 1
|  | 9 | 20 | 18:31-18:45 | 1 | 1
|  | 9 | 20 | 18:46-19:00 | 1 | 1
|  | 9 | 20 | 19:01-19:15 | 1 | 1
|  | 9 | 20 | 19:16-19:30 | 1 | 1
|  | 9 | 20 | 19:31-19:45 | 1 | 1
|  | 9 | 20 | 19:46-20:00 | 1 | 1
|  | 9 | 20 | 20:01-20:15 | 1 | 1
|  | 9 | 20 | 20:16-20:30 | 1 | 1
|  | 9 | 20 | 20:31-20:45 | 1 | 1
|  | 9 | 20 | 20:46-21:00 | 1 | 1
|  | 9 | 20 | 21:01-21:15 | 1 | 1
|  | 9 | 20 | 21:16-21:30 | 1 | 1
|  | 9 | 20 | 21:31-21:45 | 1 | 1
|  | 9 | 20 | 21:46-22:00 | 1 | 1
|  | 9 | 20 | 22:01-22:15 | 1 | 1
|  | 9 | 20 | 22:16-22:30 | 1 | 1
|  | 9 | 20 | 22:31-22:45 | 1 | 1
|  | 9 | 20 | 22:46-23:00 | 1 | 1
|  | 9 | 20 | 23:01-23:15 | 1 | 1
|  | 9 | 20 | 23:16-23:30 | 1 | 1
|  | 9 | 20 | 23:31-23:45 | 1 | 1
|  | 9 | 20 | 23:46-24:00 | 1 | 1
|  | 9 | 21 | 00:01-00:15 | 1 | 1
|  | 9 | 21 | 00:16-00:30 | 1 | 1
|  | 9 | 21 | 00:31-00:45 | 1 | 1
|  | 9 | 21 | 00:46-01:00 | 1 | 1
|  | 9 | 21 | 01:01-01:15 | 1 | 1
|  | 9 | 21 | 01:16-01:30 | 1 | 1
|  | 9 | 21 | 01:31-01:45 | 1 | 1
|  | 9 | 21 | 01:46-02:00 | 1 | 1
|  | 9 | 21 | 02:01-02:15 | 1 | 1
|  | 9 | 21 | 02:16-02:30 | 1 | 1
|  | 9 | 21 | 02:31-02:45 | 1 | 1
|  | 9 | 21 | 02:46-03:00 | 1 | 1
|  | 9 | 21 | 03:01-03:15 | 1 | 1
|  | 9 | 21 | 03:16-03:30 | 1 | 1
|  | 9 | 21 | 03:31-03:45 | 1 | 1
|  | 9 | 21 | 03:46-04:00 | 1 | 1
|  | 9 | 21 | 04:01-04:15 | 1 | 1
|  | 9 | 21 | 04:16-04:30 | 1 | 1
|  | 9 | 21 | 04:31-04:45 | 1 | 1
|  | 9 | 21 | 04:46-05:00 | 1 | 1
|  | 9 | 21 | 05:01-05:15 | 1 | 1
|  | 9 | 21 | 05:16-05:30 | 1 | 1
|  | 9 | 21 | 05:31-05:45 | 1 | 1
|  | 9 | 21 | 05:46-06:00 | 1 | 1
|  | 9 | 21 | 06:01-06:15 | 1 | 1
|  | 9 | 21 | 06:16-06:30 | 1 | 1
|  | 9 | 21 | 06:31-06:45 | 1 | 1
|  | 9 | 21 | 06:46-07:00 | 1 | 1
|  | 9 | 21 | 07:01-07:15 | 1 | 1
|  | 9 | 21 | 07:16-07:30 | 1 | 1
|  | 9 | 21 | 07:31-07:45 | 1 | 1
|  | 9 | 21 | 07:46-08:00 | 1 | 1
|  | 9 | 21 | 08:01-08:15 | 1 | 1
|  | 9 | 21 | 08:16-08:30 | 1 | 1
|  | 9 | 21 | 08:31-08:45 | 1 | 1
|  | 9 | 21 | 08:46-09:00 | 1 | 1
|  | 9 | 21 | 09:01-09:15 | 1 | 1
|  | 9 | 21 | 09:16-09:30 | 1 | 1
|  | 9 | 21 | 09:31-09:45 | 1 | 1
|  | 9 | 21 | 09:46-10:00 | 1 | 1
|  | 9 | 21 | 10:01-10:15 | 1 | 1
|  | 9 | 21 | 10:16-10:30 | 1 | 1
|  | 9 | 21 | 10:31-10:45 | 1 | 1
|  | 9 | 21 | 10:46-11:00 | 1 | 1
|  | 9 | 21 | 11:01-11:15 | 1 | 1
|  | 9 | 21 | 11:16-11:30 | 1 | 1
|  | 9 | 21 | 11:31-11:45 | 1 | 1
|  | 9 | 21 | 11:46-12:00 | 1 | 1
|  | 9 | 21 | 12:01-12:15 | 1 | 1
|  | 9 | 21 | 12:16-12:30 | 1 | 1
|  | 9 | 21 | 12:31-12:45 | 1 | 1
|  | 9 | 21 | 12:46-13:00 | 1 | 1
|  | 9 | 21 | 13:01-13:15 | 1 | 1
|  | 9 | 21 | 13:16-13:30 | 1 | 1
|  | 9 | 21 | 13:31-13:45 | 1 | 1
|  | 9 | 21 | 13:46-14:00 | 1 | 1
|  | 9 | 21 | 14:01-14:15 | 1 | 1
|  | 9 | 21 | 14:16-14:30 | 1 | 1
|  | 9 | 21 | 14:31-14:45 | 1 | 1
|  | 9 | 21 | 14:46-15:00 | 1 | 1
|  | 9 | 21 | 15:01-15:15 | 1 | 1
|  | 9 | 21 | 15:16-15:30 | 1 | 1
|  | 9 | 21 | 15:31-15:45 | 1 | 1
|  | 9 | 21 | 15:46-16:00 | 1 | 1
|  | 9 | 21 | 16:01-16:15 | 1 | 1
|  | 9 | 21 | 16:16-16:30 | 1 | 1
|  | 9 | 21 | 16:31-16:45 | 1 | 1
|  | 9 | 21 | 16:46-17:00 | 1 | 1
|  | 9 | 21 | 17:01-17:15 | 1 | 1
|  | 9 | 21 | 17:16-17:30 | 1 | 1
|  | 9 | 21 | 17:31-17:45 | 1 | 1
|  | 9 | 21 | 17:46-18:00 | 1 | 1
|  | 9 | 21 | 18:01-18:15 | 1 | 1
|  | 9 | 21 | 18:16-18:30 | 1 | 1
|  | 9 | 21 | 18:31-18:45 | 1 | 1
|  | 9 | 21 | 18:46-19:00 | 1 | 1
|  | 9 | 21 | 19:01-19:15 | 1 | 1
|  | 9 | 21 | 19:16-19:30 | 1 | 1
|  | 9 | 21 | 19:31-19:45 | 1 | 1
|  | 9 | 21 | 19:46-20:00 | 1 | 1
|  | 9 | 21 | 20:01-20:15 | 1 | 1
|  | 9 | 21 | 20:16-20:30 | 1 | 1
|  | 9 | 21 | 20:31-20:45 | 1 | 1
|  | 9 | 21 | 20:46-21:00 | 1 | 1
|  | 9 | 21 | 21:01-21:15 | 1 | 1
|  | 9 | 21 | 21:16-21:30 | 1 | 1
|  | 9 | 21 | 21:31-21:45 | 1 | 1
|  | 9 | 21 | 21:46-22:00 | 1 | 1
|  | 9 | 21 | 22:01-22:15 | 1 | 1
|  | 9 | 21 | 22:16-22:30 | 1 | 1
|  | 9 | 21 | 22:31-22:45 | 1 | 1
|  | 9 | 21 | 22:46-23:00 | 1 | 1
|  | 9 | 21 | 23:01-23:15 | 1 | 1
|  | 9 | 21 | 23:16-23:30 | 1 | 1
|  | 9 | 21 | 23:31-23:45 | 1 | 1
|  | 9 | 21 | 23:46-24:00 | 1 | 1
|  | 9 | 22 | 00:01-00:15 | 1 | 1
|  | 9 | 22 | 00:16-00:30 | 1 | 1
|  | 9 | 22 | 00:31-00:45 | 1 | 1
|  | 9 | 22 | 00:46-01:00 | 1 | 1
|  | 9 | 22 | 01:01-01:15 | 1 | 1
|  | 9 | 22 | 01:16-01:30 | 1 | 1
|  | 9 | 22 | 01:31-01:45 | 1 | 1
|  | 9 | 22 | 01:46-02:00 | 1 | 1
|  | 9 | 22 | 02:01-02:15 | 1 | 1
|  | 9 | 22 | 02:16-02:30 | 1 | 1
|  | 9 | 22 | 02:31-02:45 | 1 | 1
|  | 9 | 22 | 02:46-03:00 | 1 | 1
|  | 9 | 22 | 03:01-03:15 | 1 | 1
|  | 9 | 22 | 03:16-03:30 | 1 | 1
|  | 9 | 22 | 03:31-03:45 | 1 | 1
|  | 9 | 22 | 03:46-04:00 | 1 | 1
|  | 9 | 22 | 04:01-04:15 | 1 | 1
|  | 9 | 22 | 04:16-04:30 | 1 | 1
|  | 9 | 22 | 04:31-04:45 | 1 | 1
|  | 9 | 22 | 04:46-05:00 | 1 | 1
|  | 9 | 22 | 05:01-05:15 | 1 | 1
|  | 9 | 22 | 05:16-05:30 | 1 | 1
|  | 9 | 22 | 05:31-05:45 | 1 | 1
|  | 9 | 22 | 05:46-06:00 | 1 | 1
|  | 9 | 22 | 06:01-06:15 | 1 | 1
|  | 9 | 22 | 06:16-06:30 | 1 | 1
|  | 9 | 22 | 06:31-06:45 | 1 | 1
|  | 9 | 22 | 06:46-07:00 | 1 | 1
|  | 9 | 22 | 07:01-07:15 | 1 | 1
|  | 9 | 22 | 07:16-07:30 | 1 | 1
|  | 9 | 22 | 07:31-07:45 | 1 | 1
|  | 9 | 22 | 07:46-08:00 | 1 | 1
|  | 9 | 22 | 08:01-08:15 | 1 | 1
|  | 9 | 22 | 08:16-08:30 | 1 | 1
|  | 9 | 22 | 08:31-08:45 | 1 | 1
|  | 9 | 22 | 08:46-09:00 | 1 | 1
|  | 9 | 22 | 09:01-09:15 | 1 | 1
|  | 9 | 22 | 09:16-09:30 | 1 | 1
|  | 9 | 22 | 09:31-09:45 | 1 | 1
|  | 9 | 22 | 09:46-10:00 | 1 | 1
|  | 9 | 22 | 10:01-10:15 | 1 | 1
|  | 9 | 22 | 10:16-10:30 | 1 | 1
|  | 9 | 22 | 10:31-10:45 | 1 | 1
|  | 9 | 22 | 10:46-11:00 | 1 | 1
|  | 9 | 22 | 11:01-11:15 | 1 | 1
|  | 9 | 22 | 11:16-11:30 | 1 | 1
|  | 9 | 22 | 11:31-11:45 | 1 | 1
|  | 9 | 22 | 11:46-12:00 | 1 | 1
|  | 9 | 22 | 12:01-12:15 | 1 | 1
|  | 9 | 22 | 12:16-12:30 | 1 | 1
|  | 9 | 22 | 12:31-12:45 | 1 | 1
|  | 9 | 22 | 12:46-13:00 | 1 | 1
|  | 9 | 22 | 13:01-13:15 | 1 | 1
|  | 9 | 22 | 13:16-13:30 | 1 | 1
|  | 9 | 22 | 13:31-13:45 | 1 | 1
|  | 9 | 22 | 13:46-14:00 | 1 | 1
|  | 9 | 22 | 14:01-14:15 | 1 | 1
|  | 9 | 22 | 14:16-14:30 | 1 | 1
|  | 9 | 22 | 14:31-14:45 | 1 | 1
|  | 9 | 22 | 14:46-15:00 | 1 | 1
|  | 9 | 22 | 15:01-15:15 | 1 | 1
|  | 9 | 22 | 15:16-15:30 | 1 | 1
|  | 9 | 22 | 15:31-15:45 | 1 | 1
|  | 9 | 22 | 15:46-16:00 | 1 | 1
|  | 9 | 22 | 16:01-16:15 | 1 | 1
|  | 9 | 22 | 16:16-16:30 | 1 | 1
|  | 9 | 22 | 16:31-16:45 | 1 | 1
|  | 9 | 22 | 16:46-17:00 | 1 | 1
|  | 9 | 22 | 17:01-17:15 | 1 | 1
|  | 9 | 22 | 17:16-17:30 | 1 | 1
|  | 9 | 22 | 17:31-17:45 | 1 | 1
|  | 9 | 22 | 17:46-18:00 | 1 | 1
|  | 9 | 22 | 18:01-18:15 | 1 | 1
|  | 9 | 22 | 18:16-18:30 | 1 | 1
|  | 9 | 22 | 18:31-18:45 | 1 | 1
|  | 9 | 22 | 18:46-19:00 | 1 | 1
|  | 9 | 22 | 19:01-19:15 | 1 | 1
|  | 9 | 22 | 19:16-19:30 | 1 | 1
|  | 9 | 22 | 19:31-19:45 | 1 | 1
|  | 9 | 22 | 19:46-20:00 | 1 | 1
|  | 9 | 22 | 20:01-20:15 | 1 | 1
|  | 9 | 22 | 20:16-20:30 | 1 | 1
|  | 9 | 22 | 20:31-20:45 | 1 | 1
|  | 9 | 22 | 20:46-21:00 | 1 | 1
|  | 9 | 22 | 21:01-21:15 | 1 | 1
|  | 9 | 22 | 21:16-21:30 | 1 | 1
|  | 9 | 22 | 21:31-21:45 | 1 | 1
|  | 9 | 22 | 21:46-22:00 | 1 | 1
|  | 9 | 22 | 22:01-22:15 | 1 | 1
|  | 9 | 22 | 22:16-22:30 | 1 | 1
|  | 9 | 22 | 22:31-22:45 | 1 | 1
|  | 9 | 22 | 22:46-23:00 | 1 | 1
|  | 9 | 22 | 23:01-23:15 | 1 | 1
|  | 9 | 22 | 23:16-23:30 | 1 | 1
|  | 9 | 22 | 23:31-23:45 | 1 | 1
|  | 9 | 22 | 23:46-24:00 | 1 | 1
|  | 9 | 23 | 00:01-00:15 | 0 | 1
|  | 9 | 23 | 00:16-00:30 | 0 | 1
|  | 9 | 23 | 00:31-00:45 | 0 | 1
|  | 9 | 23 | 00:46-01:00 | 0 | 1
|  | 9 | 23 | 01:01-01:15 | 0 | 1
|  | 9 | 23 | 01:16-01:30 | 0 | 1
|  | 9 | 23 | 01:31-01:45 | 0 | 1
|  | 9 | 23 | 01:46-02:00 | 0 | 1
|  | 9 | 23 | 02:01-02:15 | 0 | 1
|  | 9 | 23 | 02:16-02:30 | 0 | 1
|  | 9 | 23 | 02:31-02:45 | 0 | 1
|  | 9 | 23 | 02:46-03:00 | 0 | 1
|  | 9 | 23 | 03:01-03:15 | 0 | 1
|  | 9 | 23 | 03:16-03:30 | 0 | 1
|  | 9 | 23 | 03:31-03:45 | 0 | 1
|  | 9 | 23 | 03:46-04:00 | 0 | 1
|  | 9 | 23 | 04:01-04:15 | 0 | 1
|  | 9 | 23 | 04:16-04:30 | 0 | 1
|  | 9 | 23 | 04:31-04:45 | 0 | 1
|  | 9 | 23 | 04:46-05:00 | 0 | 1
|  | 9 | 23 | 05:01-05:15 | 0 | 1
|  | 9 | 23 | 05:16-05:30 | 0 | 1
|  | 9 | 23 | 05:31-05:45 | 0 | 1
|  | 9 | 23 | 05:46-06:00 | 0 | 1
|  | 9 | 23 | 06:01-06:15 | 0 | 1
|  | 9 | 23 | 06:16-06:30 | 0 | 1
|  | 9 | 23 | 06:31-06:45 | 0 | 1
|  | 9 | 23 | 06:46-07:00 | 0 | 1
|  | 9 | 23 | 07:01-07:15 | 0 | 1
|  | 9 | 23 | 07:16-07:30 | 0 | 1
|  | 9 | 23 | 07:31-07:45 | 0 | 1
|  | 9 | 23 | 07:46-08:00 | 0 | 1
|  | 9 | 23 | 08:01-08:15 | 0 | 1
|  | 9 | 23 | 08:16-08:30 | 0 | 1
|  | 9 | 23 | 08:31-08:45 | 0 | 1
|  | 9 | 23 | 08:46-09:00 | 0 | 1
|  | 9 | 23 | 09:01-09:15 | 0 | 1
|  | 9 | 23 | 09:16-09:30 | 0 | 1
|  | 9 | 23 | 09:31-09:45 | 0 | 1
|  | 9 | 23 | 09:46-10:00 | 0 | 1
|  | 9 | 23 | 10:01-10:15 | 0 | 1
|  | 9 | 23 | 10:16-10:30 | 0 | 1
|  | 9 | 23 | 10:31-10:45 | 0 | 1
|  | 9 | 23 | 10:46-11:00 | 0 | 1
|  | 9 | 23 | 11:01-11:15 | 0 | 1
|  | 9 | 23 | 11:16-11:30 | 0 | 1
|  | 9 | 23 | 11:31-11:45 | 0 | 1
|  | 9 | 23 | 11:46-12:00 | 0 | 1
|  | 9 | 23 | 12:01-12:15 | 0 | 1
|  | 9 | 23 | 12:16-12:30 | 0 | 1
|  | 9 | 23 | 12:31-12:45 | 0 | 1
|  | 9 | 23 | 12:46-13:00 | 0 | 1
|  | 9 | 23 | 13:01-13:15 | 0 | 1
|  | 9 | 23 | 13:16-13:30 | 0 | 1
|  | 9 | 23 | 13:31-13:45 | 0 | 1
|  | 9 | 23 | 13:46-14:00 | 0 | 1
|  | 9 | 23 | 14:01-14:15 | 0 | 1
|  | 9 | 23 | 14:16-14:30 | 0 | 1
|  | 9 | 23 | 14:31-14:45 | 0 | 1
|  | 9 | 23 | 14:46-15:00 | 0 | 1
|  | 9 | 23 | 15:01-15:15 | 0 | 1
|  | 9 | 23 | 15:16-15:30 | 0 | 1
|  | 9 | 23 | 15:31-15:45 | 0 | 1
|  | 9 | 23 | 15:46-16:00 | 0 | 1
|  | 9 | 23 | 16:01-16:15 | 0 | 1
|  | 9 | 23 | 16:16-16:30 | 0 | 1
|  | 9 | 23 | 16:31-16:45 | 0 | 1
|  | 9 | 23 | 16:46-17:00 | 0 | 1
|  | 9 | 23 | 17:01-17:15 | 0 | 1
|  | 9 | 23 | 17:16-17:30 | 0 | 1
|  | 9 | 23 | 17:31-17:45 | 0 | 1
|  | 9 | 23 | 17:46-18:00 | 0 | 1
|  | 9 | 23 | 18:01-18:15 | 0 | 1
|  | 9 | 23 | 18:16-18:30 | 0 | 1
|  | 9 | 23 | 18:31-18:45 | 0 | 1
|  | 9 | 23 | 18:46-19:00 | 0 | 1
|  | 9 | 23 | 19:01-19:15 | 0 | 1
|  | 9 | 23 | 19:16-19:30 | 0 | 1
|  | 9 | 23 | 19:31-19:45 | 0 | 1
|  | 9 | 23 | 19:46-20:00 | 0 | 1
|  | 9 | 23 | 20:01-20:15 | 0 | 1
|  | 9 | 23 | 20:16-20:30 | 0 | 1
|  | 9 | 23 | 20:31-20:45 | 0 | 1
|  | 9 | 23 | 20:46-21:00 | 0 | 1
|  | 9 | 23 | 21:01-21:15 | 0 | 1
|  | 9 | 23 | 21:16-21:30 | 0 | 1
|  | 9 | 23 | 21:31-21:45 | 0 | 1
|  | 9 | 23 | 21:46-22:00 | 0 | 1
|  | 9 | 23 | 22:01-22:15 | 0 | 1
|  | 9 | 23 | 22:16-22:30 | 0 | 1
|  | 9 | 23 | 22:31-22:45 | 0 | 1
|  | 9 | 23 | 22:46-23:00 | 0 | 1
|  | 9 | 23 | 23:01-23:15 | 0 | 1
|  | 9 | 23 | 23:16-23:30 | 0 | 1
|  | 9 | 23 | 23:31-23:45 | 0 | 1
|  | 9 | 23 | 23:46-24:00 | 0 | 1
|  | 9 | 24 | 00:01-00:15 | 0 | 1
|  | 9 | 24 | 00:16-00:30 | 0 | 1
|  | 9 | 24 | 00:31-00:45 | 0 | 1
|  | 9 | 24 | 00:46-01:00 | 0 | 1
|  | 9 | 24 | 01:01-01:15 | 0 | 1
|  | 9 | 24 | 01:16-01:30 | 0 | 1
|  | 9 | 24 | 01:31-01:45 | 0 | 1
|  | 9 | 24 | 01:46-02:00 | 0 | 1
|  | 9 | 24 | 02:01-02:15 | 0 | 1
|  | 9 | 24 | 02:16-02:30 | 0 | 1
|  | 9 | 24 | 02:31-02:45 | 0 | 1
|  | 9 | 24 | 02:46-03:00 | 0 | 1
|  | 9 | 24 | 03:01-03:15 | 0 | 1
|  | 9 | 24 | 03:16-03:30 | 0 | 1
|  | 9 | 24 | 03:31-03:45 | 0 | 1
|  | 9 | 24 | 03:46-04:00 | 0 | 1
|  | 9 | 24 | 04:01-04:15 | 0 | 1
|  | 9 | 24 | 04:16-04:30 | 0 | 1
|  | 9 | 24 | 04:31-04:45 | 0 | 1
|  | 9 | 24 | 04:46-05:00 | 0 | 1
|  | 9 | 24 | 05:01-05:15 | 0 | 1
|  | 9 | 24 | 05:16-05:30 | 0 | 1
|  | 9 | 24 | 05:31-05:45 | 0 | 1
|  | 9 | 24 | 05:46-06:00 | 0 | 1
|  | 9 | 24 | 06:01-06:15 | 0 | 1
|  | 9 | 24 | 06:16-06:30 | 0 | 1
|  | 9 | 24 | 06:31-06:45 | 0 | 1
|  | 9 | 24 | 06:46-07:00 | 0 | 1
|  | 9 | 24 | 07:01-07:15 | 0 | 1
|  | 9 | 24 | 07:16-07:30 | 0 | 1
|  | 9 | 24 | 07:31-07:45 | 0 | 1
|  | 9 | 24 | 07:46-08:00 | 0 | 1
|  | 9 | 24 | 08:01-08:15 | 0 | 1
|  | 9 | 24 | 08:16-08:30 | 0 | 1
|  | 9 | 24 | 08:31-08:45 | 0 | 1
|  | 9 | 24 | 08:46-09:00 | 0 | 1
|  | 9 | 24 | 09:01-09:15 | 0 | 1
|  | 9 | 24 | 09:16-09:30 | 0 | 1
|  | 9 | 24 | 09:31-09:45 | 0 | 1
|  | 9 | 24 | 09:46-10:00 | 0 | 1
|  | 9 | 24 | 10:01-10:15 | 0 | 1
|  | 9 | 24 | 10:16-10:30 | 0 | 1
|  | 9 | 24 | 10:31-10:45 | 0 | 1
|  | 9 | 24 | 10:46-11:00 | 0 | 1
|  | 9 | 24 | 11:01-11:15 | 0 | 1
|  | 9 | 24 | 11:16-11:30 | 0 | 1
|  | 9 | 24 | 11:31-11:45 | 0 | 1
|  | 9 | 24 | 11:46-12:00 | 0 | 1
|  | 9 | 24 | 12:01-12:15 | 0 | 1
|  | 9 | 24 | 12:16-12:30 | 0 | 1
|  | 9 | 24 | 12:31-12:45 | 0 | 1
|  | 9 | 24 | 12:46-13:00 | 0 | 1
|  | 9 | 24 | 13:01-13:15 | 0 | 1
|  | 9 | 24 | 13:16-13:30 | 0 | 1
|  | 9 | 24 | 13:31-13:45 | 0 | 1
|  | 9 | 24 | 13:46-14:00 | 0 | 1
|  | 9 | 24 | 14:01-14:15 | 0 | 1
|  | 9 | 24 | 14:16-14:30 | 0 | 1
|  | 9 | 24 | 14:31-14:45 | 0 | 1
|  | 9 | 24 | 14:46-15:00 | 0 | 1
|  | 9 | 24 | 15:01-15:15 | 0 | 1
|  | 9 | 24 | 15:16-15:30 | 0 | 1
|  | 9 | 24 | 15:31-15:45 | 0 | 1
|  | 9 | 24 | 15:46-16:00 | 0 | 1
|  | 9 | 24 | 16:01-16:15 | 0 | 1
|  | 9 | 24 | 16:16-16:30 | 0 | 1
|  | 9 | 24 | 16:31-16:45 | 0 | 1
|  | 9 | 24 | 16:46-17:00 | 0 | 1
|  | 9 | 24 | 17:01-17:15 | 0 | 1
|  | 9 | 24 | 17:16-17:30 | 0 | 1
|  | 9 | 24 | 17:31-17:45 | 0 | 1
|  | 9 | 24 | 17:46-18:00 | 0 | 1
|  | 9 | 24 | 18:01-18:15 | 0 | 1
|  | 9 | 24 | 18:16-18:30 | 0 | 1
|  | 9 | 24 | 18:31-18:45 | 0 | 1
|  | 9 | 24 | 18:46-19:00 | 0 | 1
|  | 9 | 24 | 19:01-19:15 | 0 | 1
|  | 9 | 24 | 19:16-19:30 | 0 | 1
|  | 9 | 24 | 19:31-19:45 | 0 | 1
|  | 9 | 24 | 19:46-20:00 | 0 | 1
|  | 9 | 24 | 20:01-20:15 | 0 | 1
|  | 9 | 24 | 20:16-20:30 | 0 | 1
|  | 9 | 24 | 20:31-20:45 | 0 | 1
|  | 9 | 24 | 20:46-21:00 | 0 | 1
|  | 9 | 24 | 21:01-21:15 | 0 | 1
|  | 9 | 24 | 21:16-21:30 | 0 | 1
|  | 9 | 24 | 21:31-21:45 | 0 | 1
|  | 9 | 24 | 21:46-22:00 | 0 | 1
|  | 9 | 24 | 22:01-22:15 | 0 | 1
|  | 9 | 24 | 22:16-22:30 | 0 | 1
|  | 9 | 24 | 22:31-22:45 | 0 | 1
|  | 9 | 24 | 22:46-23:00 | 0 | 1
|  | 9 | 24 | 23:01-23:15 | 0 | 1
|  | 9 | 24 | 23:16-23:30 | 0 | 1
|  | 9 | 24 | 23:31-23:45 | 0 | 1
|  | 9 | 24 | 23:46-24:00 | 0 | 1
|  | 9 | 25 | 00:01-00:15 | 1 | 1
|  | 9 | 25 | 00:16-00:30 | 1 | 1
|  | 9 | 25 | 00:31-00:45 | 1 | 1
|  | 9 | 25 | 00:46-01:00 | 1 | 1
|  | 9 | 25 | 01:01-01:15 | 1 | 1
|  | 9 | 25 | 01:16-01:30 | 1 | 1
|  | 9 | 25 | 01:31-01:45 | 1 | 1
|  | 9 | 25 | 01:46-02:00 | 1 | 1
|  | 9 | 25 | 02:01-02:15 | 1 | 1
|  | 9 | 25 | 02:16-02:30 | 1 | 1
|  | 9 | 25 | 02:31-02:45 | 1 | 1
|  | 9 | 25 | 02:46-03:00 | 1 | 1
|  | 9 | 25 | 03:01-03:15 | 1 | 1
|  | 9 | 25 | 03:16-03:30 | 1 | 1
|  | 9 | 25 | 03:31-03:45 | 1 | 1
|  | 9 | 25 | 03:46-04:00 | 1 | 1
|  | 9 | 25 | 04:01-04:15 | 1 | 1
|  | 9 | 25 | 04:16-04:30 | 1 | 1
|  | 9 | 25 | 04:31-04:45 | 1 | 1
|  | 9 | 25 | 04:46-05:00 | 1 | 1
|  | 9 | 25 | 05:01-05:15 | 1 | 1
|  | 9 | 25 | 05:16-05:30 | 1 | 1
|  | 9 | 25 | 05:31-05:45 | 1 | 1
|  | 9 | 25 | 05:46-06:00 | 1 | 1
|  | 9 | 25 | 06:01-06:15 | 1 | 1
|  | 9 | 25 | 06:16-06:30 | 1 | 1
|  | 9 | 25 | 06:31-06:45 | 1 | 1
|  | 9 | 25 | 06:46-07:00 | 1 | 1
|  | 9 | 25 | 07:01-07:15 | 1 | 1
|  | 9 | 25 | 07:16-07:30 | 1 | 1
|  | 9 | 25 | 07:31-07:45 | 1 | 1
|  | 9 | 25 | 07:46-08:00 | 1 | 1
|  | 9 | 25 | 08:01-08:15 | 1 | 1
|  | 9 | 25 | 08:16-08:30 | 1 | 1
|  | 9 | 25 | 08:31-08:45 | 1 | 1
|  | 9 | 25 | 08:46-09:00 | 1 | 1
|  | 9 | 25 | 09:01-09:15 | 1 | 1
|  | 9 | 25 | 09:16-09:30 | 1 | 1
|  | 9 | 25 | 09:31-09:45 | 1 | 1
|  | 9 | 25 | 09:46-10:00 | 1 | 1
|  | 9 | 25 | 10:01-10:15 | 1 | 1
|  | 9 | 25 | 10:16-10:30 | 1 | 1
|  | 9 | 25 | 10:31-10:45 | 1 | 1
|  | 9 | 25 | 10:46-11:00 | 1 | 1
|  | 9 | 25 | 11:01-11:15 | 1 | 1
|  | 9 | 25 | 11:16-11:30 | 1 | 1
|  | 9 | 25 | 11:31-11:45 | 1 | 1
|  | 9 | 25 | 11:46-12:00 | 1 | 1
|  | 9 | 25 | 12:01-12:15 | 1 | 1
|  | 9 | 25 | 12:16-12:30 | 1 | 1
|  | 9 | 25 | 12:31-12:45 | 1 | 1
|  | 9 | 25 | 12:46-13:00 | 1 | 1
|  | 9 | 25 | 13:01-13:15 | 1 | 1
|  | 9 | 25 | 13:16-13:30 | 1 | 1
|  | 9 | 25 | 13:31-13:45 | 1 | 1
|  | 9 | 25 | 13:46-14:00 | 1 | 1
|  | 9 | 25 | 14:01-14:15 | 1 | 1
|  | 9 | 25 | 14:16-14:30 | 1 | 1
|  | 9 | 25 | 14:31-14:45 | 1 | 1
|  | 9 | 25 | 14:46-15:00 | 1 | 1
|  | 9 | 25 | 15:01-15:15 | 1 | 1
|  | 9 | 25 | 15:16-15:30 | 1 | 1
|  | 9 | 25 | 15:31-15:45 | 1 | 1
|  | 9 | 25 | 15:46-16:00 | 1 | 1
|  | 9 | 25 | 16:01-16:15 | 1 | 1
|  | 9 | 25 | 16:16-16:30 | 1 | 1
|  | 9 | 25 | 16:31-16:45 | 1 | 1
|  | 9 | 25 | 16:46-17:00 | 1 | 1
|  | 9 | 25 | 17:01-17:15 | 1 | 1
|  | 9 | 25 | 17:16-17:30 | 1 | 1
|  | 9 | 25 | 17:31-17:45 | 1 | 1
|  | 9 | 25 | 17:46-18:00 | 1 | 1
|  | 9 | 25 | 18:01-18:15 | 1 | 1
|  | 9 | 25 | 18:16-18:30 | 1 | 1
|  | 9 | 25 | 18:31-18:45 | 1 | 1
|  | 9 | 25 | 18:46-19:00 | 1 | 1
|  | 9 | 25 | 19:01-19:15 | 1 | 1
|  | 9 | 25 | 19:16-19:30 | 1 | 1
|  | 9 | 25 | 19:31-19:45 | 1 | 1
|  | 9 | 25 | 19:46-20:00 | 1 | 1
|  | 9 | 25 | 20:01-20:15 | 1 | 1
|  | 9 | 25 | 20:16-20:30 | 1 | 1
|  | 9 | 25 | 20:31-20:45 | 1 | 1
|  | 9 | 25 | 20:46-21:00 | 1 | 1
|  | 9 | 25 | 21:01-21:15 | 1 | 1
|  | 9 | 25 | 21:16-21:30 | 1 | 1
|  | 9 | 25 | 21:31-21:45 | 1 | 1
|  | 9 | 25 | 21:46-22:00 | 1 | 1
|  | 9 | 25 | 22:01-22:15 | 1 | 1
|  | 9 | 25 | 22:16-22:30 | 1 | 1
|  | 9 | 25 | 22:31-22:45 | 1 | 1
|  | 9 | 25 | 22:46-23:00 | 1 | 1
|  | 9 | 25 | 23:01-23:15 | 1 | 1
|  | 9 | 25 | 23:16-23:30 | 1 | 1
|  | 9 | 25 | 23:31-23:45 | 1 | 1
|  | 9 | 25 | 23:46-24:00 | 1 | 1
|  | 9 | 26 | 00:01-00:15 | 1 | 1
|  | 9 | 26 | 00:16-00:30 | 1 | 1
|  | 9 | 26 | 00:31-00:45 | 1 | 1
|  | 9 | 26 | 00:46-01:00 | 1 | 1
|  | 9 | 26 | 01:01-01:15 | 1 | 1
|  | 9 | 26 | 01:16-01:30 | 1 | 1
|  | 9 | 26 | 01:31-01:45 | 1 | 1
|  | 9 | 26 | 01:46-02:00 | 1 | 1
|  | 9 | 26 | 02:01-02:15 | 1 | 1
|  | 9 | 26 | 02:16-02:30 | 1 | 1
|  | 9 | 26 | 02:31-02:45 | 1 | 1
|  | 9 | 26 | 02:46-03:00 | 1 | 1
|  | 9 | 26 | 03:01-03:15 | 1 | 1
|  | 9 | 26 | 03:16-03:30 | 1 | 1
|  | 9 | 26 | 03:31-03:45 | 1 | 1
|  | 9 | 26 | 03:46-04:00 | 1 | 1
|  | 9 | 26 | 04:01-04:15 | 1 | 1
|  | 9 | 26 | 04:16-04:30 | 1 | 1
|  | 9 | 26 | 04:31-04:45 | 1 | 1
|  | 9 | 26 | 04:46-05:00 | 1 | 1
|  | 9 | 26 | 05:01-05:15 | 1 | 1
|  | 9 | 26 | 05:16-05:30 | 1 | 1
|  | 9 | 26 | 05:31-05:45 | 1 | 1
|  | 9 | 26 | 05:46-06:00 | 1 | 1
|  | 9 | 26 | 06:01-06:15 | 1 | 1
|  | 9 | 26 | 06:16-06:30 | 1 | 1
|  | 9 | 26 | 06:31-06:45 | 1 | 1
|  | 9 | 26 | 06:46-07:00 | 1 | 1
|  | 9 | 26 | 07:01-07:15 | 1 | 1
|  | 9 | 26 | 07:16-07:30 | 1 | 1
|  | 9 | 26 | 07:31-07:45 | 1 | 1
|  | 9 | 26 | 07:46-08:00 | 1 | 1
|  | 9 | 26 | 08:01-08:15 | 1 | 1
|  | 9 | 26 | 08:16-08:30 | 1 | 1
|  | 9 | 26 | 08:31-08:45 | 1 | 1
|  | 9 | 26 | 08:46-09:00 | 1 | 1
|  | 9 | 26 | 09:01-09:15 | 1 | 1
|  | 9 | 26 | 09:16-09:30 | 1 | 1
|  | 9 | 26 | 09:31-09:45 | 1 | 1
|  | 9 | 26 | 09:46-10:00 | 1 | 1
|  | 9 | 26 | 10:01-10:15 | 1 | 1
|  | 9 | 26 | 10:16-10:30 | 1 | 1
|  | 9 | 26 | 10:31-10:45 | 1 | 1
|  | 9 | 26 | 10:46-11:00 | 1 | 1
|  | 9 | 26 | 11:01-11:15 | 1 | 1
|  | 9 | 26 | 11:16-11:30 | 1 | 1
|  | 9 | 26 | 11:31-11:45 | 1 | 1
|  | 9 | 26 | 11:46-12:00 | 1 | 1
|  | 9 | 26 | 12:01-12:15 | 1 | 1
|  | 9 | 26 | 12:16-12:30 | 1 | 1
|  | 9 | 26 | 12:31-12:45 | 1 | 1
|  | 9 | 26 | 12:46-13:00 | 1 | 1
|  | 9 | 26 | 13:01-13:15 | 1 | 1
|  | 9 | 26 | 13:16-13:30 | 1 | 1
|  | 9 | 26 | 13:31-13:45 | 1 | 1
|  | 9 | 26 | 13:46-14:00 | 1 | 1
|  | 9 | 26 | 14:01-14:15 | 1 | 1
|  | 9 | 26 | 14:16-14:30 | 1 | 1
|  | 9 | 26 | 14:31-14:45 | 1 | 1
|  | 9 | 26 | 14:46-15:00 | 1 | 1
|  | 9 | 26 | 15:01-15:15 | 1 | 1
|  | 9 | 26 | 15:16-15:30 | 1 | 1
|  | 9 | 26 | 15:31-15:45 | 1 | 1
|  | 9 | 26 | 15:46-16:00 | 1 | 1
|  | 9 | 26 | 16:01-16:15 | 1 | 1
|  | 9 | 26 | 16:16-16:30 | 1 | 1
|  | 9 | 26 | 16:31-16:45 | 1 | 1
|  | 9 | 26 | 16:46-17:00 | 1 | 1
|  | 9 | 26 | 17:01-17:15 | 1 | 1
|  | 9 | 26 | 17:16-17:30 | 1 | 1
|  | 9 | 26 | 17:31-17:45 | 1 | 1
|  | 9 | 26 | 17:46-18:00 | 1 | 1
|  | 9 | 26 | 18:01-18:15 | 1 | 1
|  | 9 | 26 | 18:16-18:30 | 1 | 1
|  | 9 | 26 | 18:31-18:45 | 1 | 1
|  | 9 | 26 | 18:46-19:00 | 1 | 1
|  | 9 | 26 | 19:01-19:15 | 1 | 1
|  | 9 | 26 | 19:16-19:30 | 1 | 1
|  | 9 | 26 | 19:31-19:45 | 1 | 1
|  | 9 | 26 | 19:46-20:00 | 1 | 1
|  | 9 | 26 | 20:01-20:15 | 1 | 1
|  | 9 | 26 | 20:16-20:30 | 1 | 1
|  | 9 | 26 | 20:31-20:45 | 1 | 1
|  | 9 | 26 | 20:46-21:00 | 1 | 1
|  | 9 | 26 | 21:01-21:15 | 1 | 1
|  | 9 | 26 | 21:16-21:30 | 1 | 1
|  | 9 | 26 | 21:31-21:45 | 1 | 1
|  | 9 | 26 | 21:46-22:00 | 1 | 1
|  | 9 | 26 | 22:01-22:15 | 1 | 1
|  | 9 | 26 | 22:16-22:30 | 1 | 1
|  | 9 | 26 | 22:31-22:45 | 1 | 1
|  | 9 | 26 | 22:46-23:00 | 1 | 1
|  | 9 | 26 | 23:01-23:15 | 1 | 1
|  | 9 | 26 | 23:16-23:30 | 1 | 1
|  | 9 | 26 | 23:31-23:45 | 1 | 1
|  | 9 | 26 | 23:46-24:00 | 1 | 1
|  | 9 | 27 | 00:01-00:15 | 1 | 1
|  | 9 | 27 | 00:16-00:30 | 1 | 1
|  | 9 | 27 | 00:31-00:45 | 1 | 1
|  | 9 | 27 | 00:46-01:00 | 1 | 1
|  | 9 | 27 | 01:01-01:15 | 1 | 1
|  | 9 | 27 | 01:16-01:30 | 1 | 1
|  | 9 | 27 | 01:31-01:45 | 1 | 1
|  | 9 | 27 | 01:46-02:00 | 1 | 1
|  | 9 | 27 | 02:01-02:15 | 1 | 1
|  | 9 | 27 | 02:16-02:30 | 1 | 1
|  | 9 | 27 | 02:31-02:45 | 1 | 1
|  | 9 | 27 | 02:46-03:00 | 1 | 1
|  | 9 | 27 | 03:01-03:15 | 1 | 1
|  | 9 | 27 | 03:16-03:30 | 1 | 1
|  | 9 | 27 | 03:31-03:45 | 1 | 1
|  | 9 | 27 | 03:46-04:00 | 1 | 1
|  | 9 | 27 | 04:01-04:15 | 1 | 1
|  | 9 | 27 | 04:16-04:30 | 1 | 1
|  | 9 | 27 | 04:31-04:45 | 1 | 1
|  | 9 | 27 | 04:46-05:00 | 1 | 1
|  | 9 | 27 | 05:01-05:15 | 1 | 1
|  | 9 | 27 | 05:16-05:30 | 1 | 1
|  | 9 | 27 | 05:31-05:45 | 1 | 1
|  | 9 | 27 | 05:46-06:00 | 1 | 1
|  | 9 | 27 | 06:01-06:15 | 1 | 1
|  | 9 | 27 | 06:16-06:30 | 1 | 1
|  | 9 | 27 | 06:31-06:45 | 1 | 1
|  | 9 | 27 | 06:46-07:00 | 1 | 1
|  | 9 | 27 | 07:01-07:15 | 1 | 1
|  | 9 | 27 | 07:16-07:30 | 1 | 1
|  | 9 | 27 | 07:31-07:45 | 1 | 1
|  | 9 | 27 | 07:46-08:00 | 1 | 1
|  | 9 | 27 | 08:01-08:15 | 1 | 1
|  | 9 | 27 | 08:16-08:30 | 1 | 1
|  | 9 | 27 | 08:31-08:45 | 1 | 1
|  | 9 | 27 | 08:46-09:00 | 1 | 1
|  | 9 | 27 | 09:01-09:15 | 1 | 1
|  | 9 | 27 | 09:16-09:30 | 1 | 1
|  | 9 | 27 | 09:31-09:45 | 1 | 1
|  | 9 | 27 | 09:46-10:00 | 1 | 1
|  | 9 | 27 | 10:01-10:15 | 1 | 1
|  | 9 | 27 | 10:16-10:30 | 1 | 1
|  | 9 | 27 | 10:31-10:45 | 1 | 1
|  | 9 | 27 | 10:46-11:00 | 1 | 1
|  | 9 | 27 | 11:01-11:15 | 1 | 1
|  | 9 | 27 | 11:16-11:30 | 1 | 1
|  | 9 | 27 | 11:31-11:45 | 1 | 1
|  | 9 | 27 | 11:46-12:00 | 1 | 1
|  | 9 | 27 | 12:01-12:15 | 1 | 1
|  | 9 | 27 | 12:16-12:30 | 1 | 1
|  | 9 | 27 | 12:31-12:45 | 1 | 1
|  | 9 | 27 | 12:46-13:00 | 1 | 1
|  | 9 | 27 | 13:01-13:15 | 1 | 1
|  | 9 | 27 | 13:16-13:30 | 1 | 1
|  | 9 | 27 | 13:31-13:45 | 1 | 1
|  | 9 | 27 | 13:46-14:00 | 1 | 1
|  | 9 | 27 | 14:01-14:15 | 1 | 1
|  | 9 | 27 | 14:16-14:30 | 1 | 1
|  | 9 | 27 | 14:31-14:45 | 1 | 1
|  | 9 | 27 | 14:46-15:00 | 1 | 1
|  | 9 | 27 | 15:01-15:15 | 1 | 1
|  | 9 | 27 | 15:16-15:30 | 1 | 1
|  | 9 | 27 | 15:31-15:45 | 1 | 1
|  | 9 | 27 | 15:46-16:00 | 1 | 1
|  | 9 | 27 | 16:01-16:15 | 1 | 1
|  | 9 | 27 | 16:16-16:30 | 1 | 1
|  | 9 | 27 | 16:31-16:45 | 1 | 1
|  | 9 | 27 | 16:46-17:00 | 1 | 1
|  | 9 | 27 | 17:01-17:15 | 1 | 1
|  | 9 | 27 | 17:16-17:30 | 1 | 1
|  | 9 | 27 | 17:31-17:45 | 1 | 1
|  | 9 | 27 | 17:46-18:00 | 1 | 1
|  | 9 | 27 | 18:01-18:15 | 1 | 1
|  | 9 | 27 | 18:16-18:30 | 1 | 1
|  | 9 | 27 | 18:31-18:45 | 1 | 1
|  | 9 | 27 | 18:46-19:00 | 1 | 1
|  | 9 | 27 | 19:01-19:15 | 1 | 1
|  | 9 | 27 | 19:16-19:30 | 1 | 1
|  | 9 | 27 | 19:31-19:45 | 1 | 1
|  | 9 | 27 | 19:46-20:00 | 1 | 1
|  | 9 | 27 | 20:01-20:15 | 1 | 1
|  | 9 | 27 | 20:16-20:30 | 1 | 1
|  | 9 | 27 | 20:31-20:45 | 1 | 1
|  | 9 | 27 | 20:46-21:00 | 1 | 1
|  | 9 | 27 | 21:01-21:15 | 1 | 1
|  | 9 | 27 | 21:16-21:30 | 1 | 1
|  | 9 | 27 | 21:31-21:45 | 1 | 1
|  | 9 | 27 | 21:46-22:00 | 1 | 1
|  | 9 | 27 | 22:01-22:15 | 1 | 1
|  | 9 | 27 | 22:16-22:30 | 1 | 1
|  | 9 | 27 | 22:31-22:45 | 1 | 1
|  | 9 | 27 | 22:46-23:00 | 1 | 1
|  | 9 | 27 | 23:01-23:15 | 1 | 1
|  | 9 | 27 | 23:16-23:30 | 1 | 1
|  | 9 | 27 | 23:31-23:45 | 1 | 1
|  | 9 | 27 | 23:46-24:00 | 1 | 1
|  | 9 | 28 | 00:01-00:15 | 1 | 1
|  | 9 | 28 | 00:16-00:30 | 1 | 1
|  | 9 | 28 | 00:31-00:45 | 1 | 1
|  | 9 | 28 | 00:46-01:00 | 1 | 1
|  | 9 | 28 | 01:01-01:15 | 1 | 1
|  | 9 | 28 | 01:16-01:30 | 1 | 1
|  | 9 | 28 | 01:31-01:45 | 1 | 1
|  | 9 | 28 | 01:46-02:00 | 1 | 1
|  | 9 | 28 | 02:01-02:15 | 1 | 1
|  | 9 | 28 | 02:16-02:30 | 1 | 1
|  | 9 | 28 | 02:31-02:45 | 1 | 1
|  | 9 | 28 | 02:46-03:00 | 1 | 1
|  | 9 | 28 | 03:01-03:15 | 1 | 1
|  | 9 | 28 | 03:16-03:30 | 1 | 1
|  | 9 | 28 | 03:31-03:45 | 1 | 1
|  | 9 | 28 | 03:46-04:00 | 1 | 1
|  | 9 | 28 | 04:01-04:15 | 1 | 1
|  | 9 | 28 | 04:16-04:30 | 1 | 1
|  | 9 | 28 | 04:31-04:45 | 1 | 1
|  | 9 | 28 | 04:46-05:00 | 1 | 1
|  | 9 | 28 | 05:01-05:15 | 1 | 1
|  | 9 | 28 | 05:16-05:30 | 1 | 1
|  | 9 | 28 | 05:31-05:45 | 1 | 1
|  | 9 | 28 | 05:46-06:00 | 1 | 1
|  | 9 | 28 | 06:01-06:15 | 1 | 1
|  | 9 | 28 | 06:16-06:30 | 1 | 1
|  | 9 | 28 | 06:31-06:45 | 1 | 1
|  | 9 | 28 | 06:46-07:00 | 1 | 1
|  | 9 | 28 | 07:01-07:15 | 1 | 1
|  | 9 | 28 | 07:16-07:30 | 1 | 1
|  | 9 | 28 | 07:31-07:45 | 1 | 1
|  | 9 | 28 | 07:46-08:00 | 1 | 1
|  | 9 | 28 | 08:01-08:15 | 1 | 1
|  | 9 | 28 | 08:16-08:30 | 1 | 1
|  | 9 | 28 | 08:31-08:45 | 1 | 1
|  | 9 | 28 | 08:46-09:00 | 1 | 1
|  | 9 | 28 | 09:01-09:15 | 1 | 1
|  | 9 | 28 | 09:16-09:30 | 1 | 1
|  | 9 | 28 | 09:31-09:45 | 1 | 1
|  | 9 | 28 | 09:46-10:00 | 1 | 1
|  | 9 | 28 | 10:01-10:15 | 1 | 1
|  | 9 | 28 | 10:16-10:30 | 1 | 1
|  | 9 | 28 | 10:31-10:45 | 1 | 1
|  | 9 | 28 | 10:46-11:00 | 1 | 1
|  | 9 | 28 | 11:01-11:15 | 1 | 1
|  | 9 | 28 | 11:16-11:30 | 1 | 1
|  | 9 | 28 | 11:31-11:45 | 1 | 1
|  | 9 | 28 | 11:46-12:00 | 1 | 1
|  | 9 | 28 | 12:01-12:15 | 1 | 1
|  | 9 | 28 | 12:16-12:30 | 1 | 1
|  | 9 | 28 | 12:31-12:45 | 1 | 1
|  | 9 | 28 | 12:46-13:00 | 1 | 1
|  | 9 | 28 | 13:01-13:15 | 1 | 1
|  | 9 | 28 | 13:16-13:30 | 1 | 1
|  | 9 | 28 | 13:31-13:45 | 1 | 1
|  | 9 | 28 | 13:46-14:00 | 1 | 1
|  | 9 | 28 | 14:01-14:15 | 1 | 1
|  | 9 | 28 | 14:16-14:30 | 1 | 1
|  | 9 | 28 | 14:31-14:45 | 1 | 1
|  | 9 | 28 | 14:46-15:00 | 1 | 1
|  | 9 | 28 | 15:01-15:15 | 1 | 1
|  | 9 | 28 | 15:16-15:30 | 1 | 1
|  | 9 | 28 | 15:31-15:45 | 1 | 1
|  | 9 | 28 | 15:46-16:00 | 1 | 1
|  | 9 | 28 | 16:01-16:15 | 1 | 1
|  | 9 | 28 | 16:16-16:30 | 1 | 1
|  | 9 | 28 | 16:31-16:45 | 1 | 1
|  | 9 | 28 | 16:46-17:00 | 1 | 1
|  | 9 | 28 | 17:01-17:15 | 1 | 1
|  | 9 | 28 | 17:16-17:30 | 1 | 1
|  | 9 | 28 | 17:31-17:45 | 1 | 1
|  | 9 | 28 | 17:46-18:00 | 1 | 1
|  | 9 | 28 | 18:01-18:15 | 1 | 1
|  | 9 | 28 | 18:16-18:30 | 1 | 1
|  | 9 | 28 | 18:31-18:45 | 1 | 1
|  | 9 | 28 | 18:46-19:00 | 1 | 1
|  | 9 | 28 | 19:01-19:15 | 1 | 1
|  | 9 | 28 | 19:16-19:30 | 1 | 1
|  | 9 | 28 | 19:31-19:45 | 1 | 1
|  | 9 | 28 | 19:46-20:00 | 1 | 1
|  | 9 | 28 | 20:01-20:15 | 1 | 1
|  | 9 | 28 | 20:16-20:30 | 1 | 1
|  | 9 | 28 | 20:31-20:45 | 1 | 1
|  | 9 | 28 | 20:46-21:00 | 1 | 1
|  | 9 | 28 | 21:01-21:15 | 1 | 1
|  | 9 | 28 | 21:16-21:30 | 1 | 1
|  | 9 | 28 | 21:31-21:45 | 1 | 1
|  | 9 | 28 | 21:46-22:00 | 1 | 1
|  | 9 | 28 | 22:01-22:15 | 1 | 1
|  | 9 | 28 | 22:16-22:30 | 1 | 1
|  | 9 | 28 | 22:31-22:45 | 1 | 1
|  | 9 | 28 | 22:46-23:00 | 1 | 1
|  | 9 | 28 | 23:01-23:15 | 1 | 1
|  | 9 | 28 | 23:16-23:30 | 1 | 1
|  | 9 | 28 | 23:31-23:45 | 1 | 1
|  | 9 | 28 | 23:46-24:00 | 1 | 1
|  | 9 | 29 | 00:01-00:15 | 1 | 1
|  | 9 | 29 | 00:16-00:30 | 1 | 1
|  | 9 | 29 | 00:31-00:45 | 1 | 1
|  | 9 | 29 | 00:46-01:00 | 1 | 1
|  | 9 | 29 | 01:01-01:15 | 1 | 1
|  | 9 | 29 | 01:16-01:30 | 1 | 1
|  | 9 | 29 | 01:31-01:45 | 1 | 1
|  | 9 | 29 | 01:46-02:00 | 1 | 1
|  | 9 | 29 | 02:01-02:15 | 1 | 1
|  | 9 | 29 | 02:16-02:30 | 1 | 1
|  | 9 | 29 | 02:31-02:45 | 1 | 1
|  | 9 | 29 | 02:46-03:00 | 1 | 1
|  | 9 | 29 | 03:01-03:15 | 1 | 1
|  | 9 | 29 | 03:16-03:30 | 1 | 1
|  | 9 | 29 | 03:31-03:45 | 1 | 1
|  | 9 | 29 | 03:46-04:00 | 1 | 1
|  | 9 | 29 | 04:01-04:15 | 1 | 1
|  | 9 | 29 | 04:16-04:30 | 1 | 1
|  | 9 | 29 | 04:31-04:45 | 1 | 1
|  | 9 | 29 | 04:46-05:00 | 1 | 1
|  | 9 | 29 | 05:01-05:15 | 1 | 1
|  | 9 | 29 | 05:16-05:30 | 1 | 1
|  | 9 | 29 | 05:31-05:45 | 1 | 1
|  | 9 | 29 | 05:46-06:00 | 1 | 1
|  | 9 | 29 | 06:01-06:15 | 1 | 1
|  | 9 | 29 | 06:16-06:30 | 1 | 1
|  | 9 | 29 | 06:31-06:45 | 1 | 1
|  | 9 | 29 | 06:46-07:00 | 1 | 1
|  | 9 | 29 | 07:01-07:15 | 1 | 1
|  | 9 | 29 | 07:16-07:30 | 1 | 1
|  | 9 | 29 | 07:31-07:45 | 1 | 1
|  | 9 | 29 | 07:46-08:00 | 1 | 1
|  | 9 | 29 | 08:01-08:15 | 1 | 1
|  | 9 | 29 | 08:16-08:30 | 1 | 1
|  | 9 | 29 | 08:31-08:45 | 1 | 1
|  | 9 | 29 | 08:46-09:00 | 1 | 1
|  | 9 | 29 | 09:01-09:15 | 1 | 1
|  | 9 | 29 | 09:16-09:30 | 1 | 1
|  | 9 | 29 | 09:31-09:45 | 1 | 1
|  | 9 | 29 | 09:46-10:00 | 1 | 1
|  | 9 | 29 | 10:01-10:15 | 1 | 1
|  | 9 | 29 | 10:16-10:30 | 1 | 1
|  | 9 | 29 | 10:31-10:45 | 1 | 1
|  | 9 | 29 | 10:46-11:00 | 1 | 1
|  | 9 | 29 | 11:01-11:15 | 1 | 1
|  | 9 | 29 | 11:16-11:30 | 1 | 1
|  | 9 | 29 | 11:31-11:45 | 1 | 1
|  | 9 | 29 | 11:46-12:00 | 1 | 1
|  | 9 | 29 | 12:01-12:15 | 1 | 1
|  | 9 | 29 | 12:16-12:30 | 1 | 1
|  | 9 | 29 | 12:31-12:45 | 1 | 1
|  | 9 | 29 | 12:46-13:00 | 1 | 1
|  | 9 | 29 | 13:01-13:15 | 1 | 1
|  | 9 | 29 | 13:16-13:30 | 1 | 1
|  | 9 | 29 | 13:31-13:45 | 1 | 1
|  | 9 | 29 | 13:46-14:00 | 1 | 1
|  | 9 | 29 | 14:01-14:15 | 1 | 1
|  | 9 | 29 | 14:16-14:30 | 1 | 1
|  | 9 | 29 | 14:31-14:45 | 1 | 1
|  | 9 | 29 | 14:46-15:00 | 1 | 1
|  | 9 | 29 | 15:01-15:15 | 1 | 1
|  | 9 | 29 | 15:16-15:30 | 1 | 1
|  | 9 | 29 | 15:31-15:45 | 1 | 1
|  | 9 | 29 | 15:46-16:00 | 1 | 1
|  | 9 | 29 | 16:01-16:15 | 1 | 1
|  | 9 | 29 | 16:16-16:30 | 1 | 1
|  | 9 | 29 | 16:31-16:45 | 1 | 1
|  | 9 | 29 | 16:46-17:00 | 1 | 1
|  | 9 | 29 | 17:01-17:15 | 1 | 1
|  | 9 | 29 | 17:16-17:30 | 1 | 1
|  | 9 | 29 | 17:31-17:45 | 1 | 1
|  | 9 | 29 | 17:46-18:00 | 1 | 1
|  | 9 | 29 | 18:01-18:15 | 1 | 1
|  | 9 | 29 | 18:16-18:30 | 1 | 1
|  | 9 | 29 | 18:31-18:45 | 1 | 1
|  | 9 | 29 | 18:46-19:00 | 1 | 1
|  | 9 | 29 | 19:01-19:15 | 1 | 1
|  | 9 | 29 | 19:16-19:30 | 1 | 1
|  | 9 | 29 | 19:31-19:45 | 1 | 1
|  | 9 | 29 | 19:46-20:00 | 1 | 1
|  | 9 | 29 | 20:01-20:15 | 1 | 1
|  | 9 | 29 | 20:16-20:30 | 1 | 1
|  | 9 | 29 | 20:31-20:45 | 1 | 1
|  | 9 | 29 | 20:46-21:00 | 1 | 1
|  | 9 | 29 | 21:01-21:15 | 1 | 1
|  | 9 | 29 | 21:16-21:30 | 1 | 1
|  | 9 | 29 | 21:31-21:45 | 1 | 1
|  | 9 | 29 | 21:46-22:00 | 1 | 1
|  | 9 | 29 | 22:01-22:15 | 1 | 1
|  | 9 | 29 | 22:16-22:30 | 1 | 1
|  | 9 | 29 | 22:31-22:45 | 1 | 1
|  | 9 | 29 | 22:46-23:00 | 1 | 1
|  | 9 | 29 | 23:01-23:15 | 1 | 1
|  | 9 | 29 | 23:16-23:30 | 1 | 1
|  | 9 | 29 | 23:31-23:45 | 1 | 1
|  | 9 | 29 | 23:46-24:00 | 1 | 1
|  | 9 | 30 | 00:01-00:15 | 0 | 1
|  | 9 | 30 | 00:16-00:30 | 0 | 1
|  | 9 | 30 | 00:31-00:45 | 0 | 1
|  | 9 | 30 | 00:46-01:00 | 0 | 1
|  | 9 | 30 | 01:01-01:15 | 0 | 1
|  | 9 | 30 | 01:16-01:30 | 0 | 1
|  | 9 | 30 | 01:31-01:45 | 0 | 1
|  | 9 | 30 | 01:46-02:00 | 0 | 1
|  | 9 | 30 | 02:01-02:15 | 0 | 1
|  | 9 | 30 | 02:16-02:30 | 0 | 1
|  | 9 | 30 | 02:31-02:45 | 0 | 1
|  | 9 | 30 | 02:46-03:00 | 0 | 1
|  | 9 | 30 | 03:01-03:15 | 0 | 1
|  | 9 | 30 | 03:16-03:30 | 0 | 1
|  | 9 | 30 | 03:31-03:45 | 0 | 1
|  | 9 | 30 | 03:46-04:00 | 0 | 1
|  | 9 | 30 | 04:01-04:15 | 0 | 1
|  | 9 | 30 | 04:16-04:30 | 0 | 1
|  | 9 | 30 | 04:31-04:45 | 0 | 1
|  | 9 | 30 | 04:46-05:00 | 0 | 1
|  | 9 | 30 | 05:01-05:15 | 0 | 1
|  | 9 | 30 | 05:16-05:30 | 0 | 1
|  | 9 | 30 | 05:31-05:45 | 0 | 1
|  | 9 | 30 | 05:46-06:00 | 0 | 1
|  | 9 | 30 | 06:01-06:15 | 0 | 1
|  | 9 | 30 | 06:16-06:30 | 0 | 1
|  | 9 | 30 | 06:31-06:45 | 0 | 1
|  | 9 | 30 | 06:46-07:00 | 0 | 1
|  | 9 | 30 | 07:01-07:15 | 0 | 1
|  | 9 | 30 | 07:16-07:30 | 0 | 1
|  | 9 | 30 | 07:31-07:45 | 0 | 1
|  | 9 | 30 | 07:46-08:00 | 0 | 1
|  | 9 | 30 | 08:01-08:15 | 0 | 1
|  | 9 | 30 | 08:16-08:30 | 0 | 1
|  | 9 | 30 | 08:31-08:45 | 0 | 1
|  | 9 | 30 | 08:46-09:00 | 0 | 1
|  | 9 | 30 | 09:01-09:15 | 0 | 1
|  | 9 | 30 | 09:16-09:30 | 0 | 1
|  | 9 | 30 | 09:31-09:45 | 0 | 1
|  | 9 | 30 | 09:46-10:00 | 0 | 1
|  | 9 | 30 | 10:01-10:15 | 0 | 1
|  | 9 | 30 | 10:16-10:30 | 0 | 1
|  | 9 | 30 | 10:31-10:45 | 0 | 1
|  | 9 | 30 | 10:46-11:00 | 0 | 1
|  | 9 | 30 | 11:01-11:15 | 0 | 1
|  | 9 | 30 | 11:16-11:30 | 0 | 1
|  | 9 | 30 | 11:31-11:45 | 0 | 1
|  | 9 | 30 | 11:46-12:00 | 0 | 1
|  | 9 | 30 | 12:01-12:15 | 0 | 1
|  | 9 | 30 | 12:16-12:30 | 0 | 1
|  | 9 | 30 | 12:31-12:45 | 0 | 1
|  | 9 | 30 | 12:46-13:00 | 0 | 1
|  | 9 | 30 | 13:01-13:15 | 0 | 1
|  | 9 | 30 | 13:16-13:30 | 0 | 1
|  | 9 | 30 | 13:31-13:45 | 0 | 1
|  | 9 | 30 | 13:46-14:00 | 0 | 1
|  | 9 | 30 | 14:01-14:15 | 0 | 1
|  | 9 | 30 | 14:16-14:30 | 0 | 1
|  | 9 | 30 | 14:31-14:45 | 0 | 1
|  | 9 | 30 | 14:46-15:00 | 0 | 1
|  | 9 | 30 | 15:01-15:15 | 0 | 1
|  | 9 | 30 | 15:16-15:30 | 0 | 1
|  | 9 | 30 | 15:31-15:45 | 0 | 1
|  | 9 | 30 | 15:46-16:00 | 0 | 1
|  | 9 | 30 | 16:01-16:15 | 0 | 1
|  | 9 | 30 | 16:16-16:30 | 0 | 1
|  | 9 | 30 | 16:31-16:45 | 0 | 1
|  | 9 | 30 | 16:46-17:00 | 0 | 1
|  | 9 | 30 | 17:01-17:15 | 0 | 1
|  | 9 | 30 | 17:16-17:30 | 0 | 1
|  | 9 | 30 | 17:31-17:45 | 0 | 1
|  | 9 | 30 | 17:46-18:00 | 0 | 1
|  | 9 | 30 | 18:01-18:15 | 0 | 1
|  | 9 | 30 | 18:16-18:30 | 0 | 1
|  | 9 | 30 | 18:31-18:45 | 0 | 1
|  | 9 | 30 | 18:46-19:00 | 0 | 1
|  | 9 | 30 | 19:01-19:15 | 0 | 1
|  | 9 | 30 | 19:16-19:30 | 0 | 1
|  | 9 | 30 | 19:31-19:45 | 0 | 1
|  | 9 | 30 | 19:46-20:00 | 0 | 1
|  | 9 | 30 | 20:01-20:15 | 0 | 1
|  | 9 | 30 | 20:16-20:30 | 0 | 1
|  | 9 | 30 | 20:31-20:45 | 0 | 1
|  | 9 | 30 | 20:46-21:00 | 0 | 1
|  | 9 | 30 | 21:01-21:15 | 0 | 1
|  | 9 | 30 | 21:16-21:30 | 0 | 1
|  | 9 | 30 | 21:31-21:45 | 0 | 1
|  | 9 | 30 | 21:46-22:00 | 0 | 1
|  | 9 | 30 | 22:01-22:15 | 0 | 1
|  | 9 | 30 | 22:16-22:30 | 0 | 1
|  | 9 | 30 | 22:31-22:45 | 0 | 1
|  | 9 | 30 | 22:46-23:00 | 0 | 1
|  | 9 | 30 | 23:01-23:15 | 0 | 1
|  | 9 | 30 | 23:16-23:30 | 0 | 1
|  | 9 | 30 | 23:31-23:45 | 0 | 1
|  | 9 | 30 | 23:46-24:00 | 0 | 1
|  | 10 | 1 | 00:01-00:15 | 0 | 1
|  | 10 | 1 | 00:16-00:30 | 0 | 1
|  | 10 | 1 | 00:31-00:45 | 0 | 1
|  | 10 | 1 | 00:46-01:00 | 0 | 1
|  | 10 | 1 | 01:01-01:15 | 0 | 1
|  | 10 | 1 | 01:16-01:30 | 0 | 1
|  | 10 | 1 | 01:31-01:45 | 0 | 1
|  | 10 | 1 | 01:46-02:00 | 0 | 1
|  | 10 | 1 | 02:01-02:15 | 0 | 1
|  | 10 | 1 | 02:16-02:30 | 0 | 1
|  | 10 | 1 | 02:31-02:45 | 0 | 1
|  | 10 | 1 | 02:46-03:00 | 0 | 1
|  | 10 | 1 | 03:01-03:15 | 0 | 1
|  | 10 | 1 | 03:16-03:30 | 0 | 1
|  | 10 | 1 | 03:31-03:45 | 0 | 1
|  | 10 | 1 | 03:46-04:00 | 0 | 1
|  | 10 | 1 | 04:01-04:15 | 0 | 1
|  | 10 | 1 | 04:16-04:30 | 0 | 1
|  | 10 | 1 | 04:31-04:45 | 0 | 1
|  | 10 | 1 | 04:46-05:00 | 0 | 1
|  | 10 | 1 | 05:01-05:15 | 0 | 1
|  | 10 | 1 | 05:16-05:30 | 0 | 1
|  | 10 | 1 | 05:31-05:45 | 0 | 1
|  | 10 | 1 | 05:46-06:00 | 0 | 1
|  | 10 | 1 | 06:01-06:15 | 0 | 1
|  | 10 | 1 | 06:16-06:30 | 0 | 1
|  | 10 | 1 | 06:31-06:45 | 0 | 1
|  | 10 | 1 | 06:46-07:00 | 0 | 1
|  | 10 | 1 | 07:01-07:15 | 0 | 1
|  | 10 | 1 | 07:16-07:30 | 0 | 1
|  | 10 | 1 | 07:31-07:45 | 0 | 1
|  | 10 | 1 | 07:46-08:00 | 0 | 1
|  | 10 | 1 | 08:01-08:15 | 0 | 1
|  | 10 | 1 | 08:16-08:30 | 0 | 1
|  | 10 | 1 | 08:31-08:45 | 0 | 1
|  | 10 | 1 | 08:46-09:00 | 0 | 1
|  | 10 | 1 | 09:01-09:15 | 0 | 1
|  | 10 | 1 | 09:16-09:30 | 0 | 1
|  | 10 | 1 | 09:31-09:45 | 0 | 1
|  | 10 | 1 | 09:46-10:00 | 0 | 1
|  | 10 | 1 | 10:01-10:15 | 0 | 1
|  | 10 | 1 | 10:16-10:30 | 0 | 1
|  | 10 | 1 | 10:31-10:45 | 0 | 1
|  | 10 | 1 | 10:46-11:00 | 0 | 1
|  | 10 | 1 | 11:01-11:15 | 0 | 1
|  | 10 | 1 | 11:16-11:30 | 0 | 1
|  | 10 | 1 | 11:31-11:45 | 0 | 1
|  | 10 | 1 | 11:46-12:00 | 0 | 1
|  | 10 | 1 | 12:01-12:15 | 0 | 1
|  | 10 | 1 | 12:16-12:30 | 0 | 1
|  | 10 | 1 | 12:31-12:45 | 0 | 1
|  | 10 | 1 | 12:46-13:00 | 0 | 1
|  | 10 | 1 | 13:01-13:15 | 0 | 1
|  | 10 | 1 | 13:16-13:30 | 0 | 1
|  | 10 | 1 | 13:31-13:45 | 0 | 1
|  | 10 | 1 | 13:46-14:00 | 0 | 1
|  | 10 | 1 | 14:01-14:15 | 0 | 1
|  | 10 | 1 | 14:16-14:30 | 0 | 1
|  | 10 | 1 | 14:31-14:45 | 0 | 1
|  | 10 | 1 | 14:46-15:00 | 0 | 1
|  | 10 | 1 | 15:01-15:15 | 0 | 1
|  | 10 | 1 | 15:16-15:30 | 0 | 1
|  | 10 | 1 | 15:31-15:45 | 0 | 1
|  | 10 | 1 | 15:46-16:00 | 0 | 1
|  | 10 | 1 | 16:01-16:15 | 0 | 1
|  | 10 | 1 | 16:16-16:30 | 0 | 1
|  | 10 | 1 | 16:31-16:45 | 0 | 1
|  | 10 | 1 | 16:46-17:00 | 0 | 1
|  | 10 | 1 | 17:01-17:15 | 0 | 1
|  | 10 | 1 | 17:16-17:30 | 0 | 1
|  | 10 | 1 | 17:31-17:45 | 0 | 1
|  | 10 | 1 | 17:46-18:00 | 0 | 1
|  | 10 | 1 | 18:01-18:15 | 0 | 1
|  | 10 | 1 | 18:16-18:30 | 0 | 1
|  | 10 | 1 | 18:31-18:45 | 0 | 1
|  | 10 | 1 | 18:46-19:00 | 0 | 1
|  | 10 | 1 | 19:01-19:15 | 0 | 1
|  | 10 | 1 | 19:16-19:30 | 0 | 1
|  | 10 | 1 | 19:31-19:45 | 0 | 1
|  | 10 | 1 | 19:46-20:00 | 0 | 1
|  | 10 | 1 | 20:01-20:15 | 0 | 1
|  | 10 | 1 | 20:16-20:30 | 0 | 1
|  | 10 | 1 | 20:31-20:45 | 0 | 1
|  | 10 | 1 | 20:46-21:00 | 0 | 1
|  | 10 | 1 | 21:01-21:15 | 0 | 1
|  | 10 | 1 | 21:16-21:30 | 0 | 1
|  | 10 | 1 | 21:31-21:45 | 0 | 1
|  | 10 | 1 | 21:46-22:00 | 0 | 1
|  | 10 | 1 | 22:01-22:15 | 0 | 1
|  | 10 | 1 | 22:16-22:30 | 0 | 1
|  | 10 | 1 | 22:31-22:45 | 0 | 1
|  | 10 | 1 | 22:46-23:00 | 0 | 1
|  | 10 | 1 | 23:01-23:15 | 0 | 1
|  | 10 | 1 | 23:16-23:30 | 0 | 1
|  | 10 | 1 | 23:31-23:45 | 0 | 1
|  | 10 | 1 | 23:46-24:00 | 0 | 1
|  | 10 | 2 | 00:01-00:15 | 1 | 1
|  | 10 | 2 | 00:16-00:30 | 1 | 1
|  | 10 | 2 | 00:31-00:45 | 1 | 1
|  | 10 | 2 | 00:46-01:00 | 1 | 1
|  | 10 | 2 | 01:01-01:15 | 1 | 1
|  | 10 | 2 | 01:16-01:30 | 1 | 1
|  | 10 | 2 | 01:31-01:45 | 1 | 1
|  | 10 | 2 | 01:46-02:00 | 1 | 1
|  | 10 | 2 | 02:01-02:15 | 1 | 1
|  | 10 | 2 | 02:16-02:30 | 1 | 1
|  | 10 | 2 | 02:31-02:45 | 1 | 1
|  | 10 | 2 | 02:46-03:00 | 1 | 1
|  | 10 | 2 | 03:01-03:15 | 1 | 1
|  | 10 | 2 | 03:16-03:30 | 1 | 1
|  | 10 | 2 | 03:31-03:45 | 1 | 1
|  | 10 | 2 | 03:46-04:00 | 1 | 1
|  | 10 | 2 | 04:01-04:15 | 1 | 1
|  | 10 | 2 | 04:16-04:30 | 1 | 1
|  | 10 | 2 | 04:31-04:45 | 1 | 1
|  | 10 | 2 | 04:46-05:00 | 1 | 1
|  | 10 | 2 | 05:01-05:15 | 1 | 1
|  | 10 | 2 | 05:16-05:30 | 1 | 1
|  | 10 | 2 | 05:31-05:45 | 1 | 1
|  | 10 | 2 | 05:46-06:00 | 1 | 1
|  | 10 | 2 | 06:01-06:15 | 1 | 1
|  | 10 | 2 | 06:16-06:30 | 1 | 1
|  | 10 | 2 | 06:31-06:45 | 1 | 1
|  | 10 | 2 | 06:46-07:00 | 1 | 1
|  | 10 | 2 | 07:01-07:15 | 1 | 1
|  | 10 | 2 | 07:16-07:30 | 1 | 1
|  | 10 | 2 | 07:31-07:45 | 1 | 1
|  | 10 | 2 | 07:46-08:00 | 1 | 1
|  | 10 | 2 | 08:01-08:15 | 1 | 1
|  | 10 | 2 | 08:16-08:30 | 1 | 1
|  | 10 | 2 | 08:31-08:45 | 1 | 1
|  | 10 | 2 | 08:46-09:00 | 1 | 1
|  | 10 | 2 | 09:01-09:15 | 1 | 1
|  | 10 | 2 | 09:16-09:30 | 1 | 1
|  | 10 | 2 | 09:31-09:45 | 1 | 1
|  | 10 | 2 | 09:46-10:00 | 1 | 1
|  | 10 | 2 | 10:01-10:15 | 1 | 1
|  | 10 | 2 | 10:16-10:30 | 1 | 1
|  | 10 | 2 | 10:31-10:45 | 1 | 1
|  | 10 | 2 | 10:46-11:00 | 1 | 1
|  | 10 | 2 | 11:01-11:15 | 1 | 1
|  | 10 | 2 | 11:16-11:30 | 1 | 1
|  | 10 | 2 | 11:31-11:45 | 1 | 1
|  | 10 | 2 | 11:46-12:00 | 1 | 1
|  | 10 | 2 | 12:01-12:15 | 1 | 1
|  | 10 | 2 | 12:16-12:30 | 1 | 1
|  | 10 | 2 | 12:31-12:45 | 1 | 1
|  | 10 | 2 | 12:46-13:00 | 1 | 1
|  | 10 | 2 | 13:01-13:15 | 1 | 1
|  | 10 | 2 | 13:16-13:30 | 1 | 1
|  | 10 | 2 | 13:31-13:45 | 1 | 1
|  | 10 | 2 | 13:46-14:00 | 1 | 1
|  | 10 | 2 | 14:01-14:15 | 1 | 1
|  | 10 | 2 | 14:16-14:30 | 1 | 1
|  | 10 | 2 | 14:31-14:45 | 1 | 1
|  | 10 | 2 | 14:46-15:00 | 1 | 1
|  | 10 | 2 | 15:01-15:15 | 1 | 1
|  | 10 | 2 | 15:16-15:30 | 1 | 1
|  | 10 | 2 | 15:31-15:45 | 1 | 1
|  | 10 | 2 | 15:46-16:00 | 1 | 1
|  | 10 | 2 | 16:01-16:15 | 1 | 1
|  | 10 | 2 | 16:16-16:30 | 1 | 1
|  | 10 | 2 | 16:31-16:45 | 1 | 1
|  | 10 | 2 | 16:46-17:00 | 1 | 1
|  | 10 | 2 | 17:01-17:15 | 1 | 1
|  | 10 | 2 | 17:16-17:30 | 1 | 1
|  | 10 | 2 | 17:31-17:45 | 1 | 1
|  | 10 | 2 | 17:46-18:00 | 1 | 1
|  | 10 | 2 | 18:01-18:15 | 1 | 1
|  | 10 | 2 | 18:16-18:30 | 1 | 1
|  | 10 | 2 | 18:31-18:45 | 1 | 1
|  | 10 | 2 | 18:46-19:00 | 1 | 1
|  | 10 | 2 | 19:01-19:15 | 1 | 1
|  | 10 | 2 | 19:16-19:30 | 1 | 1
|  | 10 | 2 | 19:31-19:45 | 1 | 1
|  | 10 | 2 | 19:46-20:00 | 1 | 1
|  | 10 | 2 | 20:01-20:15 | 1 | 1
|  | 10 | 2 | 20:16-20:30 | 1 | 1
|  | 10 | 2 | 20:31-20:45 | 1 | 1
|  | 10 | 2 | 20:46-21:00 | 1 | 1
|  | 10 | 2 | 21:01-21:15 | 1 | 1
|  | 10 | 2 | 21:16-21:30 | 1 | 1
|  | 10 | 2 | 21:31-21:45 | 1 | 1
|  | 10 | 2 | 21:46-22:00 | 1 | 1
|  | 10 | 2 | 22:01-22:15 | 1 | 1
|  | 10 | 2 | 22:16-22:30 | 1 | 1
|  | 10 | 2 | 22:31-22:45 | 1 | 1
|  | 10 | 2 | 22:46-23:00 | 1 | 1
|  | 10 | 2 | 23:01-23:15 | 1 | 1
|  | 10 | 2 | 23:16-23:30 | 1 | 1
|  | 10 | 2 | 23:31-23:45 | 1 | 1
|  | 10 | 2 | 23:46-24:00 | 1 | 1
|  | 10 | 3 | 00:01-00:15 | 1 | 1
|  | 10 | 3 | 00:16-00:30 | 1 | 1
|  | 10 | 3 | 00:31-00:45 | 1 | 1
|  | 10 | 3 | 00:46-01:00 | 1 | 1
|  | 10 | 3 | 01:01-01:15 | 1 | 1
|  | 10 | 3 | 01:16-01:30 | 1 | 1
|  | 10 | 3 | 01:31-01:45 | 1 | 1
|  | 10 | 3 | 01:46-02:00 | 1 | 1
|  | 10 | 3 | 02:01-02:15 | 1 | 1
|  | 10 | 3 | 02:16-02:30 | 1 | 1
|  | 10 | 3 | 02:31-02:45 | 1 | 1
|  | 10 | 3 | 02:46-03:00 | 1 | 1
|  | 10 | 3 | 03:01-03:15 | 1 | 1
|  | 10 | 3 | 03:16-03:30 | 1 | 1
|  | 10 | 3 | 03:31-03:45 | 1 | 1
|  | 10 | 3 | 03:46-04:00 | 1 | 1
|  | 10 | 3 | 04:01-04:15 | 1 | 1
|  | 10 | 3 | 04:16-04:30 | 1 | 1
|  | 10 | 3 | 04:31-04:45 | 1 | 1
|  | 10 | 3 | 04:46-05:00 | 1 | 1
|  | 10 | 3 | 05:01-05:15 | 1 | 1
|  | 10 | 3 | 05:16-05:30 | 1 | 1
|  | 10 | 3 | 05:31-05:45 | 1 | 1
|  | 10 | 3 | 05:46-06:00 | 1 | 1
|  | 10 | 3 | 06:01-06:15 | 1 | 1
|  | 10 | 3 | 06:16-06:30 | 1 | 1
|  | 10 | 3 | 06:31-06:45 | 1 | 1
|  | 10 | 3 | 06:46-07:00 | 1 | 1
|  | 10 | 3 | 07:01-07:15 | 1 | 1
|  | 10 | 3 | 07:16-07:30 | 1 | 1
|  | 10 | 3 | 07:31-07:45 | 1 | 1
|  | 10 | 3 | 07:46-08:00 | 1 | 1
|  | 10 | 3 | 08:01-08:15 | 1 | 1
|  | 10 | 3 | 08:16-08:30 | 1 | 1
|  | 10 | 3 | 08:31-08:45 | 1 | 1
|  | 10 | 3 | 08:46-09:00 | 1 | 1
|  | 10 | 3 | 09:01-09:15 | 1 | 1
|  | 10 | 3 | 09:16-09:30 | 1 | 1
|  | 10 | 3 | 09:31-09:45 | 1 | 1
|  | 10 | 3 | 09:46-10:00 | 1 | 1
|  | 10 | 3 | 10:01-10:15 | 1 | 1
|  | 10 | 3 | 10:16-10:30 | 1 | 1
|  | 10 | 3 | 10:31-10:45 | 1 | 1
|  | 10 | 3 | 10:46-11:00 | 1 | 1
|  | 10 | 3 | 11:01-11:15 | 1 | 1
|  | 10 | 3 | 11:16-11:30 | 1 | 1
|  | 10 | 3 | 11:31-11:45 | 1 | 1
|  | 10 | 3 | 11:46-12:00 | 1 | 1
|  | 10 | 3 | 12:01-12:15 | 1 | 1
|  | 10 | 3 | 12:16-12:30 | 1 | 1
|  | 10 | 3 | 12:31-12:45 | 1 | 1
|  | 10 | 3 | 12:46-13:00 | 1 | 1
|  | 10 | 3 | 13:01-13:15 | 1 | 1
|  | 10 | 3 | 13:16-13:30 | 1 | 1
|  | 10 | 3 | 13:31-13:45 | 1 | 1
|  | 10 | 3 | 13:46-14:00 | 1 | 1
|  | 10 | 3 | 14:01-14:15 | 1 | 1
|  | 10 | 3 | 14:16-14:30 | 1 | 1
|  | 10 | 3 | 14:31-14:45 | 1 | 1
|  | 10 | 3 | 14:46-15:00 | 1 | 1
|  | 10 | 3 | 15:01-15:15 | 1 | 1
|  | 10 | 3 | 15:16-15:30 | 1 | 1
|  | 10 | 3 | 15:31-15:45 | 1 | 1
|  | 10 | 3 | 15:46-16:00 | 1 | 1
|  | 10 | 3 | 16:01-16:15 | 1 | 1
|  | 10 | 3 | 16:16-16:30 | 1 | 1
|  | 10 | 3 | 16:31-16:45 | 1 | 1
|  | 10 | 3 | 16:46-17:00 | 1 | 1
|  | 10 | 3 | 17:01-17:15 | 1 | 1
|  | 10 | 3 | 17:16-17:30 | 1 | 1
|  | 10 | 3 | 17:31-17:45 | 1 | 1
|  | 10 | 3 | 17:46-18:00 | 1 | 1
|  | 10 | 3 | 18:01-18:15 | 1 | 1
|  | 10 | 3 | 18:16-18:30 | 1 | 1
|  | 10 | 3 | 18:31-18:45 | 1 | 1
|  | 10 | 3 | 18:46-19:00 | 1 | 1
|  | 10 | 3 | 19:01-19:15 | 1 | 1
|  | 10 | 3 | 19:16-19:30 | 1 | 1
|  | 10 | 3 | 19:31-19:45 | 1 | 1
|  | 10 | 3 | 19:46-20:00 | 1 | 1
|  | 10 | 3 | 20:01-20:15 | 1 | 1
|  | 10 | 3 | 20:16-20:30 | 1 | 1
|  | 10 | 3 | 20:31-20:45 | 1 | 1
|  | 10 | 3 | 20:46-21:00 | 1 | 1
|  | 10 | 3 | 21:01-21:15 | 1 | 1
|  | 10 | 3 | 21:16-21:30 | 1 | 1
|  | 10 | 3 | 21:31-21:45 | 1 | 1
|  | 10 | 3 | 21:46-22:00 | 1 | 1
|  | 10 | 3 | 22:01-22:15 | 1 | 1
|  | 10 | 3 | 22:16-22:30 | 1 | 1
|  | 10 | 3 | 22:31-22:45 | 1 | 1
|  | 10 | 3 | 22:46-23:00 | 1 | 1
|  | 10 | 3 | 23:01-23:15 | 1 | 1
|  | 10 | 3 | 23:16-23:30 | 1 | 1
|  | 10 | 3 | 23:31-23:45 | 1 | 1
|  | 10 | 3 | 23:46-24:00 | 1 | 1
|  | 10 | 4 | 00:01-00:15 | 1 | 1
|  | 10 | 4 | 00:16-00:30 | 1 | 1
|  | 10 | 4 | 00:31-00:45 | 1 | 1
|  | 10 | 4 | 00:46-01:00 | 1 | 1
|  | 10 | 4 | 01:01-01:15 | 1 | 1
|  | 10 | 4 | 01:16-01:30 | 1 | 1
|  | 10 | 4 | 01:31-01:45 | 1 | 1
|  | 10 | 4 | 01:46-02:00 | 1 | 1
|  | 10 | 4 | 02:01-02:15 | 1 | 1
|  | 10 | 4 | 02:16-02:30 | 1 | 1
|  | 10 | 4 | 02:31-02:45 | 1 | 1
|  | 10 | 4 | 02:46-03:00 | 1 | 1
|  | 10 | 4 | 03:01-03:15 | 1 | 1
|  | 10 | 4 | 03:16-03:30 | 1 | 1
|  | 10 | 4 | 03:31-03:45 | 1 | 1
|  | 10 | 4 | 03:46-04:00 | 1 | 1
|  | 10 | 4 | 04:01-04:15 | 1 | 1
|  | 10 | 4 | 04:16-04:30 | 1 | 1
|  | 10 | 4 | 04:31-04:45 | 1 | 1
|  | 10 | 4 | 04:46-05:00 | 1 | 1
|  | 10 | 4 | 05:01-05:15 | 1 | 1
|  | 10 | 4 | 05:16-05:30 | 1 | 1
|  | 10 | 4 | 05:31-05:45 | 1 | 1
|  | 10 | 4 | 05:46-06:00 | 1 | 1
|  | 10 | 4 | 06:01-06:15 | 1 | 1
|  | 10 | 4 | 06:16-06:30 | 1 | 1
|  | 10 | 4 | 06:31-06:45 | 1 | 1
|  | 10 | 4 | 06:46-07:00 | 1 | 1
|  | 10 | 4 | 07:01-07:15 | 1 | 1
|  | 10 | 4 | 07:16-07:30 | 1 | 1
|  | 10 | 4 | 07:31-07:45 | 1 | 1
|  | 10 | 4 | 07:46-08:00 | 1 | 1
|  | 10 | 4 | 08:01-08:15 | 1 | 1
|  | 10 | 4 | 08:16-08:30 | 1 | 1
|  | 10 | 4 | 08:31-08:45 | 1 | 1
|  | 10 | 4 | 08:46-09:00 | 1 | 1
|  | 10 | 4 | 09:01-09:15 | 1 | 1
|  | 10 | 4 | 09:16-09:30 | 1 | 1
|  | 10 | 4 | 09:31-09:45 | 1 | 1
|  | 10 | 4 | 09:46-10:00 | 1 | 1
|  | 10 | 4 | 10:01-10:15 | 1 | 1
|  | 10 | 4 | 10:16-10:30 | 1 | 1
|  | 10 | 4 | 10:31-10:45 | 1 | 1
|  | 10 | 4 | 10:46-11:00 | 1 | 1
|  | 10 | 4 | 11:01-11:15 | 1 | 1
|  | 10 | 4 | 11:16-11:30 | 1 | 1
|  | 10 | 4 | 11:31-11:45 | 1 | 1
|  | 10 | 4 | 11:46-12:00 | 1 | 1
|  | 10 | 4 | 12:01-12:15 | 1 | 1
|  | 10 | 4 | 12:16-12:30 | 1 | 1
|  | 10 | 4 | 12:31-12:45 | 1 | 1
|  | 10 | 4 | 12:46-13:00 | 1 | 1
|  | 10 | 4 | 13:01-13:15 | 1 | 1
|  | 10 | 4 | 13:16-13:30 | 1 | 1
|  | 10 | 4 | 13:31-13:45 | 1 | 1
|  | 10 | 4 | 13:46-14:00 | 1 | 1
|  | 10 | 4 | 14:01-14:15 | 1 | 1
|  | 10 | 4 | 14:16-14:30 | 1 | 1
|  | 10 | 4 | 14:31-14:45 | 1 | 1
|  | 10 | 4 | 14:46-15:00 | 1 | 1
|  | 10 | 4 | 15:01-15:15 | 1 | 1
|  | 10 | 4 | 15:16-15:30 | 1 | 1
|  | 10 | 4 | 15:31-15:45 | 1 | 1
|  | 10 | 4 | 15:46-16:00 | 1 | 1
|  | 10 | 4 | 16:01-16:15 | 1 | 1
|  | 10 | 4 | 16:16-16:30 | 1 | 1
|  | 10 | 4 | 16:31-16:45 | 1 | 1
|  | 10 | 4 | 16:46-17:00 | 1 | 1
|  | 10 | 4 | 17:01-17:15 | 1 | 1
|  | 10 | 4 | 17:16-17:30 | 1 | 1
|  | 10 | 4 | 17:31-17:45 | 1 | 1
|  | 10 | 4 | 17:46-18:00 | 1 | 1
|  | 10 | 4 | 18:01-18:15 | 1 | 1
|  | 10 | 4 | 18:16-18:30 | 1 | 1
|  | 10 | 4 | 18:31-18:45 | 1 | 1
|  | 10 | 4 | 18:46-19:00 | 1 | 1
|  | 10 | 4 | 19:01-19:15 | 1 | 1
|  | 10 | 4 | 19:16-19:30 | 1 | 1
|  | 10 | 4 | 19:31-19:45 | 1 | 1
|  | 10 | 4 | 19:46-20:00 | 1 | 1
|  | 10 | 4 | 20:01-20:15 | 1 | 1
|  | 10 | 4 | 20:16-20:30 | 1 | 1
|  | 10 | 4 | 20:31-20:45 | 1 | 1
|  | 10 | 4 | 20:46-21:00 | 1 | 1
|  | 10 | 4 | 21:01-21:15 | 1 | 1
|  | 10 | 4 | 21:16-21:30 | 1 | 1
|  | 10 | 4 | 21:31-21:45 | 1 | 1
|  | 10 | 4 | 21:46-22:00 | 1 | 1
|  | 10 | 4 | 22:01-22:15 | 1 | 1
|  | 10 | 4 | 22:16-22:30 | 1 | 1
|  | 10 | 4 | 22:31-22:45 | 1 | 1
|  | 10 | 4 | 22:46-23:00 | 1 | 1
|  | 10 | 4 | 23:01-23:15 | 1 | 1
|  | 10 | 4 | 23:16-23:30 | 1 | 1
|  | 10 | 4 | 23:31-23:45 | 1 | 1
|  | 10 | 4 | 23:46-24:00 | 1 | 1
|  | 10 | 5 | 00:01-00:15 | 1 | 1
|  | 10 | 5 | 00:16-00:30 | 1 | 1
|  | 10 | 5 | 00:31-00:45 | 1 | 1
|  | 10 | 5 | 00:46-01:00 | 1 | 1
|  | 10 | 5 | 01:01-01:15 | 1 | 1
|  | 10 | 5 | 01:16-01:30 | 1 | 1
|  | 10 | 5 | 01:31-01:45 | 1 | 1
|  | 10 | 5 | 01:46-02:00 | 1 | 1
|  | 10 | 5 | 02:01-02:15 | 1 | 1
|  | 10 | 5 | 02:16-02:30 | 1 | 1
|  | 10 | 5 | 02:31-02:45 | 1 | 1
|  | 10 | 5 | 02:46-03:00 | 1 | 1
|  | 10 | 5 | 03:01-03:15 | 1 | 1
|  | 10 | 5 | 03:16-03:30 | 1 | 1
|  | 10 | 5 | 03:31-03:45 | 1 | 1
|  | 10 | 5 | 03:46-04:00 | 1 | 1
|  | 10 | 5 | 04:01-04:15 | 1 | 1
|  | 10 | 5 | 04:16-04:30 | 1 | 1
|  | 10 | 5 | 04:31-04:45 | 1 | 1
|  | 10 | 5 | 04:46-05:00 | 1 | 1
|  | 10 | 5 | 05:01-05:15 | 1 | 1
|  | 10 | 5 | 05:16-05:30 | 1 | 1
|  | 10 | 5 | 05:31-05:45 | 1 | 1
|  | 10 | 5 | 05:46-06:00 | 1 | 1
|  | 10 | 5 | 06:01-06:15 | 1 | 1
|  | 10 | 5 | 06:16-06:30 | 1 | 1
|  | 10 | 5 | 06:31-06:45 | 1 | 1
|  | 10 | 5 | 06:46-07:00 | 1 | 1
|  | 10 | 5 | 07:01-07:15 | 1 | 1
|  | 10 | 5 | 07:16-07:30 | 1 | 1
|  | 10 | 5 | 07:31-07:45 | 1 | 1
|  | 10 | 5 | 07:46-08:00 | 1 | 1
|  | 10 | 5 | 08:01-08:15 | 1 | 1
|  | 10 | 5 | 08:16-08:30 | 1 | 1
|  | 10 | 5 | 08:31-08:45 | 1 | 1
|  | 10 | 5 | 08:46-09:00 | 1 | 1
|  | 10 | 5 | 09:01-09:15 | 1 | 1
|  | 10 | 5 | 09:16-09:30 | 1 | 1
|  | 10 | 5 | 09:31-09:45 | 1 | 1
|  | 10 | 5 | 09:46-10:00 | 1 | 1
|  | 10 | 5 | 10:01-10:15 | 1 | 1
|  | 10 | 5 | 10:16-10:30 | 1 | 1
|  | 10 | 5 | 10:31-10:45 | 1 | 1
|  | 10 | 5 | 10:46-11:00 | 1 | 1
|  | 10 | 5 | 11:01-11:15 | 1 | 1
|  | 10 | 5 | 11:16-11:30 | 1 | 1
|  | 10 | 5 | 11:31-11:45 | 1 | 1
|  | 10 | 5 | 11:46-12:00 | 1 | 1
|  | 10 | 5 | 12:01-12:15 | 1 | 1
|  | 10 | 5 | 12:16-12:30 | 1 | 1
|  | 10 | 5 | 12:31-12:45 | 1 | 1
|  | 10 | 5 | 12:46-13:00 | 1 | 1
|  | 10 | 5 | 13:01-13:15 | 1 | 1
|  | 10 | 5 | 13:16-13:30 | 1 | 1
|  | 10 | 5 | 13:31-13:45 | 1 | 1
|  | 10 | 5 | 13:46-14:00 | 1 | 1
|  | 10 | 5 | 14:01-14:15 | 1 | 1
|  | 10 | 5 | 14:16-14:30 | 1 | 1
|  | 10 | 5 | 14:31-14:45 | 1 | 1
|  | 10 | 5 | 14:46-15:00 | 1 | 1
|  | 10 | 5 | 15:01-15:15 | 1 | 1
|  | 10 | 5 | 15:16-15:30 | 1 | 1
|  | 10 | 5 | 15:31-15:45 | 1 | 1
|  | 10 | 5 | 15:46-16:00 | 1 | 1
|  | 10 | 5 | 16:01-16:15 | 1 | 1
|  | 10 | 5 | 16:16-16:30 | 1 | 1
|  | 10 | 5 | 16:31-16:45 | 1 | 1
|  | 10 | 5 | 16:46-17:00 | 1 | 1
|  | 10 | 5 | 17:01-17:15 | 1 | 1
|  | 10 | 5 | 17:16-17:30 | 1 | 1
|  | 10 | 5 | 17:31-17:45 | 1 | 1
|  | 10 | 5 | 17:46-18:00 | 1 | 1
|  | 10 | 5 | 18:01-18:15 | 1 | 1
|  | 10 | 5 | 18:16-18:30 | 1 | 1
|  | 10 | 5 | 18:31-18:45 | 1 | 1
|  | 10 | 5 | 18:46-19:00 | 1 | 1
|  | 10 | 5 | 19:01-19:15 | 1 | 1
|  | 10 | 5 | 19:16-19:30 | 1 | 1
|  | 10 | 5 | 19:31-19:45 | 1 | 1
|  | 10 | 5 | 19:46-20:00 | 1 | 1
|  | 10 | 5 | 20:01-20:15 | 1 | 1
|  | 10 | 5 | 20:16-20:30 | 1 | 1
|  | 10 | 5 | 20:31-20:45 | 1 | 1
|  | 10 | 5 | 20:46-21:00 | 1 | 1
|  | 10 | 5 | 21:01-21:15 | 1 | 1
|  | 10 | 5 | 21:16-21:30 | 1 | 1
|  | 10 | 5 | 21:31-21:45 | 1 | 1
|  | 10 | 5 | 21:46-22:00 | 1 | 1
|  | 10 | 5 | 22:01-22:15 | 1 | 1
|  | 10 | 5 | 22:16-22:30 | 1 | 1
|  | 10 | 5 | 22:31-22:45 | 1 | 1
|  | 10 | 5 | 22:46-23:00 | 1 | 1
|  | 10 | 5 | 23:01-23:15 | 1 | 1
|  | 10 | 5 | 23:16-23:30 | 1 | 1
|  | 10 | 5 | 23:31-23:45 | 1 | 1
|  | 10 | 5 | 23:46-24:00 | 1 | 1
|  | 10 | 6 | 00:01-00:15 | 1 | 1
|  | 10 | 6 | 00:16-00:30 | 1 | 1
|  | 10 | 6 | 00:31-00:45 | 1 | 1
|  | 10 | 6 | 00:46-01:00 | 1 | 1
|  | 10 | 6 | 01:01-01:15 | 1 | 1
|  | 10 | 6 | 01:16-01:30 | 1 | 1
|  | 10 | 6 | 01:31-01:45 | 1 | 1
|  | 10 | 6 | 01:46-02:00 | 1 | 1
|  | 10 | 6 | 02:01-02:15 | 1 | 1
|  | 10 | 6 | 02:16-02:30 | 1 | 1
|  | 10 | 6 | 02:31-02:45 | 1 | 1
|  | 10 | 6 | 02:46-03:00 | 1 | 1
|  | 10 | 6 | 03:01-03:15 | 1 | 1
|  | 10 | 6 | 03:16-03:30 | 1 | 1
|  | 10 | 6 | 03:31-03:45 | 1 | 1
|  | 10 | 6 | 03:46-04:00 | 1 | 1
|  | 10 | 6 | 04:01-04:15 | 1 | 1
|  | 10 | 6 | 04:16-04:30 | 1 | 1
|  | 10 | 6 | 04:31-04:45 | 1 | 1
|  | 10 | 6 | 04:46-05:00 | 1 | 1
|  | 10 | 6 | 05:01-05:15 | 1 | 1
|  | 10 | 6 | 05:16-05:30 | 1 | 1
|  | 10 | 6 | 05:31-05:45 | 1 | 1
|  | 10 | 6 | 05:46-06:00 | 1 | 1
|  | 10 | 6 | 06:01-06:15 | 1 | 1
|  | 10 | 6 | 06:16-06:30 | 1 | 1
|  | 10 | 6 | 06:31-06:45 | 1 | 1
|  | 10 | 6 | 06:46-07:00 | 1 | 1
|  | 10 | 6 | 07:01-07:15 | 1 | 1
|  | 10 | 6 | 07:16-07:30 | 1 | 1
|  | 10 | 6 | 07:31-07:45 | 1 | 1
|  | 10 | 6 | 07:46-08:00 | 1 | 1
|  | 10 | 6 | 08:01-08:15 | 1 | 1
|  | 10 | 6 | 08:16-08:30 | 1 | 1
|  | 10 | 6 | 08:31-08:45 | 1 | 1
|  | 10 | 6 | 08:46-09:00 | 1 | 1
|  | 10 | 6 | 09:01-09:15 | 1 | 1
|  | 10 | 6 | 09:16-09:30 | 1 | 1
|  | 10 | 6 | 09:31-09:45 | 1 | 1
|  | 10 | 6 | 09:46-10:00 | 1 | 1
|  | 10 | 6 | 10:01-10:15 | 1 | 1
|  | 10 | 6 | 10:16-10:30 | 1 | 1
|  | 10 | 6 | 10:31-10:45 | 1 | 1
|  | 10 | 6 | 10:46-11:00 | 1 | 1
|  | 10 | 6 | 11:01-11:15 | 1 | 1
|  | 10 | 6 | 11:16-11:30 | 1 | 1
|  | 10 | 6 | 11:31-11:45 | 1 | 1
|  | 10 | 6 | 11:46-12:00 | 1 | 1
|  | 10 | 6 | 12:01-12:15 | 1 | 1
|  | 10 | 6 | 12:16-12:30 | 1 | 1
|  | 10 | 6 | 12:31-12:45 | 1 | 1
|  | 10 | 6 | 12:46-13:00 | 1 | 1
|  | 10 | 6 | 13:01-13:15 | 1 | 1
|  | 10 | 6 | 13:16-13:30 | 1 | 1
|  | 10 | 6 | 13:31-13:45 | 1 | 1
|  | 10 | 6 | 13:46-14:00 | 1 | 1
|  | 10 | 6 | 14:01-14:15 | 1 | 1
|  | 10 | 6 | 14:16-14:30 | 1 | 1
|  | 10 | 6 | 14:31-14:45 | 1 | 1
|  | 10 | 6 | 14:46-15:00 | 1 | 1
|  | 10 | 6 | 15:01-15:15 | 1 | 1
|  | 10 | 6 | 15:16-15:30 | 1 | 1
|  | 10 | 6 | 15:31-15:45 | 1 | 1
|  | 10 | 6 | 15:46-16:00 | 1 | 1
|  | 10 | 6 | 16:01-16:15 | 1 | 1
|  | 10 | 6 | 16:16-16:30 | 1 | 1
|  | 10 | 6 | 16:31-16:45 | 1 | 1
|  | 10 | 6 | 16:46-17:00 | 1 | 1
|  | 10 | 6 | 17:01-17:15 | 1 | 1
|  | 10 | 6 | 17:16-17:30 | 1 | 1
|  | 10 | 6 | 17:31-17:45 | 1 | 1
|  | 10 | 6 | 17:46-18:00 | 1 | 1
|  | 10 | 6 | 18:01-18:15 | 1 | 1
|  | 10 | 6 | 18:16-18:30 | 1 | 1
|  | 10 | 6 | 18:31-18:45 | 1 | 1
|  | 10 | 6 | 18:46-19:00 | 1 | 1
|  | 10 | 6 | 19:01-19:15 | 1 | 1
|  | 10 | 6 | 19:16-19:30 | 1 | 1
|  | 10 | 6 | 19:31-19:45 | 1 | 1
|  | 10 | 6 | 19:46-20:00 | 1 | 1
|  | 10 | 6 | 20:01-20:15 | 1 | 1
|  | 10 | 6 | 20:16-20:30 | 1 | 1
|  | 10 | 6 | 20:31-20:45 | 1 | 1
|  | 10 | 6 | 20:46-21:00 | 1 | 1
|  | 10 | 6 | 21:01-21:15 | 1 | 1
|  | 10 | 6 | 21:16-21:30 | 1 | 1
|  | 10 | 6 | 21:31-21:45 | 1 | 1
|  | 10 | 6 | 21:46-22:00 | 1 | 1
|  | 10 | 6 | 22:01-22:15 | 1 | 1
|  | 10 | 6 | 22:16-22:30 | 1 | 1
|  | 10 | 6 | 22:31-22:45 | 1 | 1
|  | 10 | 6 | 22:46-23:00 | 1 | 1
|  | 10 | 6 | 23:01-23:15 | 1 | 1
|  | 10 | 6 | 23:16-23:30 | 1 | 1
|  | 10 | 6 | 23:31-23:45 | 1 | 1
|  | 10 | 6 | 23:46-24:00 | 1 | 1
|  | 10 | 7 | 00:01-00:15 | 0 | 1
|  | 10 | 7 | 00:16-00:30 | 0 | 1
|  | 10 | 7 | 00:31-00:45 | 0 | 1
|  | 10 | 7 | 00:46-01:00 | 0 | 1
|  | 10 | 7 | 01:01-01:15 | 0 | 1
|  | 10 | 7 | 01:16-01:30 | 0 | 1
|  | 10 | 7 | 01:31-01:45 | 0 | 1
|  | 10 | 7 | 01:46-02:00 | 0 | 1
|  | 10 | 7 | 02:01-02:15 | 0 | 1
|  | 10 | 7 | 02:16-02:30 | 0 | 1
|  | 10 | 7 | 02:31-02:45 | 0 | 1
|  | 10 | 7 | 02:46-03:00 | 0 | 1
|  | 10 | 7 | 03:01-03:15 | 0 | 1
|  | 10 | 7 | 03:16-03:30 | 0 | 1
|  | 10 | 7 | 03:31-03:45 | 0 | 1
|  | 10 | 7 | 03:46-04:00 | 0 | 1
|  | 10 | 7 | 04:01-04:15 | 0 | 1
|  | 10 | 7 | 04:16-04:30 | 0 | 1
|  | 10 | 7 | 04:31-04:45 | 0 | 1
|  | 10 | 7 | 04:46-05:00 | 0 | 1
|  | 10 | 7 | 05:01-05:15 | 0 | 1
|  | 10 | 7 | 05:16-05:30 | 0 | 1
|  | 10 | 7 | 05:31-05:45 | 0 | 1
|  | 10 | 7 | 05:46-06:00 | 0 | 1
|  | 10 | 7 | 06:01-06:15 | 0 | 1
|  | 10 | 7 | 06:16-06:30 | 0 | 1
|  | 10 | 7 | 06:31-06:45 | 0 | 1
|  | 10 | 7 | 06:46-07:00 | 0 | 1
|  | 10 | 7 | 07:01-07:15 | 0 | 1
|  | 10 | 7 | 07:16-07:30 | 0 | 1
|  | 10 | 7 | 07:31-07:45 | 0 | 1
|  | 10 | 7 | 07:46-08:00 | 0 | 1
|  | 10 | 7 | 08:01-08:15 | 0 | 1
|  | 10 | 7 | 08:16-08:30 | 0 | 1
|  | 10 | 7 | 08:31-08:45 | 0 | 1
|  | 10 | 7 | 08:46-09:00 | 0 | 1
|  | 10 | 7 | 09:01-09:15 | 0 | 1
|  | 10 | 7 | 09:16-09:30 | 0 | 1
|  | 10 | 7 | 09:31-09:45 | 0 | 1
|  | 10 | 7 | 09:46-10:00 | 0 | 1
|  | 10 | 7 | 10:01-10:15 | 0 | 1
|  | 10 | 7 | 10:16-10:30 | 0 | 1
|  | 10 | 7 | 10:31-10:45 | 0 | 1
|  | 10 | 7 | 10:46-11:00 | 0 | 1
|  | 10 | 7 | 11:01-11:15 | 0 | 1
|  | 10 | 7 | 11:16-11:30 | 0 | 1
|  | 10 | 7 | 11:31-11:45 | 0 | 1
|  | 10 | 7 | 11:46-12:00 | 0 | 1
|  | 10 | 7 | 12:01-12:15 | 0 | 1
|  | 10 | 7 | 12:16-12:30 | 0 | 1
|  | 10 | 7 | 12:31-12:45 | 0 | 1
|  | 10 | 7 | 12:46-13:00 | 0 | 1
|  | 10 | 7 | 13:01-13:15 | 0 | 1
|  | 10 | 7 | 13:16-13:30 | 0 | 1
|  | 10 | 7 | 13:31-13:45 | 0 | 1
|  | 10 | 7 | 13:46-14:00 | 0 | 1
|  | 10 | 7 | 14:01-14:15 | 0 | 1
|  | 10 | 7 | 14:16-14:30 | 0 | 1
|  | 10 | 7 | 14:31-14:45 | 0 | 1
|  | 10 | 7 | 14:46-15:00 | 0 | 1
|  | 10 | 7 | 15:01-15:15 | 0 | 1
|  | 10 | 7 | 15:16-15:30 | 0 | 1
|  | 10 | 7 | 15:31-15:45 | 0 | 1
|  | 10 | 7 | 15:46-16:00 | 0 | 1
|  | 10 | 7 | 16:01-16:15 | 0 | 1
|  | 10 | 7 | 16:16-16:30 | 0 | 1
|  | 10 | 7 | 16:31-16:45 | 0 | 1
|  | 10 | 7 | 16:46-17:00 | 0 | 1
|  | 10 | 7 | 17:01-17:15 | 0 | 1
|  | 10 | 7 | 17:16-17:30 | 0 | 1
|  | 10 | 7 | 17:31-17:45 | 0 | 1
|  | 10 | 7 | 17:46-18:00 | 0 | 1
|  | 10 | 7 | 18:01-18:15 | 0 | 1
|  | 10 | 7 | 18:16-18:30 | 0 | 1
|  | 10 | 7 | 18:31-18:45 | 0 | 1
|  | 10 | 7 | 18:46-19:00 | 0 | 1
|  | 10 | 7 | 19:01-19:15 | 0 | 1
|  | 10 | 7 | 19:16-19:30 | 0 | 1
|  | 10 | 7 | 19:31-19:45 | 0 | 1
|  | 10 | 7 | 19:46-20:00 | 0 | 1
|  | 10 | 7 | 20:01-20:15 | 0 | 1
|  | 10 | 7 | 20:16-20:30 | 0 | 1
|  | 10 | 7 | 20:31-20:45 | 0 | 1
|  | 10 | 7 | 20:46-21:00 | 0 | 1
|  | 10 | 7 | 21:01-21:15 | 0 | 1
|  | 10 | 7 | 21:16-21:30 | 0 | 1
|  | 10 | 7 | 21:31-21:45 | 0 | 1
|  | 10 | 7 | 21:46-22:00 | 0 | 1
|  | 10 | 7 | 22:01-22:15 | 0 | 1
|  | 10 | 7 | 22:16-22:30 | 0 | 1
|  | 10 | 7 | 22:31-22:45 | 0 | 1
|  | 10 | 7 | 22:46-23:00 | 0 | 1
|  | 10 | 7 | 23:01-23:15 | 0 | 1
|  | 10 | 7 | 23:16-23:30 | 0 | 1
|  | 10 | 7 | 23:31-23:45 | 0 | 1
|  | 10 | 7 | 23:46-24:00 | 0 | 1
|  | 10 | 8 | 00:01-00:15 | 0 | 1
|  | 10 | 8 | 00:16-00:30 | 0 | 1
|  | 10 | 8 | 00:31-00:45 | 0 | 1
|  | 10 | 8 | 00:46-01:00 | 0 | 1
|  | 10 | 8 | 01:01-01:15 | 0 | 1
|  | 10 | 8 | 01:16-01:30 | 0 | 1
|  | 10 | 8 | 01:31-01:45 | 0 | 1
|  | 10 | 8 | 01:46-02:00 | 0 | 1
|  | 10 | 8 | 02:01-02:15 | 0 | 1
|  | 10 | 8 | 02:16-02:30 | 0 | 1
|  | 10 | 8 | 02:31-02:45 | 0 | 1
|  | 10 | 8 | 02:46-03:00 | 0 | 1
|  | 10 | 8 | 03:01-03:15 | 0 | 1
|  | 10 | 8 | 03:16-03:30 | 0 | 1
|  | 10 | 8 | 03:31-03:45 | 0 | 1
|  | 10 | 8 | 03:46-04:00 | 0 | 1
|  | 10 | 8 | 04:01-04:15 | 0 | 1
|  | 10 | 8 | 04:16-04:30 | 0 | 1
|  | 10 | 8 | 04:31-04:45 | 0 | 1
|  | 10 | 8 | 04:46-05:00 | 0 | 1
|  | 10 | 8 | 05:01-05:15 | 0 | 1
|  | 10 | 8 | 05:16-05:30 | 0 | 1
|  | 10 | 8 | 05:31-05:45 | 0 | 1
|  | 10 | 8 | 05:46-06:00 | 0 | 1
|  | 10 | 8 | 06:01-06:15 | 0 | 1
|  | 10 | 8 | 06:16-06:30 | 0 | 1
|  | 10 | 8 | 06:31-06:45 | 0 | 1
|  | 10 | 8 | 06:46-07:00 | 0 | 1
|  | 10 | 8 | 07:01-07:15 | 0 | 1
|  | 10 | 8 | 07:16-07:30 | 0 | 1
|  | 10 | 8 | 07:31-07:45 | 0 | 1
|  | 10 | 8 | 07:46-08:00 | 0 | 1
|  | 10 | 8 | 08:01-08:15 | 0 | 1
|  | 10 | 8 | 08:16-08:30 | 0 | 1
|  | 10 | 8 | 08:31-08:45 | 0 | 1
|  | 10 | 8 | 08:46-09:00 | 0 | 1
|  | 10 | 8 | 09:01-09:15 | 0 | 1
|  | 10 | 8 | 09:16-09:30 | 0 | 1
|  | 10 | 8 | 09:31-09:45 | 0 | 1
|  | 10 | 8 | 09:46-10:00 | 0 | 1
|  | 10 | 8 | 10:01-10:15 | 0 | 1
|  | 10 | 8 | 10:16-10:30 | 0 | 1
|  | 10 | 8 | 10:31-10:45 | 0 | 1
|  | 10 | 8 | 10:46-11:00 | 0 | 1
|  | 10 | 8 | 11:01-11:15 | 0 | 1
|  | 10 | 8 | 11:16-11:30 | 0 | 1
|  | 10 | 8 | 11:31-11:45 | 0 | 1
|  | 10 | 8 | 11:46-12:00 | 0 | 1
|  | 10 | 8 | 12:01-12:15 | 0 | 1
|  | 10 | 8 | 12:16-12:30 | 0 | 1
|  | 10 | 8 | 12:31-12:45 | 0 | 1
|  | 10 | 8 | 12:46-13:00 | 0 | 1
|  | 10 | 8 | 13:01-13:15 | 0 | 1
|  | 10 | 8 | 13:16-13:30 | 0 | 1
|  | 10 | 8 | 13:31-13:45 | 0 | 1
|  | 10 | 8 | 13:46-14:00 | 0 | 1
|  | 10 | 8 | 14:01-14:15 | 0 | 1
|  | 10 | 8 | 14:16-14:30 | 0 | 1
|  | 10 | 8 | 14:31-14:45 | 0 | 1
|  | 10 | 8 | 14:46-15:00 | 0 | 1
|  | 10 | 8 | 15:01-15:15 | 0 | 1
|  | 10 | 8 | 15:16-15:30 | 0 | 1
|  | 10 | 8 | 15:31-15:45 | 0 | 1
|  | 10 | 8 | 15:46-16:00 | 0 | 1
|  | 10 | 8 | 16:01-16:15 | 0 | 1
|  | 10 | 8 | 16:16-16:30 | 0 | 1
|  | 10 | 8 | 16:31-16:45 | 0 | 1
|  | 10 | 8 | 16:46-17:00 | 0 | 1
|  | 10 | 8 | 17:01-17:15 | 0 | 1
|  | 10 | 8 | 17:16-17:30 | 0 | 1
|  | 10 | 8 | 17:31-17:45 | 0 | 1
|  | 10 | 8 | 17:46-18:00 | 0 | 1
|  | 10 | 8 | 18:01-18:15 | 0 | 1
|  | 10 | 8 | 18:16-18:30 | 0 | 1
|  | 10 | 8 | 18:31-18:45 | 0 | 1
|  | 10 | 8 | 18:46-19:00 | 0 | 1
|  | 10 | 8 | 19:01-19:15 | 0 | 1
|  | 10 | 8 | 19:16-19:30 | 0 | 1
|  | 10 | 8 | 19:31-19:45 | 0 | 1
|  | 10 | 8 | 19:46-20:00 | 0 | 1
|  | 10 | 8 | 20:01-20:15 | 0 | 1
|  | 10 | 8 | 20:16-20:30 | 0 | 1
|  | 10 | 8 | 20:31-20:45 | 0 | 1
|  | 10 | 8 | 20:46-21:00 | 0 | 1
|  | 10 | 8 | 21:01-21:15 | 0 | 1
|  | 10 | 8 | 21:16-21:30 | 0 | 1
|  | 10 | 8 | 21:31-21:45 | 0 | 1
|  | 10 | 8 | 21:46-22:00 | 0 | 1
|  | 10 | 8 | 22:01-22:15 | 0 | 1
|  | 10 | 8 | 22:16-22:30 | 0 | 1
|  | 10 | 8 | 22:31-22:45 | 0 | 1
|  | 10 | 8 | 22:46-23:00 | 0 | 1
|  | 10 | 8 | 23:01-23:15 | 0 | 1
|  | 10 | 8 | 23:16-23:30 | 0 | 1
|  | 10 | 8 | 23:31-23:45 | 0 | 1
|  | 10 | 8 | 23:46-24:00 | 0 | 1
|  | 10 | 9 | 00:01-00:15 | 1 | 1
|  | 10 | 9 | 00:16-00:30 | 1 | 1
|  | 10 | 9 | 00:31-00:45 | 1 | 1
|  | 10 | 9 | 00:46-01:00 | 1 | 1
|  | 10 | 9 | 01:01-01:15 | 1 | 1
|  | 10 | 9 | 01:16-01:30 | 1 | 1
|  | 10 | 9 | 01:31-01:45 | 1 | 1
|  | 10 | 9 | 01:46-02:00 | 1 | 1
|  | 10 | 9 | 02:01-02:15 | 1 | 1
|  | 10 | 9 | 02:16-02:30 | 1 | 1
|  | 10 | 9 | 02:31-02:45 | 1 | 1
|  | 10 | 9 | 02:46-03:00 | 1 | 1
|  | 10 | 9 | 03:01-03:15 | 1 | 1
|  | 10 | 9 | 03:16-03:30 | 1 | 1
|  | 10 | 9 | 03:31-03:45 | 1 | 1
|  | 10 | 9 | 03:46-04:00 | 1 | 1
|  | 10 | 9 | 04:01-04:15 | 1 | 1
|  | 10 | 9 | 04:16-04:30 | 1 | 1
|  | 10 | 9 | 04:31-04:45 | 1 | 1
|  | 10 | 9 | 04:46-05:00 | 1 | 1
|  | 10 | 9 | 05:01-05:15 | 1 | 1
|  | 10 | 9 | 05:16-05:30 | 1 | 1
|  | 10 | 9 | 05:31-05:45 | 1 | 1
|  | 10 | 9 | 05:46-06:00 | 1 | 1
|  | 10 | 9 | 06:01-06:15 | 1 | 1
|  | 10 | 9 | 06:16-06:30 | 1 | 1
|  | 10 | 9 | 06:31-06:45 | 1 | 1
|  | 10 | 9 | 06:46-07:00 | 1 | 1
|  | 10 | 9 | 07:01-07:15 | 1 | 1
|  | 10 | 9 | 07:16-07:30 | 1 | 1
|  | 10 | 9 | 07:31-07:45 | 1 | 1
|  | 10 | 9 | 07:46-08:00 | 1 | 1
|  | 10 | 9 | 08:01-08:15 | 1 | 1
|  | 10 | 9 | 08:16-08:30 | 1 | 1
|  | 10 | 9 | 08:31-08:45 | 1 | 1
|  | 10 | 9 | 08:46-09:00 | 1 | 1
|  | 10 | 9 | 09:01-09:15 | 1 | 1
|  | 10 | 9 | 09:16-09:30 | 1 | 1
|  | 10 | 9 | 09:31-09:45 | 1 | 1
|  | 10 | 9 | 09:46-10:00 | 1 | 1
|  | 10 | 9 | 10:01-10:15 | 1 | 1
|  | 10 | 9 | 10:16-10:30 | 1 | 1
|  | 10 | 9 | 10:31-10:45 | 1 | 1
|  | 10 | 9 | 10:46-11:00 | 1 | 1
|  | 10 | 9 | 11:01-11:15 | 1 | 1
|  | 10 | 9 | 11:16-11:30 | 1 | 1
|  | 10 | 9 | 11:31-11:45 | 1 | 1
|  | 10 | 9 | 11:46-12:00 | 1 | 1
|  | 10 | 9 | 12:01-12:15 | 1 | 1
|  | 10 | 9 | 12:16-12:30 | 1 | 1
|  | 10 | 9 | 12:31-12:45 | 1 | 1
|  | 10 | 9 | 12:46-13:00 | 1 | 1
|  | 10 | 9 | 13:01-13:15 | 1 | 1
|  | 10 | 9 | 13:16-13:30 | 1 | 1
|  | 10 | 9 | 13:31-13:45 | 1 | 1
|  | 10 | 9 | 13:46-14:00 | 1 | 1
|  | 10 | 9 | 14:01-14:15 | 1 | 1
|  | 10 | 9 | 14:16-14:30 | 1 | 1
|  | 10 | 9 | 14:31-14:45 | 1 | 1
|  | 10 | 9 | 14:46-15:00 | 1 | 1
|  | 10 | 9 | 15:01-15:15 | 1 | 1
|  | 10 | 9 | 15:16-15:30 | 1 | 1
|  | 10 | 9 | 15:31-15:45 | 1 | 1
|  | 10 | 9 | 15:46-16:00 | 1 | 1
|  | 10 | 9 | 16:01-16:15 | 1 | 1
|  | 10 | 9 | 16:16-16:30 | 1 | 1
|  | 10 | 9 | 16:31-16:45 | 1 | 1
|  | 10 | 9 | 16:46-17:00 | 1 | 1
|  | 10 | 9 | 17:01-17:15 | 1 | 1
|  | 10 | 9 | 17:16-17:30 | 1 | 1
|  | 10 | 9 | 17:31-17:45 | 1 | 1
|  | 10 | 9 | 17:46-18:00 | 1 | 1
|  | 10 | 9 | 18:01-18:15 | 1 | 1
|  | 10 | 9 | 18:16-18:30 | 1 | 1
|  | 10 | 9 | 18:31-18:45 | 1 | 1
|  | 10 | 9 | 18:46-19:00 | 1 | 1
|  | 10 | 9 | 19:01-19:15 | 1 | 1
|  | 10 | 9 | 19:16-19:30 | 1 | 1
|  | 10 | 9 | 19:31-19:45 | 1 | 1
|  | 10 | 9 | 19:46-20:00 | 1 | 1
|  | 10 | 9 | 20:01-20:15 | 1 | 1
|  | 10 | 9 | 20:16-20:30 | 1 | 1
|  | 10 | 9 | 20:31-20:45 | 1 | 1
|  | 10 | 9 | 20:46-21:00 | 1 | 1
|  | 10 | 9 | 21:01-21:15 | 1 | 1
|  | 10 | 9 | 21:16-21:30 | 1 | 1
|  | 10 | 9 | 21:31-21:45 | 1 | 1
|  | 10 | 9 | 21:46-22:00 | 1 | 1
|  | 10 | 9 | 22:01-22:15 | 1 | 1
|  | 10 | 9 | 22:16-22:30 | 1 | 1
|  | 10 | 9 | 22:31-22:45 | 1 | 1
|  | 10 | 9 | 22:46-23:00 | 1 | 1
|  | 10 | 9 | 23:01-23:15 | 1 | 1
|  | 10 | 9 | 23:16-23:30 | 1 | 1
|  | 10 | 9 | 23:31-23:45 | 1 | 1
|  | 10 | 9 | 23:46-24:00 | 1 | 1
|  | 10 | 10 | 00:01-00:15 | 1 | 1
|  | 10 | 10 | 00:16-00:30 | 1 | 1
|  | 10 | 10 | 00:31-00:45 | 1 | 1
|  | 10 | 10 | 00:46-01:00 | 1 | 1
|  | 10 | 10 | 01:01-01:15 | 1 | 1
|  | 10 | 10 | 01:16-01:30 | 1 | 1
|  | 10 | 10 | 01:31-01:45 | 1 | 1
|  | 10 | 10 | 01:46-02:00 | 1 | 1
|  | 10 | 10 | 02:01-02:15 | 1 | 1
|  | 10 | 10 | 02:16-02:30 | 1 | 1
|  | 10 | 10 | 02:31-02:45 | 1 | 1
|  | 10 | 10 | 02:46-03:00 | 1 | 1
|  | 10 | 10 | 03:01-03:15 | 1 | 1
|  | 10 | 10 | 03:16-03:30 | 1 | 1
|  | 10 | 10 | 03:31-03:45 | 1 | 1
|  | 10 | 10 | 03:46-04:00 | 1 | 1
|  | 10 | 10 | 04:01-04:15 | 1 | 1
|  | 10 | 10 | 04:16-04:30 | 1 | 1
|  | 10 | 10 | 04:31-04:45 | 1 | 1
|  | 10 | 10 | 04:46-05:00 | 1 | 1
|  | 10 | 10 | 05:01-05:15 | 1 | 1
|  | 10 | 10 | 05:16-05:30 | 1 | 1
|  | 10 | 10 | 05:31-05:45 | 1 | 1
|  | 10 | 10 | 05:46-06:00 | 1 | 1
|  | 10 | 10 | 06:01-06:15 | 1 | 1
|  | 10 | 10 | 06:16-06:30 | 1 | 1
|  | 10 | 10 | 06:31-06:45 | 1 | 1
|  | 10 | 10 | 06:46-07:00 | 1 | 1
|  | 10 | 10 | 07:01-07:15 | 1 | 1
|  | 10 | 10 | 07:16-07:30 | 1 | 1
|  | 10 | 10 | 07:31-07:45 | 1 | 1
|  | 10 | 10 | 07:46-08:00 | 1 | 1
|  | 10 | 10 | 08:01-08:15 | 1 | 1
|  | 10 | 10 | 08:16-08:30 | 1 | 1
|  | 10 | 10 | 08:31-08:45 | 1 | 1
|  | 10 | 10 | 08:46-09:00 | 1 | 1
|  | 10 | 10 | 09:01-09:15 | 1 | 1
|  | 10 | 10 | 09:16-09:30 | 1 | 1
|  | 10 | 10 | 09:31-09:45 | 1 | 1
|  | 10 | 10 | 09:46-10:00 | 1 | 1
|  | 10 | 10 | 10:01-10:15 | 1 | 1
|  | 10 | 10 | 10:16-10:30 | 1 | 1
|  | 10 | 10 | 10:31-10:45 | 1 | 1
|  | 10 | 10 | 10:46-11:00 | 1 | 1
|  | 10 | 10 | 11:01-11:15 | 1 | 1
|  | 10 | 10 | 11:16-11:30 | 1 | 1
|  | 10 | 10 | 11:31-11:45 | 1 | 1
|  | 10 | 10 | 11:46-12:00 | 1 | 1
|  | 10 | 10 | 12:01-12:15 | 1 | 1
|  | 10 | 10 | 12:16-12:30 | 1 | 1
|  | 10 | 10 | 12:31-12:45 | 1 | 1
|  | 10 | 10 | 12:46-13:00 | 1 | 1
|  | 10 | 10 | 13:01-13:15 | 1 | 1
|  | 10 | 10 | 13:16-13:30 | 1 | 1
|  | 10 | 10 | 13:31-13:45 | 1 | 1
|  | 10 | 10 | 13:46-14:00 | 1 | 1
|  | 10 | 10 | 14:01-14:15 | 1 | 1
|  | 10 | 10 | 14:16-14:30 | 1 | 1
|  | 10 | 10 | 14:31-14:45 | 1 | 1
|  | 10 | 10 | 14:46-15:00 | 1 | 1
|  | 10 | 10 | 15:01-15:15 | 1 | 1
|  | 10 | 10 | 15:16-15:30 | 1 | 1
|  | 10 | 10 | 15:31-15:45 | 1 | 1
|  | 10 | 10 | 15:46-16:00 | 1 | 1
|  | 10 | 10 | 16:01-16:15 | 1 | 1
|  | 10 | 10 | 16:16-16:30 | 1 | 1
|  | 10 | 10 | 16:31-16:45 | 1 | 1
|  | 10 | 10 | 16:46-17:00 | 1 | 1
|  | 10 | 10 | 17:01-17:15 | 1 | 1
|  | 10 | 10 | 17:16-17:30 | 1 | 1
|  | 10 | 10 | 17:31-17:45 | 1 | 1
|  | 10 | 10 | 17:46-18:00 | 1 | 1
|  | 10 | 10 | 18:01-18:15 | 1 | 1
|  | 10 | 10 | 18:16-18:30 | 1 | 1
|  | 10 | 10 | 18:31-18:45 | 1 | 1
|  | 10 | 10 | 18:46-19:00 | 1 | 1
|  | 10 | 10 | 19:01-19:15 | 1 | 1
|  | 10 | 10 | 19:16-19:30 | 1 | 1
|  | 10 | 10 | 19:31-19:45 | 1 | 1
|  | 10 | 10 | 19:46-20:00 | 1 | 1
|  | 10 | 10 | 20:01-20:15 | 1 | 1
|  | 10 | 10 | 20:16-20:30 | 1 | 1
|  | 10 | 10 | 20:31-20:45 | 1 | 1
|  | 10 | 10 | 20:46-21:00 | 1 | 1
|  | 10 | 10 | 21:01-21:15 | 1 | 1
|  | 10 | 10 | 21:16-21:30 | 1 | 1
|  | 10 | 10 | 21:31-21:45 | 1 | 1
|  | 10 | 10 | 21:46-22:00 | 1 | 1
|  | 10 | 10 | 22:01-22:15 | 1 | 1
|  | 10 | 10 | 22:16-22:30 | 1 | 1
|  | 10 | 10 | 22:31-22:45 | 1 | 1
|  | 10 | 10 | 22:46-23:00 | 1 | 1
|  | 10 | 10 | 23:01-23:15 | 1 | 1
|  | 10 | 10 | 23:16-23:30 | 1 | 1
|  | 10 | 10 | 23:31-23:45 | 1 | 1
|  | 10 | 10 | 23:46-24:00 | 1 | 1
|  | 10 | 11 | 00:01-00:15 | 1 | 1
|  | 10 | 11 | 00:16-00:30 | 1 | 1
|  | 10 | 11 | 00:31-00:45 | 1 | 1
|  | 10 | 11 | 00:46-01:00 | 1 | 1
|  | 10 | 11 | 01:01-01:15 | 1 | 1
|  | 10 | 11 | 01:16-01:30 | 1 | 1
|  | 10 | 11 | 01:31-01:45 | 1 | 1
|  | 10 | 11 | 01:46-02:00 | 1 | 1
|  | 10 | 11 | 02:01-02:15 | 1 | 1
|  | 10 | 11 | 02:16-02:30 | 1 | 1
|  | 10 | 11 | 02:31-02:45 | 1 | 1
|  | 10 | 11 | 02:46-03:00 | 1 | 1
|  | 10 | 11 | 03:01-03:15 | 1 | 1
|  | 10 | 11 | 03:16-03:30 | 1 | 1
|  | 10 | 11 | 03:31-03:45 | 1 | 1
|  | 10 | 11 | 03:46-04:00 | 1 | 1
|  | 10 | 11 | 04:01-04:15 | 1 | 1
|  | 10 | 11 | 04:16-04:30 | 1 | 1
|  | 10 | 11 | 04:31-04:45 | 1 | 1
|  | 10 | 11 | 04:46-05:00 | 1 | 1
|  | 10 | 11 | 05:01-05:15 | 1 | 1
|  | 10 | 11 | 05:16-05:30 | 1 | 1
|  | 10 | 11 | 05:31-05:45 | 1 | 1
|  | 10 | 11 | 05:46-06:00 | 1 | 1
|  | 10 | 11 | 06:01-06:15 | 1 | 1
|  | 10 | 11 | 06:16-06:30 | 1 | 1
|  | 10 | 11 | 06:31-06:45 | 1 | 1
|  | 10 | 11 | 06:46-07:00 | 1 | 1
|  | 10 | 11 | 07:01-07:15 | 1 | 1
|  | 10 | 11 | 07:16-07:30 | 1 | 1
|  | 10 | 11 | 07:31-07:45 | 1 | 1
|  | 10 | 11 | 07:46-08:00 | 1 | 1
|  | 10 | 11 | 08:01-08:15 | 1 | 1
|  | 10 | 11 | 08:16-08:30 | 1 | 1
|  | 10 | 11 | 08:31-08:45 | 1 | 1
|  | 10 | 11 | 08:46-09:00 | 1 | 1
|  | 10 | 11 | 09:01-09:15 | 1 | 1
|  | 10 | 11 | 09:16-09:30 | 1 | 1
|  | 10 | 11 | 09:31-09:45 | 1 | 1
|  | 10 | 11 | 09:46-10:00 | 1 | 1
|  | 10 | 11 | 10:01-10:15 | 1 | 1
|  | 10 | 11 | 10:16-10:30 | 1 | 1
|  | 10 | 11 | 10:31-10:45 | 1 | 1
|  | 10 | 11 | 10:46-11:00 | 1 | 1
|  | 10 | 11 | 11:01-11:15 | 1 | 1
|  | 10 | 11 | 11:16-11:30 | 1 | 1
|  | 10 | 11 | 11:31-11:45 | 1 | 1
|  | 10 | 11 | 11:46-12:00 | 1 | 1
|  | 10 | 11 | 12:01-12:15 | 1 | 1
|  | 10 | 11 | 12:16-12:30 | 1 | 1
|  | 10 | 11 | 12:31-12:45 | 1 | 1
|  | 10 | 11 | 12:46-13:00 | 1 | 1
|  | 10 | 11 | 13:01-13:15 | 1 | 1
|  | 10 | 11 | 13:16-13:30 | 1 | 1
|  | 10 | 11 | 13:31-13:45 | 1 | 1
|  | 10 | 11 | 13:46-14:00 | 1 | 1
|  | 10 | 11 | 14:01-14:15 | 1 | 1
|  | 10 | 11 | 14:16-14:30 | 1 | 1
|  | 10 | 11 | 14:31-14:45 | 1 | 1
|  | 10 | 11 | 14:46-15:00 | 1 | 1
|  | 10 | 11 | 15:01-15:15 | 1 | 1
|  | 10 | 11 | 15:16-15:30 | 1 | 1
|  | 10 | 11 | 15:31-15:45 | 1 | 1
|  | 10 | 11 | 15:46-16:00 | 1 | 1
|  | 10 | 11 | 16:01-16:15 | 1 | 1
|  | 10 | 11 | 16:16-16:30 | 1 | 1
|  | 10 | 11 | 16:31-16:45 | 1 | 1
|  | 10 | 11 | 16:46-17:00 | 1 | 1
|  | 10 | 11 | 17:01-17:15 | 1 | 1
|  | 10 | 11 | 17:16-17:30 | 1 | 1
|  | 10 | 11 | 17:31-17:45 | 1 | 1
|  | 10 | 11 | 17:46-18:00 | 1 | 1
|  | 10 | 11 | 18:01-18:15 | 1 | 1
|  | 10 | 11 | 18:16-18:30 | 1 | 1
|  | 10 | 11 | 18:31-18:45 | 1 | 1
|  | 10 | 11 | 18:46-19:00 | 1 | 1
|  | 10 | 11 | 19:01-19:15 | 1 | 1
|  | 10 | 11 | 19:16-19:30 | 1 | 1
|  | 10 | 11 | 19:31-19:45 | 1 | 1
|  | 10 | 11 | 19:46-20:00 | 1 | 1
|  | 10 | 11 | 20:01-20:15 | 1 | 1
|  | 10 | 11 | 20:16-20:30 | 1 | 1
|  | 10 | 11 | 20:31-20:45 | 1 | 1
|  | 10 | 11 | 20:46-21:00 | 1 | 1
|  | 10 | 11 | 21:01-21:15 | 1 | 1
|  | 10 | 11 | 21:16-21:30 | 1 | 1
|  | 10 | 11 | 21:31-21:45 | 1 | 1
|  | 10 | 11 | 21:46-22:00 | 1 | 1
|  | 10 | 11 | 22:01-22:15 | 1 | 1
|  | 10 | 11 | 22:16-22:30 | 1 | 1
|  | 10 | 11 | 22:31-22:45 | 1 | 1
|  | 10 | 11 | 22:46-23:00 | 1 | 1
|  | 10 | 11 | 23:01-23:15 | 1 | 1
|  | 10 | 11 | 23:16-23:30 | 1 | 1
|  | 10 | 11 | 23:31-23:45 | 1 | 1
|  | 10 | 11 | 23:46-24:00 | 1 | 1
|  | 10 | 12 | 00:01-00:15 | 1 | 1
|  | 10 | 12 | 00:16-00:30 | 1 | 1
|  | 10 | 12 | 00:31-00:45 | 1 | 1
|  | 10 | 12 | 00:46-01:00 | 1 | 1
|  | 10 | 12 | 01:01-01:15 | 1 | 1
|  | 10 | 12 | 01:16-01:30 | 1 | 1
|  | 10 | 12 | 01:31-01:45 | 1 | 1
|  | 10 | 12 | 01:46-02:00 | 1 | 1
|  | 10 | 12 | 02:01-02:15 | 1 | 1
|  | 10 | 12 | 02:16-02:30 | 1 | 1
|  | 10 | 12 | 02:31-02:45 | 1 | 1
|  | 10 | 12 | 02:46-03:00 | 1 | 1
|  | 10 | 12 | 03:01-03:15 | 1 | 1
|  | 10 | 12 | 03:16-03:30 | 1 | 1
|  | 10 | 12 | 03:31-03:45 | 1 | 1
|  | 10 | 12 | 03:46-04:00 | 1 | 1
|  | 10 | 12 | 04:01-04:15 | 1 | 1
|  | 10 | 12 | 04:16-04:30 | 1 | 1
|  | 10 | 12 | 04:31-04:45 | 1 | 1
|  | 10 | 12 | 04:46-05:00 | 1 | 1
|  | 10 | 12 | 05:01-05:15 | 1 | 1
|  | 10 | 12 | 05:16-05:30 | 1 | 1
|  | 10 | 12 | 05:31-05:45 | 1 | 1
|  | 10 | 12 | 05:46-06:00 | 1 | 1
|  | 10 | 12 | 06:01-06:15 | 1 | 1
|  | 10 | 12 | 06:16-06:30 | 1 | 1
|  | 10 | 12 | 06:31-06:45 | 1 | 1
|  | 10 | 12 | 06:46-07:00 | 1 | 1
|  | 10 | 12 | 07:01-07:15 | 1 | 1
|  | 10 | 12 | 07:16-07:30 | 1 | 1
|  | 10 | 12 | 07:31-07:45 | 1 | 1
|  | 10 | 12 | 07:46-08:00 | 1 | 1
|  | 10 | 12 | 08:01-08:15 | 1 | 1
|  | 10 | 12 | 08:16-08:30 | 1 | 1
|  | 10 | 12 | 08:31-08:45 | 1 | 1
|  | 10 | 12 | 08:46-09:00 | 1 | 1
|  | 10 | 12 | 09:01-09:15 | 1 | 1
|  | 10 | 12 | 09:16-09:30 | 1 | 1
|  | 10 | 12 | 09:31-09:45 | 1 | 1
|  | 10 | 12 | 09:46-10:00 | 1 | 1
|  | 10 | 12 | 10:01-10:15 | 1 | 1
|  | 10 | 12 | 10:16-10:30 | 1 | 1
|  | 10 | 12 | 10:31-10:45 | 1 | 1
|  | 10 | 12 | 10:46-11:00 | 1 | 1
|  | 10 | 12 | 11:01-11:15 | 1 | 1
|  | 10 | 12 | 11:16-11:30 | 1 | 1
|  | 10 | 12 | 11:31-11:45 | 1 | 1
|  | 10 | 12 | 11:46-12:00 | 1 | 1
|  | 10 | 12 | 12:01-12:15 | 1 | 1
|  | 10 | 12 | 12:16-12:30 | 1 | 1
|  | 10 | 12 | 12:31-12:45 | 1 | 1
|  | 10 | 12 | 12:46-13:00 | 1 | 1
|  | 10 | 12 | 13:01-13:15 | 1 | 1
|  | 10 | 12 | 13:16-13:30 | 1 | 1
|  | 10 | 12 | 13:31-13:45 | 1 | 1
|  | 10 | 12 | 13:46-14:00 | 1 | 1
|  | 10 | 12 | 14:01-14:15 | 1 | 1
|  | 10 | 12 | 14:16-14:30 | 1 | 1
|  | 10 | 12 | 14:31-14:45 | 1 | 1
|  | 10 | 12 | 14:46-15:00 | 1 | 1
|  | 10 | 12 | 15:01-15:15 | 1 | 1
|  | 10 | 12 | 15:16-15:30 | 1 | 1
|  | 10 | 12 | 15:31-15:45 | 1 | 1
|  | 10 | 12 | 15:46-16:00 | 1 | 1
|  | 10 | 12 | 16:01-16:15 | 1 | 1
|  | 10 | 12 | 16:16-16:30 | 1 | 1
|  | 10 | 12 | 16:31-16:45 | 1 | 1
|  | 10 | 12 | 16:46-17:00 | 1 | 1
|  | 10 | 12 | 17:01-17:15 | 1 | 1
|  | 10 | 12 | 17:16-17:30 | 1 | 1
|  | 10 | 12 | 17:31-17:45 | 1 | 1
|  | 10 | 12 | 17:46-18:00 | 1 | 1
|  | 10 | 12 | 18:01-18:15 | 1 | 1
|  | 10 | 12 | 18:16-18:30 | 1 | 1
|  | 10 | 12 | 18:31-18:45 | 1 | 1
|  | 10 | 12 | 18:46-19:00 | 1 | 1
|  | 10 | 12 | 19:01-19:15 | 1 | 1
|  | 10 | 12 | 19:16-19:30 | 1 | 1
|  | 10 | 12 | 19:31-19:45 | 1 | 1
|  | 10 | 12 | 19:46-20:00 | 1 | 1
|  | 10 | 12 | 20:01-20:15 | 1 | 1
|  | 10 | 12 | 20:16-20:30 | 1 | 1
|  | 10 | 12 | 20:31-20:45 | 1 | 1
|  | 10 | 12 | 20:46-21:00 | 1 | 1
|  | 10 | 12 | 21:01-21:15 | 1 | 1
|  | 10 | 12 | 21:16-21:30 | 1 | 1
|  | 10 | 12 | 21:31-21:45 | 1 | 1
|  | 10 | 12 | 21:46-22:00 | 1 | 1
|  | 10 | 12 | 22:01-22:15 | 1 | 1
|  | 10 | 12 | 22:16-22:30 | 1 | 1
|  | 10 | 12 | 22:31-22:45 | 1 | 1
|  | 10 | 12 | 22:46-23:00 | 1 | 1
|  | 10 | 12 | 23:01-23:15 | 1 | 1
|  | 10 | 12 | 23:16-23:30 | 1 | 1
|  | 10 | 12 | 23:31-23:45 | 1 | 1
|  | 10 | 12 | 23:46-24:00 | 1 | 1
|  | 10 | 13 | 00:01-00:15 | 1 | 1
|  | 10 | 13 | 00:16-00:30 | 1 | 1
|  | 10 | 13 | 00:31-00:45 | 1 | 1
|  | 10 | 13 | 00:46-01:00 | 1 | 1
|  | 10 | 13 | 01:01-01:15 | 1 | 1
|  | 10 | 13 | 01:16-01:30 | 1 | 1
|  | 10 | 13 | 01:31-01:45 | 1 | 1
|  | 10 | 13 | 01:46-02:00 | 1 | 1
|  | 10 | 13 | 02:01-02:15 | 1 | 1
|  | 10 | 13 | 02:16-02:30 | 1 | 1
|  | 10 | 13 | 02:31-02:45 | 1 | 1
|  | 10 | 13 | 02:46-03:00 | 1 | 1
|  | 10 | 13 | 03:01-03:15 | 1 | 1
|  | 10 | 13 | 03:16-03:30 | 1 | 1
|  | 10 | 13 | 03:31-03:45 | 1 | 1
|  | 10 | 13 | 03:46-04:00 | 1 | 1
|  | 10 | 13 | 04:01-04:15 | 1 | 1
|  | 10 | 13 | 04:16-04:30 | 1 | 1
|  | 10 | 13 | 04:31-04:45 | 1 | 1
|  | 10 | 13 | 04:46-05:00 | 1 | 1
|  | 10 | 13 | 05:01-05:15 | 1 | 1
|  | 10 | 13 | 05:16-05:30 | 1 | 1
|  | 10 | 13 | 05:31-05:45 | 1 | 1
|  | 10 | 13 | 05:46-06:00 | 1 | 1
|  | 10 | 13 | 06:01-06:15 | 1 | 1
|  | 10 | 13 | 06:16-06:30 | 1 | 1
|  | 10 | 13 | 06:31-06:45 | 1 | 1
|  | 10 | 13 | 06:46-07:00 | 1 | 1
|  | 10 | 13 | 07:01-07:15 | 1 | 1
|  | 10 | 13 | 07:16-07:30 | 1 | 1
|  | 10 | 13 | 07:31-07:45 | 1 | 1
|  | 10 | 13 | 07:46-08:00 | 1 | 1
|  | 10 | 13 | 08:01-08:15 | 1 | 1
|  | 10 | 13 | 08:16-08:30 | 1 | 1
|  | 10 | 13 | 08:31-08:45 | 1 | 1
|  | 10 | 13 | 08:46-09:00 | 1 | 1
|  | 10 | 13 | 09:01-09:15 | 1 | 1
|  | 10 | 13 | 09:16-09:30 | 1 | 1
|  | 10 | 13 | 09:31-09:45 | 1 | 1
|  | 10 | 13 | 09:46-10:00 | 1 | 1
|  | 10 | 13 | 10:01-10:15 | 1 | 1
|  | 10 | 13 | 10:16-10:30 | 1 | 1
|  | 10 | 13 | 10:31-10:45 | 1 | 1
|  | 10 | 13 | 10:46-11:00 | 1 | 1
|  | 10 | 13 | 11:01-11:15 | 1 | 1
|  | 10 | 13 | 11:16-11:30 | 1 | 1
|  | 10 | 13 | 11:31-11:45 | 1 | 1
|  | 10 | 13 | 11:46-12:00 | 1 | 1
|  | 10 | 13 | 12:01-12:15 | 1 | 1
|  | 10 | 13 | 12:16-12:30 | 1 | 1
|  | 10 | 13 | 12:31-12:45 | 1 | 1
|  | 10 | 13 | 12:46-13:00 | 1 | 1
|  | 10 | 13 | 13:01-13:15 | 1 | 1
|  | 10 | 13 | 13:16-13:30 | 1 | 1
|  | 10 | 13 | 13:31-13:45 | 1 | 1
|  | 10 | 13 | 13:46-14:00 | 1 | 1
|  | 10 | 13 | 14:01-14:15 | 1 | 1
|  | 10 | 13 | 14:16-14:30 | 1 | 1
|  | 10 | 13 | 14:31-14:45 | 1 | 1
|  | 10 | 13 | 14:46-15:00 | 1 | 1
|  | 10 | 13 | 15:01-15:15 | 1 | 1
|  | 10 | 13 | 15:16-15:30 | 1 | 1
|  | 10 | 13 | 15:31-15:45 | 1 | 1
|  | 10 | 13 | 15:46-16:00 | 1 | 1
|  | 10 | 13 | 16:01-16:15 | 1 | 1
|  | 10 | 13 | 16:16-16:30 | 1 | 1
|  | 10 | 13 | 16:31-16:45 | 1 | 1
|  | 10 | 13 | 16:46-17:00 | 1 | 1
|  | 10 | 13 | 17:01-17:15 | 1 | 1
|  | 10 | 13 | 17:16-17:30 | 1 | 1
|  | 10 | 13 | 17:31-17:45 | 1 | 1
|  | 10 | 13 | 17:46-18:00 | 1 | 1
|  | 10 | 13 | 18:01-18:15 | 1 | 1
|  | 10 | 13 | 18:16-18:30 | 1 | 1
|  | 10 | 13 | 18:31-18:45 | 1 | 1
|  | 10 | 13 | 18:46-19:00 | 1 | 1
|  | 10 | 13 | 19:01-19:15 | 1 | 1
|  | 10 | 13 | 19:16-19:30 | 1 | 1
|  | 10 | 13 | 19:31-19:45 | 1 | 1
|  | 10 | 13 | 19:46-20:00 | 1 | 1
|  | 10 | 13 | 20:01-20:15 | 1 | 1
|  | 10 | 13 | 20:16-20:30 | 1 | 1
|  | 10 | 13 | 20:31-20:45 | 1 | 1
|  | 10 | 13 | 20:46-21:00 | 1 | 1
|  | 10 | 13 | 21:01-21:15 | 1 | 1
|  | 10 | 13 | 21:16-21:30 | 1 | 1
|  | 10 | 13 | 21:31-21:45 | 1 | 1
|  | 10 | 13 | 21:46-22:00 | 1 | 1
|  | 10 | 13 | 22:01-22:15 | 1 | 1
|  | 10 | 13 | 22:16-22:30 | 1 | 1
|  | 10 | 13 | 22:31-22:45 | 1 | 1
|  | 10 | 13 | 22:46-23:00 | 1 | 1
|  | 10 | 13 | 23:01-23:15 | 1 | 1
|  | 10 | 13 | 23:16-23:30 | 1 | 1
|  | 10 | 13 | 23:31-23:45 | 1 | 1
|  | 10 | 13 | 23:46-24:00 | 1 | 1
|  | 10 | 14 | 00:01-00:15 | 0 | 1
|  | 10 | 14 | 00:16-00:30 | 0 | 1
|  | 10 | 14 | 00:31-00:45 | 0 | 1
|  | 10 | 14 | 00:46-01:00 | 0 | 1
|  | 10 | 14 | 01:01-01:15 | 0 | 1
|  | 10 | 14 | 01:16-01:30 | 0 | 1
|  | 10 | 14 | 01:31-01:45 | 0 | 1
|  | 10 | 14 | 01:46-02:00 | 0 | 1
|  | 10 | 14 | 02:01-02:15 | 0 | 1
|  | 10 | 14 | 02:16-02:30 | 0 | 1
|  | 10 | 14 | 02:31-02:45 | 0 | 1
|  | 10 | 14 | 02:46-03:00 | 0 | 1
|  | 10 | 14 | 03:01-03:15 | 0 | 1
|  | 10 | 14 | 03:16-03:30 | 0 | 1
|  | 10 | 14 | 03:31-03:45 | 0 | 1
|  | 10 | 14 | 03:46-04:00 | 0 | 1
|  | 10 | 14 | 04:01-04:15 | 0 | 1
|  | 10 | 14 | 04:16-04:30 | 0 | 1
|  | 10 | 14 | 04:31-04:45 | 0 | 1
|  | 10 | 14 | 04:46-05:00 | 0 | 1
|  | 10 | 14 | 05:01-05:15 | 0 | 1
|  | 10 | 14 | 05:16-05:30 | 0 | 1
|  | 10 | 14 | 05:31-05:45 | 0 | 1
|  | 10 | 14 | 05:46-06:00 | 0 | 1
|  | 10 | 14 | 06:01-06:15 | 0 | 1
|  | 10 | 14 | 06:16-06:30 | 0 | 1
|  | 10 | 14 | 06:31-06:45 | 0 | 1
|  | 10 | 14 | 06:46-07:00 | 0 | 1
|  | 10 | 14 | 07:01-07:15 | 0 | 1
|  | 10 | 14 | 07:16-07:30 | 0 | 1
|  | 10 | 14 | 07:31-07:45 | 0 | 1
|  | 10 | 14 | 07:46-08:00 | 0 | 1
|  | 10 | 14 | 08:01-08:15 | 0 | 1
|  | 10 | 14 | 08:16-08:30 | 0 | 1
|  | 10 | 14 | 08:31-08:45 | 0 | 1
|  | 10 | 14 | 08:46-09:00 | 0 | 1
|  | 10 | 14 | 09:01-09:15 | 0 | 1
|  | 10 | 14 | 09:16-09:30 | 0 | 1
|  | 10 | 14 | 09:31-09:45 | 0 | 1
|  | 10 | 14 | 09:46-10:00 | 0 | 1
|  | 10 | 14 | 10:01-10:15 | 0 | 1
|  | 10 | 14 | 10:16-10:30 | 0 | 1
|  | 10 | 14 | 10:31-10:45 | 0 | 1
|  | 10 | 14 | 10:46-11:00 | 0 | 1
|  | 10 | 14 | 11:01-11:15 | 0 | 1
|  | 10 | 14 | 11:16-11:30 | 0 | 1
|  | 10 | 14 | 11:31-11:45 | 0 | 1
|  | 10 | 14 | 11:46-12:00 | 0 | 1
|  | 10 | 14 | 12:01-12:15 | 0 | 1
|  | 10 | 14 | 12:16-12:30 | 0 | 1
|  | 10 | 14 | 12:31-12:45 | 0 | 1
|  | 10 | 14 | 12:46-13:00 | 0 | 1
|  | 10 | 14 | 13:01-13:15 | 0 | 1
|  | 10 | 14 | 13:16-13:30 | 0 | 1
|  | 10 | 14 | 13:31-13:45 | 0 | 1
|  | 10 | 14 | 13:46-14:00 | 0 | 1
|  | 10 | 14 | 14:01-14:15 | 0 | 1
|  | 10 | 14 | 14:16-14:30 | 0 | 1
|  | 10 | 14 | 14:31-14:45 | 0 | 1
|  | 10 | 14 | 14:46-15:00 | 0 | 1
|  | 10 | 14 | 15:01-15:15 | 0 | 1
|  | 10 | 14 | 15:16-15:30 | 0 | 1
|  | 10 | 14 | 15:31-15:45 | 0 | 1
|  | 10 | 14 | 15:46-16:00 | 0 | 1
|  | 10 | 14 | 16:01-16:15 | 0 | 1
|  | 10 | 14 | 16:16-16:30 | 0 | 1
|  | 10 | 14 | 16:31-16:45 | 0 | 1
|  | 10 | 14 | 16:46-17:00 | 0 | 1
|  | 10 | 14 | 17:01-17:15 | 0 | 1
|  | 10 | 14 | 17:16-17:30 | 0 | 1
|  | 10 | 14 | 17:31-17:45 | 0 | 1
|  | 10 | 14 | 17:46-18:00 | 0 | 1
|  | 10 | 14 | 18:01-18:15 | 0 | 1
|  | 10 | 14 | 18:16-18:30 | 0 | 1
|  | 10 | 14 | 18:31-18:45 | 0 | 1
|  | 10 | 14 | 18:46-19:00 | 0 | 1
|  | 10 | 14 | 19:01-19:15 | 0 | 1
|  | 10 | 14 | 19:16-19:30 | 0 | 1
|  | 10 | 14 | 19:31-19:45 | 0 | 1
|  | 10 | 14 | 19:46-20:00 | 0 | 1
|  | 10 | 14 | 20:01-20:15 | 0 | 1
|  | 10 | 14 | 20:16-20:30 | 0 | 1
|  | 10 | 14 | 20:31-20:45 | 0 | 1
|  | 10 | 14 | 20:46-21:00 | 0 | 1
|  | 10 | 14 | 21:01-21:15 | 0 | 1
|  | 10 | 14 | 21:16-21:30 | 0 | 1
|  | 10 | 14 | 21:31-21:45 | 0 | 1
|  | 10 | 14 | 21:46-22:00 | 0 | 1
|  | 10 | 14 | 22:01-22:15 | 0 | 1
|  | 10 | 14 | 22:16-22:30 | 0 | 1
|  | 10 | 14 | 22:31-22:45 | 0 | 1
|  | 10 | 14 | 22:46-23:00 | 0 | 1
|  | 10 | 14 | 23:01-23:15 | 0 | 1
|  | 10 | 14 | 23:16-23:30 | 0 | 1
|  | 10 | 14 | 23:31-23:45 | 0 | 1
|  | 10 | 14 | 23:46-24:00 | 0 | 1
|  | 10 | 15 | 00:01-00:15 | 0 | 1
|  | 10 | 15 | 00:16-00:30 | 0 | 1
|  | 10 | 15 | 00:31-00:45 | 0 | 1
|  | 10 | 15 | 00:46-01:00 | 0 | 1
|  | 10 | 15 | 01:01-01:15 | 0 | 1
|  | 10 | 15 | 01:16-01:30 | 0 | 1
|  | 10 | 15 | 01:31-01:45 | 0 | 1
|  | 10 | 15 | 01:46-02:00 | 0 | 1
|  | 10 | 15 | 02:01-02:15 | 0 | 1
|  | 10 | 15 | 02:16-02:30 | 0 | 1
|  | 10 | 15 | 02:31-02:45 | 0 | 1
|  | 10 | 15 | 02:46-03:00 | 0 | 1
|  | 10 | 15 | 03:01-03:15 | 0 | 1
|  | 10 | 15 | 03:16-03:30 | 0 | 1
|  | 10 | 15 | 03:31-03:45 | 0 | 1
|  | 10 | 15 | 03:46-04:00 | 0 | 1
|  | 10 | 15 | 04:01-04:15 | 0 | 1
|  | 10 | 15 | 04:16-04:30 | 0 | 1
|  | 10 | 15 | 04:31-04:45 | 0 | 1
|  | 10 | 15 | 04:46-05:00 | 0 | 1
|  | 10 | 15 | 05:01-05:15 | 0 | 1
|  | 10 | 15 | 05:16-05:30 | 0 | 1
|  | 10 | 15 | 05:31-05:45 | 0 | 1
|  | 10 | 15 | 05:46-06:00 | 0 | 1
|  | 10 | 15 | 06:01-06:15 | 0 | 1
|  | 10 | 15 | 06:16-06:30 | 0 | 1
|  | 10 | 15 | 06:31-06:45 | 0 | 1
|  | 10 | 15 | 06:46-07:00 | 0 | 1
|  | 10 | 15 | 07:01-07:15 | 0 | 1
|  | 10 | 15 | 07:16-07:30 | 0 | 1
|  | 10 | 15 | 07:31-07:45 | 0 | 1
|  | 10 | 15 | 07:46-08:00 | 0 | 1
|  | 10 | 15 | 08:01-08:15 | 0 | 1
|  | 10 | 15 | 08:16-08:30 | 0 | 1
|  | 10 | 15 | 08:31-08:45 | 0 | 1
|  | 10 | 15 | 08:46-09:00 | 0 | 1
|  | 10 | 15 | 09:01-09:15 | 0 | 1
|  | 10 | 15 | 09:16-09:30 | 0 | 1
|  | 10 | 15 | 09:31-09:45 | 0 | 1
|  | 10 | 15 | 09:46-10:00 | 0 | 1
|  | 10 | 15 | 10:01-10:15 | 0 | 1
|  | 10 | 15 | 10:16-10:30 | 0 | 1
|  | 10 | 15 | 10:31-10:45 | 0 | 1
|  | 10 | 15 | 10:46-11:00 | 0 | 1
|  | 10 | 15 | 11:01-11:15 | 0 | 1
|  | 10 | 15 | 11:16-11:30 | 0 | 1
|  | 10 | 15 | 11:31-11:45 | 0 | 1
|  | 10 | 15 | 11:46-12:00 | 0 | 1
|  | 10 | 15 | 12:01-12:15 | 0 | 1
|  | 10 | 15 | 12:16-12:30 | 0 | 1
|  | 10 | 15 | 12:31-12:45 | 0 | 1
|  | 10 | 15 | 12:46-13:00 | 0 | 1
|  | 10 | 15 | 13:01-13:15 | 0 | 1
|  | 10 | 15 | 13:16-13:30 | 0 | 1
|  | 10 | 15 | 13:31-13:45 | 0 | 1
|  | 10 | 15 | 13:46-14:00 | 0 | 1
|  | 10 | 15 | 14:01-14:15 | 0 | 1
|  | 10 | 15 | 14:16-14:30 | 0 | 1
|  | 10 | 15 | 14:31-14:45 | 0 | 1
|  | 10 | 15 | 14:46-15:00 | 0 | 1
|  | 10 | 15 | 15:01-15:15 | 0 | 1
|  | 10 | 15 | 15:16-15:30 | 0 | 1
|  | 10 | 15 | 15:31-15:45 | 0 | 1
|  | 10 | 15 | 15:46-16:00 | 0 | 1
|  | 10 | 15 | 16:01-16:15 | 0 | 1
|  | 10 | 15 | 16:16-16:30 | 0 | 1
|  | 10 | 15 | 16:31-16:45 | 0 | 1
|  | 10 | 15 | 16:46-17:00 | 0 | 1
|  | 10 | 15 | 17:01-17:15 | 0 | 1
|  | 10 | 15 | 17:16-17:30 | 0 | 1
|  | 10 | 15 | 17:31-17:45 | 0 | 1
|  | 10 | 15 | 17:46-18:00 | 0 | 1
|  | 10 | 15 | 18:01-18:15 | 0 | 1
|  | 10 | 15 | 18:16-18:30 | 0 | 1
|  | 10 | 15 | 18:31-18:45 | 0 | 1
|  | 10 | 15 | 18:46-19:00 | 0 | 1
|  | 10 | 15 | 19:01-19:15 | 0 | 1
|  | 10 | 15 | 19:16-19:30 | 0 | 1
|  | 10 | 15 | 19:31-19:45 | 0 | 1
|  | 10 | 15 | 19:46-20:00 | 0 | 1
|  | 10 | 15 | 20:01-20:15 | 0 | 1
|  | 10 | 15 | 20:16-20:30 | 0 | 1
|  | 10 | 15 | 20:31-20:45 | 0 | 1
|  | 10 | 15 | 20:46-21:00 | 0 | 1
|  | 10 | 15 | 21:01-21:15 | 0 | 1
|  | 10 | 15 | 21:16-21:30 | 0 | 1
|  | 10 | 15 | 21:31-21:45 | 0 | 1
|  | 10 | 15 | 21:46-22:00 | 0 | 1
|  | 10 | 15 | 22:01-22:15 | 0 | 1
|  | 10 | 15 | 22:16-22:30 | 0 | 1
|  | 10 | 15 | 22:31-22:45 | 0 | 1
|  | 10 | 15 | 22:46-23:00 | 0 | 1
|  | 10 | 15 | 23:01-23:15 | 0 | 1
|  | 10 | 15 | 23:16-23:30 | 0 | 1
|  | 10 | 15 | 23:31-23:45 | 0 | 1
|  | 10 | 15 | 23:46-24:00 | 0 | 1
|  | 10 | 16 | 00:01-00:15 | 1 | 1
|  | 10 | 16 | 00:16-00:30 | 1 | 1
|  | 10 | 16 | 00:31-00:45 | 1 | 1
|  | 10 | 16 | 00:46-01:00 | 1 | 1
|  | 10 | 16 | 01:01-01:15 | 1 | 1
|  | 10 | 16 | 01:16-01:30 | 1 | 1
|  | 10 | 16 | 01:31-01:45 | 1 | 1
|  | 10 | 16 | 01:46-02:00 | 1 | 1
|  | 10 | 16 | 02:01-02:15 | 1 | 1
|  | 10 | 16 | 02:16-02:30 | 1 | 1
|  | 10 | 16 | 02:31-02:45 | 1 | 1
|  | 10 | 16 | 02:46-03:00 | 1 | 1
|  | 10 | 16 | 03:01-03:15 | 1 | 1
|  | 10 | 16 | 03:16-03:30 | 1 | 1
|  | 10 | 16 | 03:31-03:45 | 1 | 1
|  | 10 | 16 | 03:46-04:00 | 1 | 1
|  | 10 | 16 | 04:01-04:15 | 1 | 1
|  | 10 | 16 | 04:16-04:30 | 1 | 1
|  | 10 | 16 | 04:31-04:45 | 1 | 1
|  | 10 | 16 | 04:46-05:00 | 1 | 1
|  | 10 | 16 | 05:01-05:15 | 1 | 1
|  | 10 | 16 | 05:16-05:30 | 1 | 1
|  | 10 | 16 | 05:31-05:45 | 1 | 1
|  | 10 | 16 | 05:46-06:00 | 1 | 1
|  | 10 | 16 | 06:01-06:15 | 1 | 1
|  | 10 | 16 | 06:16-06:30 | 1 | 1
|  | 10 | 16 | 06:31-06:45 | 1 | 1
|  | 10 | 16 | 06:46-07:00 | 1 | 1
|  | 10 | 16 | 07:01-07:15 | 1 | 1
|  | 10 | 16 | 07:16-07:30 | 1 | 1
|  | 10 | 16 | 07:31-07:45 | 1 | 1
|  | 10 | 16 | 07:46-08:00 | 1 | 1
|  | 10 | 16 | 08:01-08:15 | 1 | 1
|  | 10 | 16 | 08:16-08:30 | 1 | 1
|  | 10 | 16 | 08:31-08:45 | 1 | 1
|  | 10 | 16 | 08:46-09:00 | 1 | 1
|  | 10 | 16 | 09:01-09:15 | 1 | 1
|  | 10 | 16 | 09:16-09:30 | 1 | 1
|  | 10 | 16 | 09:31-09:45 | 1 | 1
|  | 10 | 16 | 09:46-10:00 | 1 | 1
|  | 10 | 16 | 10:01-10:15 | 1 | 1
|  | 10 | 16 | 10:16-10:30 | 1 | 1
|  | 10 | 16 | 10:31-10:45 | 1 | 1
|  | 10 | 16 | 10:46-11:00 | 1 | 1
|  | 10 | 16 | 11:01-11:15 | 1 | 1
|  | 10 | 16 | 11:16-11:30 | 1 | 1
|  | 10 | 16 | 11:31-11:45 | 1 | 1
|  | 10 | 16 | 11:46-12:00 | 1 | 1
|  | 10 | 16 | 12:01-12:15 | 1 | 1
|  | 10 | 16 | 12:16-12:30 | 1 | 1
|  | 10 | 16 | 12:31-12:45 | 1 | 1
|  | 10 | 16 | 12:46-13:00 | 1 | 1
|  | 10 | 16 | 13:01-13:15 | 1 | 1
|  | 10 | 16 | 13:16-13:30 | 1 | 1
|  | 10 | 16 | 13:31-13:45 | 1 | 1
|  | 10 | 16 | 13:46-14:00 | 1 | 1
|  | 10 | 16 | 14:01-14:15 | 1 | 1
|  | 10 | 16 | 14:16-14:30 | 1 | 1
|  | 10 | 16 | 14:31-14:45 | 1 | 1
|  | 10 | 16 | 14:46-15:00 | 1 | 1
|  | 10 | 16 | 15:01-15:15 | 1 | 1
|  | 10 | 16 | 15:16-15:30 | 1 | 1
|  | 10 | 16 | 15:31-15:45 | 1 | 1
|  | 10 | 16 | 15:46-16:00 | 1 | 1
|  | 10 | 16 | 16:01-16:15 | 1 | 1
|  | 10 | 16 | 16:16-16:30 | 1 | 1
|  | 10 | 16 | 16:31-16:45 | 1 | 1
|  | 10 | 16 | 16:46-17:00 | 1 | 1
|  | 10 | 16 | 17:01-17:15 | 1 | 1
|  | 10 | 16 | 17:16-17:30 | 1 | 1
|  | 10 | 16 | 17:31-17:45 | 1 | 1
|  | 10 | 16 | 17:46-18:00 | 1 | 1
|  | 10 | 16 | 18:01-18:15 | 1 | 1
|  | 10 | 16 | 18:16-18:30 | 1 | 1
|  | 10 | 16 | 18:31-18:45 | 1 | 1
|  | 10 | 16 | 18:46-19:00 | 1 | 1
|  | 10 | 16 | 19:01-19:15 | 1 | 1
|  | 10 | 16 | 19:16-19:30 | 1 | 1
|  | 10 | 16 | 19:31-19:45 | 1 | 1
|  | 10 | 16 | 19:46-20:00 | 1 | 1
|  | 10 | 16 | 20:01-20:15 | 1 | 1
|  | 10 | 16 | 20:16-20:30 | 1 | 1
|  | 10 | 16 | 20:31-20:45 | 1 | 1
|  | 10 | 16 | 20:46-21:00 | 1 | 1
|  | 10 | 16 | 21:01-21:15 | 1 | 1
|  | 10 | 16 | 21:16-21:30 | 1 | 1
|  | 10 | 16 | 21:31-21:45 | 1 | 1
|  | 10 | 16 | 21:46-22:00 | 1 | 1
|  | 10 | 16 | 22:01-22:15 | 1 | 1
|  | 10 | 16 | 22:16-22:30 | 1 | 1
|  | 10 | 16 | 22:31-22:45 | 1 | 1
|  | 10 | 16 | 22:46-23:00 | 1 | 1
|  | 10 | 16 | 23:01-23:15 | 1 | 1
|  | 10 | 16 | 23:16-23:30 | 1 | 1
|  | 10 | 16 | 23:31-23:45 | 1 | 1
|  | 10 | 16 | 23:46-24:00 | 1 | 1
|  | 10 | 17 | 00:01-00:15 | 1 | 1
|  | 10 | 17 | 00:16-00:30 | 1 | 1
|  | 10 | 17 | 00:31-00:45 | 1 | 1
|  | 10 | 17 | 00:46-01:00 | 1 | 1
|  | 10 | 17 | 01:01-01:15 | 1 | 1
|  | 10 | 17 | 01:16-01:30 | 1 | 1
|  | 10 | 17 | 01:31-01:45 | 1 | 1
|  | 10 | 17 | 01:46-02:00 | 1 | 1
|  | 10 | 17 | 02:01-02:15 | 1 | 1
|  | 10 | 17 | 02:16-02:30 | 1 | 1
|  | 10 | 17 | 02:31-02:45 | 1 | 1
|  | 10 | 17 | 02:46-03:00 | 1 | 1
|  | 10 | 17 | 03:01-03:15 | 1 | 1
|  | 10 | 17 | 03:16-03:30 | 1 | 1
|  | 10 | 17 | 03:31-03:45 | 1 | 1
|  | 10 | 17 | 03:46-04:00 | 1 | 1
|  | 10 | 17 | 04:01-04:15 | 1 | 1
|  | 10 | 17 | 04:16-04:30 | 1 | 1
|  | 10 | 17 | 04:31-04:45 | 1 | 1
|  | 10 | 17 | 04:46-05:00 | 1 | 1
|  | 10 | 17 | 05:01-05:15 | 1 | 1
|  | 10 | 17 | 05:16-05:30 | 1 | 1
|  | 10 | 17 | 05:31-05:45 | 1 | 1
|  | 10 | 17 | 05:46-06:00 | 1 | 1
|  | 10 | 17 | 06:01-06:15 | 1 | 1
|  | 10 | 17 | 06:16-06:30 | 1 | 1
|  | 10 | 17 | 06:31-06:45 | 1 | 1
|  | 10 | 17 | 06:46-07:00 | 1 | 1
|  | 10 | 17 | 07:01-07:15 | 1 | 1
|  | 10 | 17 | 07:16-07:30 | 1 | 1
|  | 10 | 17 | 07:31-07:45 | 1 | 1
|  | 10 | 17 | 07:46-08:00 | 1 | 1
|  | 10 | 17 | 08:01-08:15 | 1 | 1
|  | 10 | 17 | 08:16-08:30 | 1 | 1
|  | 10 | 17 | 08:31-08:45 | 1 | 1
|  | 10 | 17 | 08:46-09:00 | 1 | 1
|  | 10 | 17 | 09:01-09:15 | 1 | 1
|  | 10 | 17 | 09:16-09:30 | 1 | 1
|  | 10 | 17 | 09:31-09:45 | 1 | 1
|  | 10 | 17 | 09:46-10:00 | 1 | 1
|  | 10 | 17 | 10:01-10:15 | 1 | 1
|  | 10 | 17 | 10:16-10:30 | 1 | 1
|  | 10 | 17 | 10:31-10:45 | 1 | 1
|  | 10 | 17 | 10:46-11:00 | 1 | 1
|  | 10 | 17 | 11:01-11:15 | 1 | 1
|  | 10 | 17 | 11:16-11:30 | 1 | 1
|  | 10 | 17 | 11:31-11:45 | 1 | 1
|  | 10 | 17 | 11:46-12:00 | 1 | 1
|  | 10 | 17 | 12:01-12:15 | 1 | 1
|  | 10 | 17 | 12:16-12:30 | 1 | 1
|  | 10 | 17 | 12:31-12:45 | 1 | 1
|  | 10 | 17 | 12:46-13:00 | 1 | 1
|  | 10 | 17 | 13:01-13:15 | 1 | 1
|  | 10 | 17 | 13:16-13:30 | 1 | 1
|  | 10 | 17 | 13:31-13:45 | 1 | 1
|  | 10 | 17 | 13:46-14:00 | 1 | 1
|  | 10 | 17 | 14:01-14:15 | 1 | 1
|  | 10 | 17 | 14:16-14:30 | 1 | 1
|  | 10 | 17 | 14:31-14:45 | 1 | 1
|  | 10 | 17 | 14:46-15:00 | 1 | 1
|  | 10 | 17 | 15:01-15:15 | 1 | 1
|  | 10 | 17 | 15:16-15:30 | 1 | 1
|  | 10 | 17 | 15:31-15:45 | 1 | 1
|  | 10 | 17 | 15:46-16:00 | 1 | 1
|  | 10 | 17 | 16:01-16:15 | 1 | 1
|  | 10 | 17 | 16:16-16:30 | 1 | 1
|  | 10 | 17 | 16:31-16:45 | 1 | 1
|  | 10 | 17 | 16:46-17:00 | 1 | 1
|  | 10 | 17 | 17:01-17:15 | 1 | 1
|  | 10 | 17 | 17:16-17:30 | 1 | 1
|  | 10 | 17 | 17:31-17:45 | 1 | 1
|  | 10 | 17 | 17:46-18:00 | 1 | 1
|  | 10 | 17 | 18:01-18:15 | 1 | 1
|  | 10 | 17 | 18:16-18:30 | 1 | 1
|  | 10 | 17 | 18:31-18:45 | 1 | 1
|  | 10 | 17 | 18:46-19:00 | 1 | 1
|  | 10 | 17 | 19:01-19:15 | 1 | 1
|  | 10 | 17 | 19:16-19:30 | 1 | 1
|  | 10 | 17 | 19:31-19:45 | 1 | 1
|  | 10 | 17 | 19:46-20:00 | 1 | 1
|  | 10 | 17 | 20:01-20:15 | 1 | 1
|  | 10 | 17 | 20:16-20:30 | 1 | 1
|  | 10 | 17 | 20:31-20:45 | 1 | 1
|  | 10 | 17 | 20:46-21:00 | 1 | 1
|  | 10 | 17 | 21:01-21:15 | 1 | 1
|  | 10 | 17 | 21:16-21:30 | 1 | 1
|  | 10 | 17 | 21:31-21:45 | 1 | 1
|  | 10 | 17 | 21:46-22:00 | 1 | 1
|  | 10 | 17 | 22:01-22:15 | 1 | 1
|  | 10 | 17 | 22:16-22:30 | 1 | 1
|  | 10 | 17 | 22:31-22:45 | 1 | 1
|  | 10 | 17 | 22:46-23:00 | 1 | 1
|  | 10 | 17 | 23:01-23:15 | 1 | 1
|  | 10 | 17 | 23:16-23:30 | 1 | 1
|  | 10 | 17 | 23:31-23:45 | 1 | 1
|  | 10 | 17 | 23:46-24:00 | 1 | 1
|  | 10 | 18 | 00:01-00:15 | 1 | 1
|  | 10 | 18 | 00:16-00:30 | 1 | 1
|  | 10 | 18 | 00:31-00:45 | 1 | 1
|  | 10 | 18 | 00:46-01:00 | 1 | 1
|  | 10 | 18 | 01:01-01:15 | 1 | 1
|  | 10 | 18 | 01:16-01:30 | 1 | 1
|  | 10 | 18 | 01:31-01:45 | 1 | 1
|  | 10 | 18 | 01:46-02:00 | 1 | 1
|  | 10 | 18 | 02:01-02:15 | 1 | 1
|  | 10 | 18 | 02:16-02:30 | 1 | 1
|  | 10 | 18 | 02:31-02:45 | 1 | 1
|  | 10 | 18 | 02:46-03:00 | 1 | 1
|  | 10 | 18 | 03:01-03:15 | 1 | 1
|  | 10 | 18 | 03:16-03:30 | 1 | 1
|  | 10 | 18 | 03:31-03:45 | 1 | 1
|  | 10 | 18 | 03:46-04:00 | 1 | 1
|  | 10 | 18 | 04:01-04:15 | 1 | 1
|  | 10 | 18 | 04:16-04:30 | 1 | 1
|  | 10 | 18 | 04:31-04:45 | 1 | 1
|  | 10 | 18 | 04:46-05:00 | 1 | 1
|  | 10 | 18 | 05:01-05:15 | 1 | 1
|  | 10 | 18 | 05:16-05:30 | 1 | 1
|  | 10 | 18 | 05:31-05:45 | 1 | 1
|  | 10 | 18 | 05:46-06:00 | 1 | 1
|  | 10 | 18 | 06:01-06:15 | 1 | 1
|  | 10 | 18 | 06:16-06:30 | 1 | 1
|  | 10 | 18 | 06:31-06:45 | 1 | 1
|  | 10 | 18 | 06:46-07:00 | 1 | 1
|  | 10 | 18 | 07:01-07:15 | 1 | 1
|  | 10 | 18 | 07:16-07:30 | 1 | 1
|  | 10 | 18 | 07:31-07:45 | 1 | 1
|  | 10 | 18 | 07:46-08:00 | 1 | 1
|  | 10 | 18 | 08:01-08:15 | 1 | 1
|  | 10 | 18 | 08:16-08:30 | 1 | 1
|  | 10 | 18 | 08:31-08:45 | 1 | 1
|  | 10 | 18 | 08:46-09:00 | 1 | 1
|  | 10 | 18 | 09:01-09:15 | 1 | 1
|  | 10 | 18 | 09:16-09:30 | 1 | 1
|  | 10 | 18 | 09:31-09:45 | 1 | 1
|  | 10 | 18 | 09:46-10:00 | 1 | 1
|  | 10 | 18 | 10:01-10:15 | 1 | 1
|  | 10 | 18 | 10:16-10:30 | 1 | 1
|  | 10 | 18 | 10:31-10:45 | 1 | 1
|  | 10 | 18 | 10:46-11:00 | 1 | 1
|  | 10 | 18 | 11:01-11:15 | 1 | 1
|  | 10 | 18 | 11:16-11:30 | 1 | 1
|  | 10 | 18 | 11:31-11:45 | 1 | 1
|  | 10 | 18 | 11:46-12:00 | 1 | 1
|  | 10 | 18 | 12:01-12:15 | 1 | 1
|  | 10 | 18 | 12:16-12:30 | 1 | 1
|  | 10 | 18 | 12:31-12:45 | 1 | 1
|  | 10 | 18 | 12:46-13:00 | 1 | 1
|  | 10 | 18 | 13:01-13:15 | 1 | 1
|  | 10 | 18 | 13:16-13:30 | 1 | 1
|  | 10 | 18 | 13:31-13:45 | 1 | 1
|  | 10 | 18 | 13:46-14:00 | 1 | 1
|  | 10 | 18 | 14:01-14:15 | 1 | 1
|  | 10 | 18 | 14:16-14:30 | 1 | 1
|  | 10 | 18 | 14:31-14:45 | 1 | 1
|  | 10 | 18 | 14:46-15:00 | 1 | 1
|  | 10 | 18 | 15:01-15:15 | 1 | 1
|  | 10 | 18 | 15:16-15:30 | 1 | 1
|  | 10 | 18 | 15:31-15:45 | 1 | 1
|  | 10 | 18 | 15:46-16:00 | 1 | 1
|  | 10 | 18 | 16:01-16:15 | 1 | 1
|  | 10 | 18 | 16:16-16:30 | 1 | 1
|  | 10 | 18 | 16:31-16:45 | 1 | 1
|  | 10 | 18 | 16:46-17:00 | 1 | 1
|  | 10 | 18 | 17:01-17:15 | 1 | 1
|  | 10 | 18 | 17:16-17:30 | 1 | 1
|  | 10 | 18 | 17:31-17:45 | 1 | 1
|  | 10 | 18 | 17:46-18:00 | 1 | 1
|  | 10 | 18 | 18:01-18:15 | 1 | 1
|  | 10 | 18 | 18:16-18:30 | 1 | 1
|  | 10 | 18 | 18:31-18:45 | 1 | 1
|  | 10 | 18 | 18:46-19:00 | 1 | 1
|  | 10 | 18 | 19:01-19:15 | 1 | 1
|  | 10 | 18 | 19:16-19:30 | 1 | 1
|  | 10 | 18 | 19:31-19:45 | 1 | 1
|  | 10 | 18 | 19:46-20:00 | 1 | 1
|  | 10 | 18 | 20:01-20:15 | 1 | 1
|  | 10 | 18 | 20:16-20:30 | 1 | 1
|  | 10 | 18 | 20:31-20:45 | 1 | 1
|  | 10 | 18 | 20:46-21:00 | 1 | 1
|  | 10 | 18 | 21:01-21:15 | 1 | 1
|  | 10 | 18 | 21:16-21:30 | 1 | 1
|  | 10 | 18 | 21:31-21:45 | 1 | 1
|  | 10 | 18 | 21:46-22:00 | 1 | 1
|  | 10 | 18 | 22:01-22:15 | 1 | 1
|  | 10 | 18 | 22:16-22:30 | 1 | 1
|  | 10 | 18 | 22:31-22:45 | 1 | 1
|  | 10 | 18 | 22:46-23:00 | 1 | 1
|  | 10 | 18 | 23:01-23:15 | 1 | 1
|  | 10 | 18 | 23:16-23:30 | 1 | 1
|  | 10 | 18 | 23:31-23:45 | 1 | 1
|  | 10 | 18 | 23:46-24:00 | 1 | 1
|  | 10 | 19 | 00:01-00:15 | 1 | 1
|  | 10 | 19 | 00:16-00:30 | 1 | 1
|  | 10 | 19 | 00:31-00:45 | 1 | 1
|  | 10 | 19 | 00:46-01:00 | 1 | 1
|  | 10 | 19 | 01:01-01:15 | 1 | 1
|  | 10 | 19 | 01:16-01:30 | 1 | 1
|  | 10 | 19 | 01:31-01:45 | 1 | 1
|  | 10 | 19 | 01:46-02:00 | 1 | 1
|  | 10 | 19 | 02:01-02:15 | 1 | 1
|  | 10 | 19 | 02:16-02:30 | 1 | 1
|  | 10 | 19 | 02:31-02:45 | 1 | 1
|  | 10 | 19 | 02:46-03:00 | 1 | 1
|  | 10 | 19 | 03:01-03:15 | 1 | 1
|  | 10 | 19 | 03:16-03:30 | 1 | 1
|  | 10 | 19 | 03:31-03:45 | 1 | 1
|  | 10 | 19 | 03:46-04:00 | 1 | 1
|  | 10 | 19 | 04:01-04:15 | 1 | 1
|  | 10 | 19 | 04:16-04:30 | 1 | 1
|  | 10 | 19 | 04:31-04:45 | 1 | 1
|  | 10 | 19 | 04:46-05:00 | 1 | 1
|  | 10 | 19 | 05:01-05:15 | 1 | 1
|  | 10 | 19 | 05:16-05:30 | 1 | 1
|  | 10 | 19 | 05:31-05:45 | 1 | 1
|  | 10 | 19 | 05:46-06:00 | 1 | 1
|  | 10 | 19 | 06:01-06:15 | 1 | 1
|  | 10 | 19 | 06:16-06:30 | 1 | 1
|  | 10 | 19 | 06:31-06:45 | 1 | 1
|  | 10 | 19 | 06:46-07:00 | 1 | 1
|  | 10 | 19 | 07:01-07:15 | 1 | 1
|  | 10 | 19 | 07:16-07:30 | 1 | 1
|  | 10 | 19 | 07:31-07:45 | 1 | 1
|  | 10 | 19 | 07:46-08:00 | 1 | 1
|  | 10 | 19 | 08:01-08:15 | 1 | 1
|  | 10 | 19 | 08:16-08:30 | 1 | 1
|  | 10 | 19 | 08:31-08:45 | 1 | 1
|  | 10 | 19 | 08:46-09:00 | 1 | 1
|  | 10 | 19 | 09:01-09:15 | 1 | 1
|  | 10 | 19 | 09:16-09:30 | 1 | 1
|  | 10 | 19 | 09:31-09:45 | 1 | 1
|  | 10 | 19 | 09:46-10:00 | 1 | 1
|  | 10 | 19 | 10:01-10:15 | 1 | 1
|  | 10 | 19 | 10:16-10:30 | 1 | 1
|  | 10 | 19 | 10:31-10:45 | 1 | 1
|  | 10 | 19 | 10:46-11:00 | 1 | 1
|  | 10 | 19 | 11:01-11:15 | 1 | 1
|  | 10 | 19 | 11:16-11:30 | 1 | 1
|  | 10 | 19 | 11:31-11:45 | 1 | 1
|  | 10 | 19 | 11:46-12:00 | 1 | 1
|  | 10 | 19 | 12:01-12:15 | 1 | 1
|  | 10 | 19 | 12:16-12:30 | 1 | 1
|  | 10 | 19 | 12:31-12:45 | 1 | 1
|  | 10 | 19 | 12:46-13:00 | 1 | 1
|  | 10 | 19 | 13:01-13:15 | 1 | 1
|  | 10 | 19 | 13:16-13:30 | 1 | 1
|  | 10 | 19 | 13:31-13:45 | 1 | 1
|  | 10 | 19 | 13:46-14:00 | 1 | 1
|  | 10 | 19 | 14:01-14:15 | 1 | 1
|  | 10 | 19 | 14:16-14:30 | 1 | 1
|  | 10 | 19 | 14:31-14:45 | 1 | 1
|  | 10 | 19 | 14:46-15:00 | 1 | 1
|  | 10 | 19 | 15:01-15:15 | 1 | 1
|  | 10 | 19 | 15:16-15:30 | 1 | 1
|  | 10 | 19 | 15:31-15:45 | 1 | 1
|  | 10 | 19 | 15:46-16:00 | 1 | 1
|  | 10 | 19 | 16:01-16:15 | 1 | 1
|  | 10 | 19 | 16:16-16:30 | 1 | 1
|  | 10 | 19 | 16:31-16:45 | 1 | 1
|  | 10 | 19 | 16:46-17:00 | 1 | 1
|  | 10 | 19 | 17:01-17:15 | 1 | 1
|  | 10 | 19 | 17:16-17:30 | 1 | 1
|  | 10 | 19 | 17:31-17:45 | 1 | 1
|  | 10 | 19 | 17:46-18:00 | 1 | 1
|  | 10 | 19 | 18:01-18:15 | 1 | 1
|  | 10 | 19 | 18:16-18:30 | 1 | 1
|  | 10 | 19 | 18:31-18:45 | 1 | 1
|  | 10 | 19 | 18:46-19:00 | 1 | 1
|  | 10 | 19 | 19:01-19:15 | 1 | 1
|  | 10 | 19 | 19:16-19:30 | 1 | 1
|  | 10 | 19 | 19:31-19:45 | 1 | 1
|  | 10 | 19 | 19:46-20:00 | 1 | 1
|  | 10 | 19 | 20:01-20:15 | 1 | 1
|  | 10 | 19 | 20:16-20:30 | 1 | 1
|  | 10 | 19 | 20:31-20:45 | 1 | 1
|  | 10 | 19 | 20:46-21:00 | 1 | 1
|  | 10 | 19 | 21:01-21:15 | 1 | 1
|  | 10 | 19 | 21:16-21:30 | 1 | 1
|  | 10 | 19 | 21:31-21:45 | 1 | 1
|  | 10 | 19 | 21:46-22:00 | 1 | 1
|  | 10 | 19 | 22:01-22:15 | 1 | 1
|  | 10 | 19 | 22:16-22:30 | 1 | 1
|  | 10 | 19 | 22:31-22:45 | 1 | 1
|  | 10 | 19 | 22:46-23:00 | 1 | 1
|  | 10 | 19 | 23:01-23:15 | 1 | 1
|  | 10 | 19 | 23:16-23:30 | 1 | 1
|  | 10 | 19 | 23:31-23:45 | 1 | 1
|  | 10 | 19 | 23:46-24:00 | 1 | 1
|  | 10 | 20 | 00:01-00:15 | 1 | 1
|  | 10 | 20 | 00:16-00:30 | 1 | 1
|  | 10 | 20 | 00:31-00:45 | 1 | 1
|  | 10 | 20 | 00:46-01:00 | 1 | 1
|  | 10 | 20 | 01:01-01:15 | 1 | 1
|  | 10 | 20 | 01:16-01:30 | 1 | 1
|  | 10 | 20 | 01:31-01:45 | 1 | 1
|  | 10 | 20 | 01:46-02:00 | 1 | 1
|  | 10 | 20 | 02:01-02:15 | 1 | 1
|  | 10 | 20 | 02:16-02:30 | 1 | 1
|  | 10 | 20 | 02:31-02:45 | 1 | 1
|  | 10 | 20 | 02:46-03:00 | 1 | 1
|  | 10 | 20 | 03:01-03:15 | 1 | 1
|  | 10 | 20 | 03:16-03:30 | 1 | 1
|  | 10 | 20 | 03:31-03:45 | 1 | 1
|  | 10 | 20 | 03:46-04:00 | 1 | 1
|  | 10 | 20 | 04:01-04:15 | 1 | 1
|  | 10 | 20 | 04:16-04:30 | 1 | 1
|  | 10 | 20 | 04:31-04:45 | 1 | 1
|  | 10 | 20 | 04:46-05:00 | 1 | 1
|  | 10 | 20 | 05:01-05:15 | 1 | 1
|  | 10 | 20 | 05:16-05:30 | 1 | 1
|  | 10 | 20 | 05:31-05:45 | 1 | 1
|  | 10 | 20 | 05:46-06:00 | 1 | 1
|  | 10 | 20 | 06:01-06:15 | 1 | 1
|  | 10 | 20 | 06:16-06:30 | 1 | 1
|  | 10 | 20 | 06:31-06:45 | 1 | 1
|  | 10 | 20 | 06:46-07:00 | 1 | 1
|  | 10 | 20 | 07:01-07:15 | 1 | 1
|  | 10 | 20 | 07:16-07:30 | 1 | 1
|  | 10 | 20 | 07:31-07:45 | 1 | 1
|  | 10 | 20 | 07:46-08:00 | 1 | 1
|  | 10 | 20 | 08:01-08:15 | 1 | 1
|  | 10 | 20 | 08:16-08:30 | 1 | 1
|  | 10 | 20 | 08:31-08:45 | 1 | 1
|  | 10 | 20 | 08:46-09:00 | 1 | 1
|  | 10 | 20 | 09:01-09:15 | 1 | 1
|  | 10 | 20 | 09:16-09:30 | 1 | 1
|  | 10 | 20 | 09:31-09:45 | 1 | 1
|  | 10 | 20 | 09:46-10:00 | 1 | 1
|  | 10 | 20 | 10:01-10:15 | 1 | 1
|  | 10 | 20 | 10:16-10:30 | 1 | 1
|  | 10 | 20 | 10:31-10:45 | 1 | 1
|  | 10 | 20 | 10:46-11:00 | 1 | 1
|  | 10 | 20 | 11:01-11:15 | 1 | 1
|  | 10 | 20 | 11:16-11:30 | 1 | 1
|  | 10 | 20 | 11:31-11:45 | 1 | 1
|  | 10 | 20 | 11:46-12:00 | 1 | 1
|  | 10 | 20 | 12:01-12:15 | 1 | 1
|  | 10 | 20 | 12:16-12:30 | 1 | 1
|  | 10 | 20 | 12:31-12:45 | 1 | 1
|  | 10 | 20 | 12:46-13:00 | 1 | 1
|  | 10 | 20 | 13:01-13:15 | 1 | 1
|  | 10 | 20 | 13:16-13:30 | 1 | 1
|  | 10 | 20 | 13:31-13:45 | 1 | 1
|  | 10 | 20 | 13:46-14:00 | 1 | 1
|  | 10 | 20 | 14:01-14:15 | 1 | 1
|  | 10 | 20 | 14:16-14:30 | 1 | 1
|  | 10 | 20 | 14:31-14:45 | 1 | 1
|  | 10 | 20 | 14:46-15:00 | 1 | 1
|  | 10 | 20 | 15:01-15:15 | 1 | 1
|  | 10 | 20 | 15:16-15:30 | 1 | 1
|  | 10 | 20 | 15:31-15:45 | 1 | 1
|  | 10 | 20 | 15:46-16:00 | 1 | 1
|  | 10 | 20 | 16:01-16:15 | 1 | 1
|  | 10 | 20 | 16:16-16:30 | 1 | 1
|  | 10 | 20 | 16:31-16:45 | 1 | 1
|  | 10 | 20 | 16:46-17:00 | 1 | 1
|  | 10 | 20 | 17:01-17:15 | 1 | 1
|  | 10 | 20 | 17:16-17:30 | 1 | 1
|  | 10 | 20 | 17:31-17:45 | 1 | 1
|  | 10 | 20 | 17:46-18:00 | 1 | 1
|  | 10 | 20 | 18:01-18:15 | 1 | 1
|  | 10 | 20 | 18:16-18:30 | 1 | 1
|  | 10 | 20 | 18:31-18:45 | 1 | 1
|  | 10 | 20 | 18:46-19:00 | 1 | 1
|  | 10 | 20 | 19:01-19:15 | 1 | 1
|  | 10 | 20 | 19:16-19:30 | 1 | 1
|  | 10 | 20 | 19:31-19:45 | 1 | 1
|  | 10 | 20 | 19:46-20:00 | 1 | 1
|  | 10 | 20 | 20:01-20:15 | 1 | 1
|  | 10 | 20 | 20:16-20:30 | 1 | 1
|  | 10 | 20 | 20:31-20:45 | 1 | 1
|  | 10 | 20 | 20:46-21:00 | 1 | 1
|  | 10 | 20 | 21:01-21:15 | 1 | 1
|  | 10 | 20 | 21:16-21:30 | 1 | 1
|  | 10 | 20 | 21:31-21:45 | 1 | 1
|  | 10 | 20 | 21:46-22:00 | 1 | 1
|  | 10 | 20 | 22:01-22:15 | 1 | 1
|  | 10 | 20 | 22:16-22:30 | 1 | 1
|  | 10 | 20 | 22:31-22:45 | 1 | 1
|  | 10 | 20 | 22:46-23:00 | 1 | 1
|  | 10 | 20 | 23:01-23:15 | 1 | 1
|  | 10 | 20 | 23:16-23:30 | 1 | 1
|  | 10 | 20 | 23:31-23:45 | 1 | 1
|  | 10 | 20 | 23:46-24:00 | 1 | 1
|  | 10 | 21 | 00:01-00:15 | 0 | 1
|  | 10 | 21 | 00:16-00:30 | 0 | 1
|  | 10 | 21 | 00:31-00:45 | 0 | 1
|  | 10 | 21 | 00:46-01:00 | 0 | 1
|  | 10 | 21 | 01:01-01:15 | 0 | 1
|  | 10 | 21 | 01:16-01:30 | 0 | 1
|  | 10 | 21 | 01:31-01:45 | 0 | 1
|  | 10 | 21 | 01:46-02:00 | 0 | 1
|  | 10 | 21 | 02:01-02:15 | 0 | 1
|  | 10 | 21 | 02:16-02:30 | 0 | 1
|  | 10 | 21 | 02:31-02:45 | 0 | 1
|  | 10 | 21 | 02:46-03:00 | 0 | 1
|  | 10 | 21 | 03:01-03:15 | 0 | 1
|  | 10 | 21 | 03:16-03:30 | 0 | 1
|  | 10 | 21 | 03:31-03:45 | 0 | 1
|  | 10 | 21 | 03:46-04:00 | 0 | 1
|  | 10 | 21 | 04:01-04:15 | 0 | 1
|  | 10 | 21 | 04:16-04:30 | 0 | 1
|  | 10 | 21 | 04:31-04:45 | 0 | 1
|  | 10 | 21 | 04:46-05:00 | 0 | 1
|  | 10 | 21 | 05:01-05:15 | 0 | 1
|  | 10 | 21 | 05:16-05:30 | 0 | 1
|  | 10 | 21 | 05:31-05:45 | 0 | 1
|  | 10 | 21 | 05:46-06:00 | 0 | 1
|  | 10 | 21 | 06:01-06:15 | 0 | 1
|  | 10 | 21 | 06:16-06:30 | 0 | 1
|  | 10 | 21 | 06:31-06:45 | 0 | 1
|  | 10 | 21 | 06:46-07:00 | 0 | 1
|  | 10 | 21 | 07:01-07:15 | 0 | 1
|  | 10 | 21 | 07:16-07:30 | 0 | 1
|  | 10 | 21 | 07:31-07:45 | 0 | 1
|  | 10 | 21 | 07:46-08:00 | 0 | 1
|  | 10 | 21 | 08:01-08:15 | 0 | 1
|  | 10 | 21 | 08:16-08:30 | 0 | 1
|  | 10 | 21 | 08:31-08:45 | 0 | 1
|  | 10 | 21 | 08:46-09:00 | 0 | 1
|  | 10 | 21 | 09:01-09:15 | 0 | 1
|  | 10 | 21 | 09:16-09:30 | 0 | 1
|  | 10 | 21 | 09:31-09:45 | 0 | 1
|  | 10 | 21 | 09:46-10:00 | 0 | 1
|  | 10 | 21 | 10:01-10:15 | 0 | 1
|  | 10 | 21 | 10:16-10:30 | 0 | 1
|  | 10 | 21 | 10:31-10:45 | 0 | 1
|  | 10 | 21 | 10:46-11:00 | 0 | 1
|  | 10 | 21 | 11:01-11:15 | 0 | 1
|  | 10 | 21 | 11:16-11:30 | 0 | 1
|  | 10 | 21 | 11:31-11:45 | 0 | 1
|  | 10 | 21 | 11:46-12:00 | 0 | 1
|  | 10 | 21 | 12:01-12:15 | 0 | 1
|  | 10 | 21 | 12:16-12:30 | 0 | 1
|  | 10 | 21 | 12:31-12:45 | 0 | 1
|  | 10 | 21 | 12:46-13:00 | 0 | 1
|  | 10 | 21 | 13:01-13:15 | 0 | 1
|  | 10 | 21 | 13:16-13:30 | 0 | 1
|  | 10 | 21 | 13:31-13:45 | 0 | 1
|  | 10 | 21 | 13:46-14:00 | 0 | 1
|  | 10 | 21 | 14:01-14:15 | 0 | 1
|  | 10 | 21 | 14:16-14:30 | 0 | 1
|  | 10 | 21 | 14:31-14:45 | 0 | 1
|  | 10 | 21 | 14:46-15:00 | 0 | 1
|  | 10 | 21 | 15:01-15:15 | 0 | 1
|  | 10 | 21 | 15:16-15:30 | 0 | 1
|  | 10 | 21 | 15:31-15:45 | 0 | 1
|  | 10 | 21 | 15:46-16:00 | 0 | 1
|  | 10 | 21 | 16:01-16:15 | 0 | 1
|  | 10 | 21 | 16:16-16:30 | 0 | 1
|  | 10 | 21 | 16:31-16:45 | 0 | 1
|  | 10 | 21 | 16:46-17:00 | 0 | 1
|  | 10 | 21 | 17:01-17:15 | 0 | 1
|  | 10 | 21 | 17:16-17:30 | 0 | 1
|  | 10 | 21 | 17:31-17:45 | 0 | 1
|  | 10 | 21 | 17:46-18:00 | 0 | 1
|  | 10 | 21 | 18:01-18:15 | 0 | 1
|  | 10 | 21 | 18:16-18:30 | 0 | 1
|  | 10 | 21 | 18:31-18:45 | 0 | 1
|  | 10 | 21 | 18:46-19:00 | 0 | 1
|  | 10 | 21 | 19:01-19:15 | 0 | 1
|  | 10 | 21 | 19:16-19:30 | 0 | 1
|  | 10 | 21 | 19:31-19:45 | 0 | 1
|  | 10 | 21 | 19:46-20:00 | 0 | 1
|  | 10 | 21 | 20:01-20:15 | 0 | 1
|  | 10 | 21 | 20:16-20:30 | 0 | 1
|  | 10 | 21 | 20:31-20:45 | 0 | 1
|  | 10 | 21 | 20:46-21:00 | 0 | 1
|  | 10 | 21 | 21:01-21:15 | 0 | 1
|  | 10 | 21 | 21:16-21:30 | 0 | 1
|  | 10 | 21 | 21:31-21:45 | 0 | 1
|  | 10 | 21 | 21:46-22:00 | 0 | 1
|  | 10 | 21 | 22:01-22:15 | 0 | 1
|  | 10 | 21 | 22:16-22:30 | 0 | 1
|  | 10 | 21 | 22:31-22:45 | 0 | 1
|  | 10 | 21 | 22:46-23:00 | 0 | 1
|  | 10 | 21 | 23:01-23:15 | 0 | 1
|  | 10 | 21 | 23:16-23:30 | 0 | 1
|  | 10 | 21 | 23:31-23:45 | 0 | 1
|  | 10 | 21 | 23:46-24:00 | 0 | 1
|  | 10 | 22 | 00:01-00:15 | 0 | 1
|  | 10 | 22 | 00:16-00:30 | 0 | 1
|  | 10 | 22 | 00:31-00:45 | 0 | 1
|  | 10 | 22 | 00:46-01:00 | 0 | 1
|  | 10 | 22 | 01:01-01:15 | 0 | 1
|  | 10 | 22 | 01:16-01:30 | 0 | 1
|  | 10 | 22 | 01:31-01:45 | 0 | 1
|  | 10 | 22 | 01:46-02:00 | 0 | 1
|  | 10 | 22 | 02:01-02:15 | 0 | 1
|  | 10 | 22 | 02:16-02:30 | 0 | 1
|  | 10 | 22 | 02:31-02:45 | 0 | 1
|  | 10 | 22 | 02:46-03:00 | 0 | 1
|  | 10 | 22 | 03:01-03:15 | 0 | 1
|  | 10 | 22 | 03:16-03:30 | 0 | 1
|  | 10 | 22 | 03:31-03:45 | 0 | 1
|  | 10 | 22 | 03:46-04:00 | 0 | 1
|  | 10 | 22 | 04:01-04:15 | 0 | 1
|  | 10 | 22 | 04:16-04:30 | 0 | 1
|  | 10 | 22 | 04:31-04:45 | 0 | 1
|  | 10 | 22 | 04:46-05:00 | 0 | 1
|  | 10 | 22 | 05:01-05:15 | 0 | 1
|  | 10 | 22 | 05:16-05:30 | 0 | 1
|  | 10 | 22 | 05:31-05:45 | 0 | 1
|  | 10 | 22 | 05:46-06:00 | 0 | 1
|  | 10 | 22 | 06:01-06:15 | 0 | 1
|  | 10 | 22 | 06:16-06:30 | 0 | 1
|  | 10 | 22 | 06:31-06:45 | 0 | 1
|  | 10 | 22 | 06:46-07:00 | 0 | 1
|  | 10 | 22 | 07:01-07:15 | 0 | 1
|  | 10 | 22 | 07:16-07:30 | 0 | 1
|  | 10 | 22 | 07:31-07:45 | 0 | 1
|  | 10 | 22 | 07:46-08:00 | 0 | 1
|  | 10 | 22 | 08:01-08:15 | 0 | 1
|  | 10 | 22 | 08:16-08:30 | 0 | 1
|  | 10 | 22 | 08:31-08:45 | 0 | 1
|  | 10 | 22 | 08:46-09:00 | 0 | 1
|  | 10 | 22 | 09:01-09:15 | 0 | 1
|  | 10 | 22 | 09:16-09:30 | 0 | 1
|  | 10 | 22 | 09:31-09:45 | 0 | 1
|  | 10 | 22 | 09:46-10:00 | 0 | 1
|  | 10 | 22 | 10:01-10:15 | 0 | 1
|  | 10 | 22 | 10:16-10:30 | 0 | 1
|  | 10 | 22 | 10:31-10:45 | 0 | 1
|  | 10 | 22 | 10:46-11:00 | 0 | 1
|  | 10 | 22 | 11:01-11:15 | 0 | 1
|  | 10 | 22 | 11:16-11:30 | 0 | 1
|  | 10 | 22 | 11:31-11:45 | 0 | 1
|  | 10 | 22 | 11:46-12:00 | 0 | 1
|  | 10 | 22 | 12:01-12:15 | 0 | 1
|  | 10 | 22 | 12:16-12:30 | 0 | 1
|  | 10 | 22 | 12:31-12:45 | 0 | 1
|  | 10 | 22 | 12:46-13:00 | 0 | 1
|  | 10 | 22 | 13:01-13:15 | 0 | 1
|  | 10 | 22 | 13:16-13:30 | 0 | 1
|  | 10 | 22 | 13:31-13:45 | 0 | 1
|  | 10 | 22 | 13:46-14:00 | 0 | 1
|  | 10 | 22 | 14:01-14:15 | 0 | 1
|  | 10 | 22 | 14:16-14:30 | 0 | 1
|  | 10 | 22 | 14:31-14:45 | 0 | 1
|  | 10 | 22 | 14:46-15:00 | 0 | 1
|  | 10 | 22 | 15:01-15:15 | 0 | 1
|  | 10 | 22 | 15:16-15:30 | 0 | 1
|  | 10 | 22 | 15:31-15:45 | 0 | 1
|  | 10 | 22 | 15:46-16:00 | 0 | 1
|  | 10 | 22 | 16:01-16:15 | 0 | 1
|  | 10 | 22 | 16:16-16:30 | 0 | 1
|  | 10 | 22 | 16:31-16:45 | 0 | 1
|  | 10 | 22 | 16:46-17:00 | 0 | 1
|  | 10 | 22 | 17:01-17:15 | 0 | 1
|  | 10 | 22 | 17:16-17:30 | 0 | 1
|  | 10 | 22 | 17:31-17:45 | 0 | 1
|  | 10 | 22 | 17:46-18:00 | 0 | 1
|  | 10 | 22 | 18:01-18:15 | 0 | 1
|  | 10 | 22 | 18:16-18:30 | 0 | 1
|  | 10 | 22 | 18:31-18:45 | 0 | 1
|  | 10 | 22 | 18:46-19:00 | 0 | 1
|  | 10 | 22 | 19:01-19:15 | 0 | 1
|  | 10 | 22 | 19:16-19:30 | 0 | 1
|  | 10 | 22 | 19:31-19:45 | 0 | 1
|  | 10 | 22 | 19:46-20:00 | 0 | 1
|  | 10 | 22 | 20:01-20:15 | 0 | 1
|  | 10 | 22 | 20:16-20:30 | 0 | 1
|  | 10 | 22 | 20:31-20:45 | 0 | 1
|  | 10 | 22 | 20:46-21:00 | 0 | 1
|  | 10 | 22 | 21:01-21:15 | 0 | 1
|  | 10 | 22 | 21:16-21:30 | 0 | 1
|  | 10 | 22 | 21:31-21:45 | 0 | 1
|  | 10 | 22 | 21:46-22:00 | 0 | 1
|  | 10 | 22 | 22:01-22:15 | 0 | 1
|  | 10 | 22 | 22:16-22:30 | 0 | 1
|  | 10 | 22 | 22:31-22:45 | 0 | 1
|  | 10 | 22 | 22:46-23:00 | 0 | 1
|  | 10 | 22 | 23:01-23:15 | 0 | 1
|  | 10 | 22 | 23:16-23:30 | 0 | 1
|  | 10 | 22 | 23:31-23:45 | 0 | 1
|  | 10 | 22 | 23:46-24:00 | 0 | 1
|  | 10 | 23 | 00:01-00:15 | 1 | 1
|  | 10 | 23 | 00:16-00:30 | 1 | 1
|  | 10 | 23 | 00:31-00:45 | 1 | 1
|  | 10 | 23 | 00:46-01:00 | 1 | 1
|  | 10 | 23 | 01:01-01:15 | 1 | 1
|  | 10 | 23 | 01:16-01:30 | 1 | 1
|  | 10 | 23 | 01:31-01:45 | 1 | 1
|  | 10 | 23 | 01:46-02:00 | 1 | 1
|  | 10 | 23 | 02:01-02:15 | 1 | 1
|  | 10 | 23 | 02:16-02:30 | 1 | 1
|  | 10 | 23 | 02:31-02:45 | 1 | 1
|  | 10 | 23 | 02:46-03:00 | 1 | 1
|  | 10 | 23 | 03:01-03:15 | 1 | 1
|  | 10 | 23 | 03:16-03:30 | 1 | 1
|  | 10 | 23 | 03:31-03:45 | 1 | 1
|  | 10 | 23 | 03:46-04:00 | 1 | 1
|  | 10 | 23 | 04:01-04:15 | 1 | 1
|  | 10 | 23 | 04:16-04:30 | 1 | 1
|  | 10 | 23 | 04:31-04:45 | 1 | 1
|  | 10 | 23 | 04:46-05:00 | 1 | 1
|  | 10 | 23 | 05:01-05:15 | 1 | 1
|  | 10 | 23 | 05:16-05:30 | 1 | 1
|  | 10 | 23 | 05:31-05:45 | 1 | 1
|  | 10 | 23 | 05:46-06:00 | 1 | 1
|  | 10 | 23 | 06:01-06:15 | 1 | 1
|  | 10 | 23 | 06:16-06:30 | 1 | 1
|  | 10 | 23 | 06:31-06:45 | 1 | 1
|  | 10 | 23 | 06:46-07:00 | 1 | 1
|  | 10 | 23 | 07:01-07:15 | 1 | 1
|  | 10 | 23 | 07:16-07:30 | 1 | 1
|  | 10 | 23 | 07:31-07:45 | 1 | 1
|  | 10 | 23 | 07:46-08:00 | 1 | 1
|  | 10 | 23 | 08:01-08:15 | 1 | 1
|  | 10 | 23 | 08:16-08:30 | 1 | 1
|  | 10 | 23 | 08:31-08:45 | 1 | 1
|  | 10 | 23 | 08:46-09:00 | 1 | 1
|  | 10 | 23 | 09:01-09:15 | 1 | 1
|  | 10 | 23 | 09:16-09:30 | 1 | 1
|  | 10 | 23 | 09:31-09:45 | 1 | 1
|  | 10 | 23 | 09:46-10:00 | 1 | 1
|  | 10 | 23 | 10:01-10:15 | 1 | 1
|  | 10 | 23 | 10:16-10:30 | 1 | 1
|  | 10 | 23 | 10:31-10:45 | 1 | 1
|  | 10 | 23 | 10:46-11:00 | 1 | 1
|  | 10 | 23 | 11:01-11:15 | 1 | 1
|  | 10 | 23 | 11:16-11:30 | 1 | 1
|  | 10 | 23 | 11:31-11:45 | 1 | 1
|  | 10 | 23 | 11:46-12:00 | 1 | 1
|  | 10 | 23 | 12:01-12:15 | 1 | 1
|  | 10 | 23 | 12:16-12:30 | 1 | 1
|  | 10 | 23 | 12:31-12:45 | 1 | 1
|  | 10 | 23 | 12:46-13:00 | 1 | 1
|  | 10 | 23 | 13:01-13:15 | 1 | 1
|  | 10 | 23 | 13:16-13:30 | 1 | 1
|  | 10 | 23 | 13:31-13:45 | 1 | 1
|  | 10 | 23 | 13:46-14:00 | 1 | 1
|  | 10 | 23 | 14:01-14:15 | 1 | 1
|  | 10 | 23 | 14:16-14:30 | 1 | 1
|  | 10 | 23 | 14:31-14:45 | 1 | 1
|  | 10 | 23 | 14:46-15:00 | 1 | 1
|  | 10 | 23 | 15:01-15:15 | 1 | 1
|  | 10 | 23 | 15:16-15:30 | 1 | 1
|  | 10 | 23 | 15:31-15:45 | 1 | 1
|  | 10 | 23 | 15:46-16:00 | 1 | 1
|  | 10 | 23 | 16:01-16:15 | 1 | 1
|  | 10 | 23 | 16:16-16:30 | 1 | 1
|  | 10 | 23 | 16:31-16:45 | 1 | 1
|  | 10 | 23 | 16:46-17:00 | 1 | 1
|  | 10 | 23 | 17:01-17:15 | 1 | 1
|  | 10 | 23 | 17:16-17:30 | 1 | 1
|  | 10 | 23 | 17:31-17:45 | 1 | 1
|  | 10 | 23 | 17:46-18:00 | 1 | 1
|  | 10 | 23 | 18:01-18:15 | 1 | 1
|  | 10 | 23 | 18:16-18:30 | 1 | 1
|  | 10 | 23 | 18:31-18:45 | 1 | 1
|  | 10 | 23 | 18:46-19:00 | 1 | 1
|  | 10 | 23 | 19:01-19:15 | 1 | 1
|  | 10 | 23 | 19:16-19:30 | 1 | 1
|  | 10 | 23 | 19:31-19:45 | 1 | 1
|  | 10 | 23 | 19:46-20:00 | 1 | 1
|  | 10 | 23 | 20:01-20:15 | 1 | 1
|  | 10 | 23 | 20:16-20:30 | 1 | 1
|  | 10 | 23 | 20:31-20:45 | 1 | 1
|  | 10 | 23 | 20:46-21:00 | 1 | 1
|  | 10 | 23 | 21:01-21:15 | 1 | 1
|  | 10 | 23 | 21:16-21:30 | 1 | 1
|  | 10 | 23 | 21:31-21:45 | 1 | 1
|  | 10 | 23 | 21:46-22:00 | 1 | 1
|  | 10 | 23 | 22:01-22:15 | 1 | 1
|  | 10 | 23 | 22:16-22:30 | 1 | 1
|  | 10 | 23 | 22:31-22:45 | 1 | 1
|  | 10 | 23 | 22:46-23:00 | 1 | 1
|  | 10 | 23 | 23:01-23:15 | 1 | 1
|  | 10 | 23 | 23:16-23:30 | 1 | 1
|  | 10 | 23 | 23:31-23:45 | 1 | 1
|  | 10 | 23 | 23:46-24:00 | 1 | 1
|  | 10 | 24 | 00:01-00:15 | 1 | 1
|  | 10 | 24 | 00:16-00:30 | 1 | 1
|  | 10 | 24 | 00:31-00:45 | 1 | 1
|  | 10 | 24 | 00:46-01:00 | 1 | 1
|  | 10 | 24 | 01:01-01:15 | 1 | 1
|  | 10 | 24 | 01:16-01:30 | 1 | 1
|  | 10 | 24 | 01:31-01:45 | 1 | 1
|  | 10 | 24 | 01:46-02:00 | 1 | 1
|  | 10 | 24 | 02:01-02:15 | 1 | 1
|  | 10 | 24 | 02:16-02:30 | 1 | 1
|  | 10 | 24 | 02:31-02:45 | 1 | 1
|  | 10 | 24 | 02:46-03:00 | 1 | 1
|  | 10 | 24 | 03:01-03:15 | 1 | 1
|  | 10 | 24 | 03:16-03:30 | 1 | 1
|  | 10 | 24 | 03:31-03:45 | 1 | 1
|  | 10 | 24 | 03:46-04:00 | 1 | 1
|  | 10 | 24 | 04:01-04:15 | 1 | 1
|  | 10 | 24 | 04:16-04:30 | 1 | 1
|  | 10 | 24 | 04:31-04:45 | 1 | 1
|  | 10 | 24 | 04:46-05:00 | 1 | 1
|  | 10 | 24 | 05:01-05:15 | 1 | 1
|  | 10 | 24 | 05:16-05:30 | 1 | 1
|  | 10 | 24 | 05:31-05:45 | 1 | 1
|  | 10 | 24 | 05:46-06:00 | 1 | 1
|  | 10 | 24 | 06:01-06:15 | 1 | 1
|  | 10 | 24 | 06:16-06:30 | 1 | 1
|  | 10 | 24 | 06:31-06:45 | 1 | 1
|  | 10 | 24 | 06:46-07:00 | 1 | 1
|  | 10 | 24 | 07:01-07:15 | 1 | 1
|  | 10 | 24 | 07:16-07:30 | 1 | 1
|  | 10 | 24 | 07:31-07:45 | 1 | 1
|  | 10 | 24 | 07:46-08:00 | 1 | 1
|  | 10 | 24 | 08:01-08:15 | 1 | 1
|  | 10 | 24 | 08:16-08:30 | 1 | 1
|  | 10 | 24 | 08:31-08:45 | 1 | 1
|  | 10 | 24 | 08:46-09:00 | 1 | 1
|  | 10 | 24 | 09:01-09:15 | 1 | 1
|  | 10 | 24 | 09:16-09:30 | 1 | 1
|  | 10 | 24 | 09:31-09:45 | 1 | 1
|  | 10 | 24 | 09:46-10:00 | 1 | 1
|  | 10 | 24 | 10:01-10:15 | 1 | 1
|  | 10 | 24 | 10:16-10:30 | 1 | 1
|  | 10 | 24 | 10:31-10:45 | 1 | 1
|  | 10 | 24 | 10:46-11:00 | 1 | 1
|  | 10 | 24 | 11:01-11:15 | 1 | 1
|  | 10 | 24 | 11:16-11:30 | 1 | 1
|  | 10 | 24 | 11:31-11:45 | 1 | 1
|  | 10 | 24 | 11:46-12:00 | 1 | 1
|  | 10 | 24 | 12:01-12:15 | 1 | 1
|  | 10 | 24 | 12:16-12:30 | 1 | 1
|  | 10 | 24 | 12:31-12:45 | 1 | 1
|  | 10 | 24 | 12:46-13:00 | 1 | 1
|  | 10 | 24 | 13:01-13:15 | 1 | 1
|  | 10 | 24 | 13:16-13:30 | 1 | 1
|  | 10 | 24 | 13:31-13:45 | 1 | 1
|  | 10 | 24 | 13:46-14:00 | 1 | 1
|  | 10 | 24 | 14:01-14:15 | 1 | 1
|  | 10 | 24 | 14:16-14:30 | 1 | 1
|  | 10 | 24 | 14:31-14:45 | 1 | 1
|  | 10 | 24 | 14:46-15:00 | 1 | 1
|  | 10 | 24 | 15:01-15:15 | 1 | 1
|  | 10 | 24 | 15:16-15:30 | 1 | 1
|  | 10 | 24 | 15:31-15:45 | 1 | 1
|  | 10 | 24 | 15:46-16:00 | 1 | 1
|  | 10 | 24 | 16:01-16:15 | 1 | 1
|  | 10 | 24 | 16:16-16:30 | 1 | 1
|  | 10 | 24 | 16:31-16:45 | 1 | 1
|  | 10 | 24 | 16:46-17:00 | 1 | 1
|  | 10 | 24 | 17:01-17:15 | 1 | 1
|  | 10 | 24 | 17:16-17:30 | 1 | 1
|  | 10 | 24 | 17:31-17:45 | 1 | 1
|  | 10 | 24 | 17:46-18:00 | 1 | 1
|  | 10 | 24 | 18:01-18:15 | 1 | 1
|  | 10 | 24 | 18:16-18:30 | 1 | 1
|  | 10 | 24 | 18:31-18:45 | 1 | 1
|  | 10 | 24 | 18:46-19:00 | 1 | 1
|  | 10 | 24 | 19:01-19:15 | 1 | 1
|  | 10 | 24 | 19:16-19:30 | 1 | 1
|  | 10 | 24 | 19:31-19:45 | 1 | 1
|  | 10 | 24 | 19:46-20:00 | 1 | 1
|  | 10 | 24 | 20:01-20:15 | 1 | 1
|  | 10 | 24 | 20:16-20:30 | 1 | 1
|  | 10 | 24 | 20:31-20:45 | 1 | 1
|  | 10 | 24 | 20:46-21:00 | 1 | 1
|  | 10 | 24 | 21:01-21:15 | 1 | 1
|  | 10 | 24 | 21:16-21:30 | 1 | 1
|  | 10 | 24 | 21:31-21:45 | 1 | 1
|  | 10 | 24 | 21:46-22:00 | 1 | 1
|  | 10 | 24 | 22:01-22:15 | 1 | 1
|  | 10 | 24 | 22:16-22:30 | 1 | 1
|  | 10 | 24 | 22:31-22:45 | 1 | 1
|  | 10 | 24 | 22:46-23:00 | 1 | 1
|  | 10 | 24 | 23:01-23:15 | 1 | 1
|  | 10 | 24 | 23:16-23:30 | 1 | 1
|  | 10 | 24 | 23:31-23:45 | 1 | 1
|  | 10 | 24 | 23:46-24:00 | 1 | 1
|  | 10 | 25 | 00:01-00:15 | 1 | 1
|  | 10 | 25 | 00:16-00:30 | 1 | 1
|  | 10 | 25 | 00:31-00:45 | 1 | 1
|  | 10 | 25 | 00:46-01:00 | 1 | 1
|  | 10 | 25 | 01:01-01:15 | 1 | 1
|  | 10 | 25 | 01:16-01:30 | 1 | 1
|  | 10 | 25 | 01:31-01:45 | 1 | 1
|  | 10 | 25 | 01:46-02:00 | 1 | 1
|  | 10 | 25 | 02:01-02:15 | 1 | 1
|  | 10 | 25 | 02:16-02:30 | 1 | 1
|  | 10 | 25 | 02:31-02:45 | 1 | 1
|  | 10 | 25 | 02:46-03:00 | 1 | 1
|  | 10 | 25 | 03:01-03:15 | 1 | 1
|  | 10 | 25 | 03:16-03:30 | 1 | 1
|  | 10 | 25 | 03:31-03:45 | 1 | 1
|  | 10 | 25 | 03:46-04:00 | 1 | 1
|  | 10 | 25 | 04:01-04:15 | 1 | 1
|  | 10 | 25 | 04:16-04:30 | 1 | 1
|  | 10 | 25 | 04:31-04:45 | 1 | 1
|  | 10 | 25 | 04:46-05:00 | 1 | 1
|  | 10 | 25 | 05:01-05:15 | 1 | 1
|  | 10 | 25 | 05:16-05:30 | 1 | 1
|  | 10 | 25 | 05:31-05:45 | 1 | 1
|  | 10 | 25 | 05:46-06:00 | 1 | 1
|  | 10 | 25 | 06:01-06:15 | 1 | 1
|  | 10 | 25 | 06:16-06:30 | 1 | 1
|  | 10 | 25 | 06:31-06:45 | 1 | 1
|  | 10 | 25 | 06:46-07:00 | 1 | 1
|  | 10 | 25 | 07:01-07:15 | 1 | 1
|  | 10 | 25 | 07:16-07:30 | 1 | 1
|  | 10 | 25 | 07:31-07:45 | 1 | 1
|  | 10 | 25 | 07:46-08:00 | 1 | 1
|  | 10 | 25 | 08:01-08:15 | 1 | 1
|  | 10 | 25 | 08:16-08:30 | 1 | 1
|  | 10 | 25 | 08:31-08:45 | 1 | 1
|  | 10 | 25 | 08:46-09:00 | 1 | 1
|  | 10 | 25 | 09:01-09:15 | 1 | 1
|  | 10 | 25 | 09:16-09:30 | 1 | 1
|  | 10 | 25 | 09:31-09:45 | 1 | 1
|  | 10 | 25 | 09:46-10:00 | 1 | 1
|  | 10 | 25 | 10:01-10:15 | 1 | 1
|  | 10 | 25 | 10:16-10:30 | 1 | 1
|  | 10 | 25 | 10:31-10:45 | 1 | 1
|  | 10 | 25 | 10:46-11:00 | 1 | 1
|  | 10 | 25 | 11:01-11:15 | 1 | 1
|  | 10 | 25 | 11:16-11:30 | 1 | 1
|  | 10 | 25 | 11:31-11:45 | 1 | 1
|  | 10 | 25 | 11:46-12:00 | 1 | 1
|  | 10 | 25 | 12:01-12:15 | 1 | 1
|  | 10 | 25 | 12:16-12:30 | 1 | 1
|  | 10 | 25 | 12:31-12:45 | 1 | 1
|  | 10 | 25 | 12:46-13:00 | 1 | 1
|  | 10 | 25 | 13:01-13:15 | 1 | 1
|  | 10 | 25 | 13:16-13:30 | 1 | 1
|  | 10 | 25 | 13:31-13:45 | 1 | 1
|  | 10 | 25 | 13:46-14:00 | 1 | 1
|  | 10 | 25 | 14:01-14:15 | 1 | 1
|  | 10 | 25 | 14:16-14:30 | 1 | 1
|  | 10 | 25 | 14:31-14:45 | 1 | 1
|  | 10 | 25 | 14:46-15:00 | 1 | 1
|  | 10 | 25 | 15:01-15:15 | 1 | 1
|  | 10 | 25 | 15:16-15:30 | 1 | 1
|  | 10 | 25 | 15:31-15:45 | 1 | 1
|  | 10 | 25 | 15:46-16:00 | 1 | 1
|  | 10 | 25 | 16:01-16:15 | 1 | 1
|  | 10 | 25 | 16:16-16:30 | 1 | 1
|  | 10 | 25 | 16:31-16:45 | 1 | 1
|  | 10 | 25 | 16:46-17:00 | 1 | 1
|  | 10 | 25 | 17:01-17:15 | 1 | 1
|  | 10 | 25 | 17:16-17:30 | 1 | 1
|  | 10 | 25 | 17:31-17:45 | 1 | 1
|  | 10 | 25 | 17:46-18:00 | 1 | 1
|  | 10 | 25 | 18:01-18:15 | 1 | 1
|  | 10 | 25 | 18:16-18:30 | 1 | 1
|  | 10 | 25 | 18:31-18:45 | 1 | 1
|  | 10 | 25 | 18:46-19:00 | 1 | 1
|  | 10 | 25 | 19:01-19:15 | 1 | 1
|  | 10 | 25 | 19:16-19:30 | 1 | 1
|  | 10 | 25 | 19:31-19:45 | 1 | 1
|  | 10 | 25 | 19:46-20:00 | 1 | 1
|  | 10 | 25 | 20:01-20:15 | 1 | 1
|  | 10 | 25 | 20:16-20:30 | 1 | 1
|  | 10 | 25 | 20:31-20:45 | 1 | 1
|  | 10 | 25 | 20:46-21:00 | 1 | 1
|  | 10 | 25 | 21:01-21:15 | 1 | 1
|  | 10 | 25 | 21:16-21:30 | 1 | 1
|  | 10 | 25 | 21:31-21:45 | 1 | 1
|  | 10 | 25 | 21:46-22:00 | 1 | 1
|  | 10 | 25 | 22:01-22:15 | 1 | 1
|  | 10 | 25 | 22:16-22:30 | 1 | 1
|  | 10 | 25 | 22:31-22:45 | 1 | 1
|  | 10 | 25 | 22:46-23:00 | 1 | 1
|  | 10 | 25 | 23:01-23:15 | 1 | 1
|  | 10 | 25 | 23:16-23:30 | 1 | 1
|  | 10 | 25 | 23:31-23:45 | 1 | 1
|  | 10 | 25 | 23:46-24:00 | 1 | 1
|  | 10 | 26 | 00:01-00:15 | 1 | 1
|  | 10 | 26 | 00:16-00:30 | 1 | 1
|  | 10 | 26 | 00:31-00:45 | 1 | 1
|  | 10 | 26 | 00:46-01:00 | 1 | 1
|  | 10 | 26 | 01:01-01:15 | 1 | 1
|  | 10 | 26 | 01:16-01:30 | 1 | 1
|  | 10 | 26 | 01:31-01:45 | 1 | 1
|  | 10 | 26 | 01:46-02:00 | 1 | 1
|  | 10 | 26 | 02:01-02:15 | 1 | 1
|  | 10 | 26 | 02:16-02:30 | 1 | 1
|  | 10 | 26 | 02:31-02:45 | 1 | 1
|  | 10 | 26 | 02:46-03:00 | 1 | 1
|  | 10 | 26 | 03:01-03:15 | 1 | 1
|  | 10 | 26 | 03:16-03:30 | 1 | 1
|  | 10 | 26 | 03:31-03:45 | 1 | 1
|  | 10 | 26 | 03:46-04:00 | 1 | 1
|  | 10 | 26 | 04:01-04:15 | 1 | 1
|  | 10 | 26 | 04:16-04:30 | 1 | 1
|  | 10 | 26 | 04:31-04:45 | 1 | 1
|  | 10 | 26 | 04:46-05:00 | 1 | 1
|  | 10 | 26 | 05:01-05:15 | 1 | 1
|  | 10 | 26 | 05:16-05:30 | 1 | 1
|  | 10 | 26 | 05:31-05:45 | 1 | 1
|  | 10 | 26 | 05:46-06:00 | 1 | 1
|  | 10 | 26 | 06:01-06:15 | 1 | 1
|  | 10 | 26 | 06:16-06:30 | 1 | 1
|  | 10 | 26 | 06:31-06:45 | 1 | 1
|  | 10 | 26 | 06:46-07:00 | 1 | 1
|  | 10 | 26 | 07:01-07:15 | 1 | 1
|  | 10 | 26 | 07:16-07:30 | 1 | 1
|  | 10 | 26 | 07:31-07:45 | 1 | 1
|  | 10 | 26 | 07:46-08:00 | 1 | 1
|  | 10 | 26 | 08:01-08:15 | 1 | 1
|  | 10 | 26 | 08:16-08:30 | 1 | 1
|  | 10 | 26 | 08:31-08:45 | 1 | 1
|  | 10 | 26 | 08:46-09:00 | 1 | 1
|  | 10 | 26 | 09:01-09:15 | 1 | 1
|  | 10 | 26 | 09:16-09:30 | 1 | 1
|  | 10 | 26 | 09:31-09:45 | 1 | 1
|  | 10 | 26 | 09:46-10:00 | 1 | 1
|  | 10 | 26 | 10:01-10:15 | 1 | 1
|  | 10 | 26 | 10:16-10:30 | 1 | 1
|  | 10 | 26 | 10:31-10:45 | 1 | 1
|  | 10 | 26 | 10:46-11:00 | 1 | 1
|  | 10 | 26 | 11:01-11:15 | 1 | 1
|  | 10 | 26 | 11:16-11:30 | 1 | 1
|  | 10 | 26 | 11:31-11:45 | 1 | 1
|  | 10 | 26 | 11:46-12:00 | 1 | 1
|  | 10 | 26 | 12:01-12:15 | 1 | 1
|  | 10 | 26 | 12:16-12:30 | 1 | 1
|  | 10 | 26 | 12:31-12:45 | 1 | 1
|  | 10 | 26 | 12:46-13:00 | 1 | 1
|  | 10 | 26 | 13:01-13:15 | 1 | 1
|  | 10 | 26 | 13:16-13:30 | 1 | 1
|  | 10 | 26 | 13:31-13:45 | 1 | 1
|  | 10 | 26 | 13:46-14:00 | 1 | 1
|  | 10 | 26 | 14:01-14:15 | 1 | 1
|  | 10 | 26 | 14:16-14:30 | 1 | 1
|  | 10 | 26 | 14:31-14:45 | 1 | 1
|  | 10 | 26 | 14:46-15:00 | 1 | 1
|  | 10 | 26 | 15:01-15:15 | 1 | 1
|  | 10 | 26 | 15:16-15:30 | 1 | 1
|  | 10 | 26 | 15:31-15:45 | 1 | 1
|  | 10 | 26 | 15:46-16:00 | 1 | 1
|  | 10 | 26 | 16:01-16:15 | 1 | 1
|  | 10 | 26 | 16:16-16:30 | 1 | 1
|  | 10 | 26 | 16:31-16:45 | 1 | 1
|  | 10 | 26 | 16:46-17:00 | 1 | 1
|  | 10 | 26 | 17:01-17:15 | 1 | 1
|  | 10 | 26 | 17:16-17:30 | 1 | 1
|  | 10 | 26 | 17:31-17:45 | 1 | 1
|  | 10 | 26 | 17:46-18:00 | 1 | 1
|  | 10 | 26 | 18:01-18:15 | 1 | 1
|  | 10 | 26 | 18:16-18:30 | 1 | 1
|  | 10 | 26 | 18:31-18:45 | 1 | 1
|  | 10 | 26 | 18:46-19:00 | 1 | 1
|  | 10 | 26 | 19:01-19:15 | 1 | 1
|  | 10 | 26 | 19:16-19:30 | 1 | 1
|  | 10 | 26 | 19:31-19:45 | 1 | 1
|  | 10 | 26 | 19:46-20:00 | 1 | 1
|  | 10 | 26 | 20:01-20:15 | 1 | 1
|  | 10 | 26 | 20:16-20:30 | 1 | 1
|  | 10 | 26 | 20:31-20:45 | 1 | 1
|  | 10 | 26 | 20:46-21:00 | 1 | 1
|  | 10 | 26 | 21:01-21:15 | 1 | 1
|  | 10 | 26 | 21:16-21:30 | 1 | 1
|  | 10 | 26 | 21:31-21:45 | 1 | 1
|  | 10 | 26 | 21:46-22:00 | 1 | 1
|  | 10 | 26 | 22:01-22:15 | 1 | 1
|  | 10 | 26 | 22:16-22:30 | 1 | 1
|  | 10 | 26 | 22:31-22:45 | 1 | 1
|  | 10 | 26 | 22:46-23:00 | 1 | 1
|  | 10 | 26 | 23:01-23:15 | 1 | 1
|  | 10 | 26 | 23:16-23:30 | 1 | 1
|  | 10 | 26 | 23:31-23:45 | 1 | 1
|  | 10 | 26 | 23:46-24:00 | 1 | 1
|  | 10 | 27 | 00:01-00:15 | 1 | 1
|  | 10 | 27 | 00:16-00:30 | 1 | 1
|  | 10 | 27 | 00:31-00:45 | 1 | 1
|  | 10 | 27 | 00:46-01:00 | 1 | 1
|  | 10 | 27 | 01:01-01:15 | 1 | 1
|  | 10 | 27 | 01:16-01:30 | 1 | 1
|  | 10 | 27 | 01:31-01:45 | 1 | 1
|  | 10 | 27 | 01:46-02:00 | 1 | 1
|  | 10 | 27 | 02:01-02:15 | 1 | 1
|  | 10 | 27 | 02:16-02:30 | 1 | 1
|  | 10 | 27 | 02:31-02:45 | 1 | 1
|  | 10 | 27 | 02:46-03:00 | 1 | 1
|  | 10 | 27 | 03:01-03:15 | 1 | 1
|  | 10 | 27 | 03:16-03:30 | 1 | 1
|  | 10 | 27 | 03:31-03:45 | 1 | 1
|  | 10 | 27 | 03:46-04:00 | 1 | 1
|  | 10 | 27 | 04:01-04:15 | 1 | 1
|  | 10 | 27 | 04:16-04:30 | 1 | 1
|  | 10 | 27 | 04:31-04:45 | 1 | 1
|  | 10 | 27 | 04:46-05:00 | 1 | 1
|  | 10 | 27 | 05:01-05:15 | 1 | 1
|  | 10 | 27 | 05:16-05:30 | 1 | 1
|  | 10 | 27 | 05:31-05:45 | 1 | 1
|  | 10 | 27 | 05:46-06:00 | 1 | 1
|  | 10 | 27 | 06:01-06:15 | 1 | 1
|  | 10 | 27 | 06:16-06:30 | 1 | 1
|  | 10 | 27 | 06:31-06:45 | 1 | 1
|  | 10 | 27 | 06:46-07:00 | 1 | 1
|  | 10 | 27 | 07:01-07:15 | 1 | 1
|  | 10 | 27 | 07:16-07:30 | 1 | 1
|  | 10 | 27 | 07:31-07:45 | 1 | 1
|  | 10 | 27 | 07:46-08:00 | 1 | 1
|  | 10 | 27 | 08:01-08:15 | 1 | 1
|  | 10 | 27 | 08:16-08:30 | 1 | 1
|  | 10 | 27 | 08:31-08:45 | 1 | 1
|  | 10 | 27 | 08:46-09:00 | 1 | 1
|  | 10 | 27 | 09:01-09:15 | 1 | 1
|  | 10 | 27 | 09:16-09:30 | 1 | 1
|  | 10 | 27 | 09:31-09:45 | 1 | 1
|  | 10 | 27 | 09:46-10:00 | 1 | 1
|  | 10 | 27 | 10:01-10:15 | 1 | 1
|  | 10 | 27 | 10:16-10:30 | 1 | 1
|  | 10 | 27 | 10:31-10:45 | 1 | 1
|  | 10 | 27 | 10:46-11:00 | 1 | 1
|  | 10 | 27 | 11:01-11:15 | 1 | 1
|  | 10 | 27 | 11:16-11:30 | 1 | 1
|  | 10 | 27 | 11:31-11:45 | 1 | 1
|  | 10 | 27 | 11:46-12:00 | 1 | 1
|  | 10 | 27 | 12:01-12:15 | 1 | 1
|  | 10 | 27 | 12:16-12:30 | 1 | 1
|  | 10 | 27 | 12:31-12:45 | 1 | 1
|  | 10 | 27 | 12:46-13:00 | 1 | 1
|  | 10 | 27 | 13:01-13:15 | 1 | 1
|  | 10 | 27 | 13:16-13:30 | 1 | 1
|  | 10 | 27 | 13:31-13:45 | 1 | 1
|  | 10 | 27 | 13:46-14:00 | 1 | 1
|  | 10 | 27 | 14:01-14:15 | 1 | 1
|  | 10 | 27 | 14:16-14:30 | 1 | 1
|  | 10 | 27 | 14:31-14:45 | 1 | 1
|  | 10 | 27 | 14:46-15:00 | 1 | 1
|  | 10 | 27 | 15:01-15:15 | 1 | 1
|  | 10 | 27 | 15:16-15:30 | 1 | 1
|  | 10 | 27 | 15:31-15:45 | 1 | 1
|  | 10 | 27 | 15:46-16:00 | 1 | 1
|  | 10 | 27 | 16:01-16:15 | 1 | 1
|  | 10 | 27 | 16:16-16:30 | 1 | 1
|  | 10 | 27 | 16:31-16:45 | 1 | 1
|  | 10 | 27 | 16:46-17:00 | 1 | 1
|  | 10 | 27 | 17:01-17:15 | 1 | 1
|  | 10 | 27 | 17:16-17:30 | 1 | 1
|  | 10 | 27 | 17:31-17:45 | 1 | 1
|  | 10 | 27 | 17:46-18:00 | 1 | 1
|  | 10 | 27 | 18:01-18:15 | 1 | 1
|  | 10 | 27 | 18:16-18:30 | 1 | 1
|  | 10 | 27 | 18:31-18:45 | 1 | 1
|  | 10 | 27 | 18:46-19:00 | 1 | 1
|  | 10 | 27 | 19:01-19:15 | 1 | 1
|  | 10 | 27 | 19:16-19:30 | 1 | 1
|  | 10 | 27 | 19:31-19:45 | 1 | 1
|  | 10 | 27 | 19:46-20:00 | 1 | 1
|  | 10 | 27 | 20:01-20:15 | 1 | 1
|  | 10 | 27 | 20:16-20:30 | 1 | 1
|  | 10 | 27 | 20:31-20:45 | 1 | 1
|  | 10 | 27 | 20:46-21:00 | 1 | 1
|  | 10 | 27 | 21:01-21:15 | 1 | 1
|  | 10 | 27 | 21:16-21:30 | 1 | 1
|  | 10 | 27 | 21:31-21:45 | 1 | 1
|  | 10 | 27 | 21:46-22:00 | 1 | 1
|  | 10 | 27 | 22:01-22:15 | 1 | 1
|  | 10 | 27 | 22:16-22:30 | 1 | 1
|  | 10 | 27 | 22:31-22:45 | 1 | 1
|  | 10 | 27 | 22:46-23:00 | 1 | 1
|  | 10 | 27 | 23:01-23:15 | 1 | 1
|  | 10 | 27 | 23:16-23:30 | 1 | 1
|  | 10 | 27 | 23:31-23:45 | 1 | 1
|  | 10 | 27 | 23:46-24:00 | 1 | 1
|  | 10 | 28 | 00:01-00:15 | 0 | 1
|  | 10 | 28 | 00:16-00:30 | 0 | 1
|  | 10 | 28 | 00:31-00:45 | 0 | 1
|  | 10 | 28 | 00:46-01:00 | 0 | 1
|  | 10 | 28 | 01:01-01:15 | 0 | 1
|  | 10 | 28 | 01:16-01:30 | 0 | 1
|  | 10 | 28 | 01:31-01:45 | 0 | 1
|  | 10 | 28 | 01:46-02:00 | 0 | 1
|  | 10 | 28 | 02:01-02:15 | 0 | 1
|  | 10 | 28 | 02:16-02:30 | 0 | 1
|  | 10 | 28 | 02:31-02:45 | 0 | 1
|  | 10 | 28 | 02:46-03:00 | 0 | 1
|  | 10 | 28 | 03:01-03:15 | 0 | 1
|  | 10 | 28 | 03:16-03:30 | 0 | 1
|  | 10 | 28 | 03:31-03:45 | 0 | 1
|  | 10 | 28 | 03:46-04:00 | 0 | 1
|  | 10 | 28 | 04:01-04:15 | 0 | 1
|  | 10 | 28 | 04:16-04:30 | 0 | 1
|  | 10 | 28 | 04:31-04:45 | 0 | 1
|  | 10 | 28 | 04:46-05:00 | 0 | 1
|  | 10 | 28 | 05:01-05:15 | 0 | 1
|  | 10 | 28 | 05:16-05:30 | 0 | 1
|  | 10 | 28 | 05:31-05:45 | 0 | 1
|  | 10 | 28 | 05:46-06:00 | 0 | 1
|  | 10 | 28 | 06:01-06:15 | 0 | 1
|  | 10 | 28 | 06:16-06:30 | 0 | 1
|  | 10 | 28 | 06:31-06:45 | 0 | 1
|  | 10 | 28 | 06:46-07:00 | 0 | 1
|  | 10 | 28 | 07:01-07:15 | 0 | 1
|  | 10 | 28 | 07:16-07:30 | 0 | 1
|  | 10 | 28 | 07:31-07:45 | 0 | 1
|  | 10 | 28 | 07:46-08:00 | 0 | 1
|  | 10 | 28 | 08:01-08:15 | 0 | 1
|  | 10 | 28 | 08:16-08:30 | 0 | 1
|  | 10 | 28 | 08:31-08:45 | 0 | 1
|  | 10 | 28 | 08:46-09:00 | 0 | 1
|  | 10 | 28 | 09:01-09:15 | 0 | 1
|  | 10 | 28 | 09:16-09:30 | 0 | 1
|  | 10 | 28 | 09:31-09:45 | 0 | 1
|  | 10 | 28 | 09:46-10:00 | 0 | 1
|  | 10 | 28 | 10:01-10:15 | 0 | 1
|  | 10 | 28 | 10:16-10:30 | 0 | 1
|  | 10 | 28 | 10:31-10:45 | 0 | 1
|  | 10 | 28 | 10:46-11:00 | 0 | 1
|  | 10 | 28 | 11:01-11:15 | 0 | 1
|  | 10 | 28 | 11:16-11:30 | 0 | 1
|  | 10 | 28 | 11:31-11:45 | 0 | 1
|  | 10 | 28 | 11:46-12:00 | 0 | 1
|  | 10 | 28 | 12:01-12:15 | 0 | 1
|  | 10 | 28 | 12:16-12:30 | 0 | 1
|  | 10 | 28 | 12:31-12:45 | 0 | 1
|  | 10 | 28 | 12:46-13:00 | 0 | 1
|  | 10 | 28 | 13:01-13:15 | 0 | 1
|  | 10 | 28 | 13:16-13:30 | 0 | 1
|  | 10 | 28 | 13:31-13:45 | 0 | 1
|  | 10 | 28 | 13:46-14:00 | 0 | 1
|  | 10 | 28 | 14:01-14:15 | 0 | 1
|  | 10 | 28 | 14:16-14:30 | 0 | 1
|  | 10 | 28 | 14:31-14:45 | 0 | 1
|  | 10 | 28 | 14:46-15:00 | 0 | 1
|  | 10 | 28 | 15:01-15:15 | 0 | 1
|  | 10 | 28 | 15:16-15:30 | 0 | 1
|  | 10 | 28 | 15:31-15:45 | 0 | 1
|  | 10 | 28 | 15:46-16:00 | 0 | 1
|  | 10 | 28 | 16:01-16:15 | 0 | 1
|  | 10 | 28 | 16:16-16:30 | 0 | 1
|  | 10 | 28 | 16:31-16:45 | 0 | 1
|  | 10 | 28 | 16:46-17:00 | 0 | 1
|  | 10 | 28 | 17:01-17:15 | 0 | 1
|  | 10 | 28 | 17:16-17:30 | 0 | 1
|  | 10 | 28 | 17:31-17:45 | 0 | 1
|  | 10 | 28 | 17:46-18:00 | 0 | 1
|  | 10 | 28 | 18:01-18:15 | 0 | 1
|  | 10 | 28 | 18:16-18:30 | 0 | 1
|  | 10 | 28 | 18:31-18:45 | 0 | 1
|  | 10 | 28 | 18:46-19:00 | 0 | 1
|  | 10 | 28 | 19:01-19:15 | 0 | 1
|  | 10 | 28 | 19:16-19:30 | 0 | 1
|  | 10 | 28 | 19:31-19:45 | 0 | 1
|  | 10 | 28 | 19:46-20:00 | 0 | 1
|  | 10 | 28 | 20:01-20:15 | 0 | 1
|  | 10 | 28 | 20:16-20:30 | 0 | 1
|  | 10 | 28 | 20:31-20:45 | 0 | 1
|  | 10 | 28 | 20:46-21:00 | 0 | 1
|  | 10 | 28 | 21:01-21:15 | 0 | 1
|  | 10 | 28 | 21:16-21:30 | 0 | 1
|  | 10 | 28 | 21:31-21:45 | 0 | 1
|  | 10 | 28 | 21:46-22:00 | 0 | 1
|  | 10 | 28 | 22:01-22:15 | 0 | 1
|  | 10 | 28 | 22:16-22:30 | 0 | 1
|  | 10 | 28 | 22:31-22:45 | 0 | 1
|  | 10 | 28 | 22:46-23:00 | 0 | 1
|  | 10 | 28 | 23:01-23:15 | 0 | 1
|  | 10 | 28 | 23:16-23:30 | 0 | 1
|  | 10 | 28 | 23:31-23:45 | 0 | 1
|  | 10 | 28 | 23:46-24:00 | 0 | 1
|  | 10 | 29 | 00:01-00:15 | 0 | 1
|  | 10 | 29 | 00:16-00:30 | 0 | 1
|  | 10 | 29 | 00:31-00:45 | 0 | 1
|  | 10 | 29 | 00:46-01:00 | 0 | 1
|  | 10 | 29 | 01:01-01:15 | 0 | 1
|  | 10 | 29 | 01:16-01:30 | 0 | 1
|  | 10 | 29 | 01:31-01:45 | 0 | 1
|  | 10 | 29 | 01:46-02:00 | 0 | 1
|  | 10 | 29 | 02:01-02:15 | 0 | 1
|  | 10 | 29 | 02:16-02:30 | 0 | 1
|  | 10 | 29 | 02:31-02:45 | 0 | 1
|  | 10 | 29 | 02:46-03:00 | 0 | 1
|  | 10 | 29 | 03:01-03:15 | 0 | 1
|  | 10 | 29 | 03:16-03:30 | 0 | 1
|  | 10 | 29 | 03:31-03:45 | 0 | 1
|  | 10 | 29 | 03:46-04:00 | 0 | 1
|  | 10 | 29 | 04:01-04:15 | 0 | 1
|  | 10 | 29 | 04:16-04:30 | 0 | 1
|  | 10 | 29 | 04:31-04:45 | 0 | 1
|  | 10 | 29 | 04:46-05:00 | 0 | 1
|  | 10 | 29 | 05:01-05:15 | 0 | 1
|  | 10 | 29 | 05:16-05:30 | 0 | 1
|  | 10 | 29 | 05:31-05:45 | 0 | 1
|  | 10 | 29 | 05:46-06:00 | 0 | 1
|  | 10 | 29 | 06:01-06:15 | 0 | 1
|  | 10 | 29 | 06:16-06:30 | 0 | 1
|  | 10 | 29 | 06:31-06:45 | 0 | 1
|  | 10 | 29 | 06:46-07:00 | 0 | 1
|  | 10 | 29 | 07:01-07:15 | 0 | 1
|  | 10 | 29 | 07:16-07:30 | 0 | 1
|  | 10 | 29 | 07:31-07:45 | 0 | 1
|  | 10 | 29 | 07:46-08:00 | 0 | 1
|  | 10 | 29 | 08:01-08:15 | 0 | 1
|  | 10 | 29 | 08:16-08:30 | 0 | 1
|  | 10 | 29 | 08:31-08:45 | 0 | 1
|  | 10 | 29 | 08:46-09:00 | 0 | 1
|  | 10 | 29 | 09:01-09:15 | 0 | 1
|  | 10 | 29 | 09:16-09:30 | 0 | 1
|  | 10 | 29 | 09:31-09:45 | 0 | 1
|  | 10 | 29 | 09:46-10:00 | 0 | 1
|  | 10 | 29 | 10:01-10:15 | 0 | 1
|  | 10 | 29 | 10:16-10:30 | 0 | 1
|  | 10 | 29 | 10:31-10:45 | 0 | 1
|  | 10 | 29 | 10:46-11:00 | 0 | 1
|  | 10 | 29 | 11:01-11:15 | 0 | 1
|  | 10 | 29 | 11:16-11:30 | 0 | 1
|  | 10 | 29 | 11:31-11:45 | 0 | 1
|  | 10 | 29 | 11:46-12:00 | 0 | 1
|  | 10 | 29 | 12:01-12:15 | 0 | 1
|  | 10 | 29 | 12:16-12:30 | 0 | 1
|  | 10 | 29 | 12:31-12:45 | 0 | 1
|  | 10 | 29 | 12:46-13:00 | 0 | 1
|  | 10 | 29 | 13:01-13:15 | 0 | 1
|  | 10 | 29 | 13:16-13:30 | 0 | 1
|  | 10 | 29 | 13:31-13:45 | 0 | 1
|  | 10 | 29 | 13:46-14:00 | 0 | 1
|  | 10 | 29 | 14:01-14:15 | 0 | 1
|  | 10 | 29 | 14:16-14:30 | 0 | 1
|  | 10 | 29 | 14:31-14:45 | 0 | 1
|  | 10 | 29 | 14:46-15:00 | 0 | 1
|  | 10 | 29 | 15:01-15:15 | 0 | 1
|  | 10 | 29 | 15:16-15:30 | 0 | 1
|  | 10 | 29 | 15:31-15:45 | 0 | 1
|  | 10 | 29 | 15:46-16:00 | 0 | 1
|  | 10 | 29 | 16:01-16:15 | 0 | 1
|  | 10 | 29 | 16:16-16:30 | 0 | 1
|  | 10 | 29 | 16:31-16:45 | 0 | 1
|  | 10 | 29 | 16:46-17:00 | 0 | 1
|  | 10 | 29 | 17:01-17:15 | 0 | 1
|  | 10 | 29 | 17:16-17:30 | 0 | 1
|  | 10 | 29 | 17:31-17:45 | 0 | 1
|  | 10 | 29 | 17:46-18:00 | 0 | 1
|  | 10 | 29 | 18:01-18:15 | 0 | 1
|  | 10 | 29 | 18:16-18:30 | 0 | 1
|  | 10 | 29 | 18:31-18:45 | 0 | 1
|  | 10 | 29 | 18:46-19:00 | 0 | 1
|  | 10 | 29 | 19:01-19:15 | 0 | 1
|  | 10 | 29 | 19:16-19:30 | 0 | 1
|  | 10 | 29 | 19:31-19:45 | 0 | 1
|  | 10 | 29 | 19:46-20:00 | 0 | 1
|  | 10 | 29 | 20:01-20:15 | 0 | 1
|  | 10 | 29 | 20:16-20:30 | 0 | 1
|  | 10 | 29 | 20:31-20:45 | 0 | 1
|  | 10 | 29 | 20:46-21:00 | 0 | 1
|  | 10 | 29 | 21:01-21:15 | 0 | 1
|  | 10 | 29 | 21:16-21:30 | 0 | 1
|  | 10 | 29 | 21:31-21:45 | 0 | 1
|  | 10 | 29 | 21:46-22:00 | 0 | 1
|  | 10 | 29 | 22:01-22:15 | 0 | 1
|  | 10 | 29 | 22:16-22:30 | 0 | 1
|  | 10 | 29 | 22:31-22:45 | 0 | 1
|  | 10 | 29 | 22:46-23:00 | 0 | 1
|  | 10 | 29 | 23:01-23:15 | 0 | 1
|  | 10 | 29 | 23:16-23:30 | 0 | 1
|  | 10 | 29 | 23:31-23:45 | 0 | 1
|  | 10 | 29 | 23:46-24:00 | 0 | 1
|  | 10 | 30 | 00:01-00:15 | 1 | 1
|  | 10 | 30 | 00:16-00:30 | 1 | 1
|  | 10 | 30 | 00:31-00:45 | 1 | 1
|  | 10 | 30 | 00:46-01:00 | 1 | 1
|  | 10 | 30 | 01:01-01:15 | 1 | 1
|  | 10 | 30 | 01:16-01:30 | 1 | 1
|  | 10 | 30 | 01:31-01:45 | 1 | 1
|  | 10 | 30 | 01:46-02:00 | 1 | 1
|  | 10 | 30 | 02:01-02:15 | 1 | 1
|  | 10 | 30 | 02:16-02:30 | 1 | 1
|  | 10 | 30 | 02:31-02:45 | 1 | 1
|  | 10 | 30 | 02:46-03:00 | 1 | 1
|  | 10 | 30 | 03:01-03:15 | 1 | 1
|  | 10 | 30 | 03:16-03:30 | 1 | 1
|  | 10 | 30 | 03:31-03:45 | 1 | 1
|  | 10 | 30 | 03:46-04:00 | 1 | 1
|  | 10 | 30 | 04:01-04:15 | 1 | 1
|  | 10 | 30 | 04:16-04:30 | 1 | 1
|  | 10 | 30 | 04:31-04:45 | 1 | 1
|  | 10 | 30 | 04:46-05:00 | 1 | 1
|  | 10 | 30 | 05:01-05:15 | 1 | 1
|  | 10 | 30 | 05:16-05:30 | 1 | 1
|  | 10 | 30 | 05:31-05:45 | 1 | 1
|  | 10 | 30 | 05:46-06:00 | 1 | 1
|  | 10 | 30 | 06:01-06:15 | 1 | 1
|  | 10 | 30 | 06:16-06:30 | 1 | 1
|  | 10 | 30 | 06:31-06:45 | 1 | 1
|  | 10 | 30 | 06:46-07:00 | 1 | 1
|  | 10 | 30 | 07:01-07:15 | 1 | 1
|  | 10 | 30 | 07:16-07:30 | 1 | 1
|  | 10 | 30 | 07:31-07:45 | 1 | 1
|  | 10 | 30 | 07:46-08:00 | 1 | 1
|  | 10 | 30 | 08:01-08:15 | 1 | 1
|  | 10 | 30 | 08:16-08:30 | 1 | 1
|  | 10 | 30 | 08:31-08:45 | 1 | 1
|  | 10 | 30 | 08:46-09:00 | 1 | 1
|  | 10 | 30 | 09:01-09:15 | 1 | 1
|  | 10 | 30 | 09:16-09:30 | 1 | 1
|  | 10 | 30 | 09:31-09:45 | 1 | 1
|  | 10 | 30 | 09:46-10:00 | 1 | 1
|  | 10 | 30 | 10:01-10:15 | 1 | 1
|  | 10 | 30 | 10:16-10:30 | 1 | 1
|  | 10 | 30 | 10:31-10:45 | 1 | 1
|  | 10 | 30 | 10:46-11:00 | 1 | 1
|  | 10 | 30 | 11:01-11:15 | 1 | 1
|  | 10 | 30 | 11:16-11:30 | 1 | 1
|  | 10 | 30 | 11:31-11:45 | 1 | 1
|  | 10 | 30 | 11:46-12:00 | 1 | 1
|  | 10 | 30 | 12:01-12:15 | 1 | 1
|  | 10 | 30 | 12:16-12:30 | 1 | 1
|  | 10 | 30 | 12:31-12:45 | 1 | 1
|  | 10 | 30 | 12:46-13:00 | 1 | 1
|  | 10 | 30 | 13:01-13:15 | 1 | 1
|  | 10 | 30 | 13:16-13:30 | 1 | 1
|  | 10 | 30 | 13:31-13:45 | 1 | 1
|  | 10 | 30 | 13:46-14:00 | 1 | 1
|  | 10 | 30 | 14:01-14:15 | 1 | 1
|  | 10 | 30 | 14:16-14:30 | 1 | 1
|  | 10 | 30 | 14:31-14:45 | 1 | 1
|  | 10 | 30 | 14:46-15:00 | 1 | 1
|  | 10 | 30 | 15:01-15:15 | 1 | 1
|  | 10 | 30 | 15:16-15:30 | 1 | 1
|  | 10 | 30 | 15:31-15:45 | 1 | 1
|  | 10 | 30 | 15:46-16:00 | 1 | 1
|  | 10 | 30 | 16:01-16:15 | 1 | 1
|  | 10 | 30 | 16:16-16:30 | 1 | 1
|  | 10 | 30 | 16:31-16:45 | 1 | 1
|  | 10 | 30 | 16:46-17:00 | 1 | 1
|  | 10 | 30 | 17:01-17:15 | 1 | 1
|  | 10 | 30 | 17:16-17:30 | 1 | 1
|  | 10 | 30 | 17:31-17:45 | 1 | 1
|  | 10 | 30 | 17:46-18:00 | 1 | 1
|  | 10 | 30 | 18:01-18:15 | 1 | 1
|  | 10 | 30 | 18:16-18:30 | 1 | 1
|  | 10 | 30 | 18:31-18:45 | 1 | 1
|  | 10 | 30 | 18:46-19:00 | 1 | 1
|  | 10 | 30 | 19:01-19:15 | 1 | 1
|  | 10 | 30 | 19:16-19:30 | 1 | 1
|  | 10 | 30 | 19:31-19:45 | 1 | 1
|  | 10 | 30 | 19:46-20:00 | 1 | 1
|  | 10 | 30 | 20:01-20:15 | 1 | 1
|  | 10 | 30 | 20:16-20:30 | 1 | 1
|  | 10 | 30 | 20:31-20:45 | 1 | 1
|  | 10 | 30 | 20:46-21:00 | 1 | 1
|  | 10 | 30 | 21:01-21:15 | 1 | 1
|  | 10 | 30 | 21:16-21:30 | 1 | 1
|  | 10 | 30 | 21:31-21:45 | 1 | 1
|  | 10 | 30 | 21:46-22:00 | 1 | 1
|  | 10 | 30 | 22:01-22:15 | 1 | 1
|  | 10 | 30 | 22:16-22:30 | 1 | 1
|  | 10 | 30 | 22:31-22:45 | 1 | 1
|  | 10 | 30 | 22:46-23:00 | 1 | 1
|  | 10 | 30 | 23:01-23:15 | 1 | 1
|  | 10 | 30 | 23:16-23:30 | 1 | 1
|  | 10 | 30 | 23:31-23:45 | 1 | 1
|  | 10 | 30 | 23:46-24:00 | 1 | 1
|  | 10 | 31 | 00:01-00:15 | 1 | 1
|  | 10 | 31 | 00:16-00:30 | 1 | 1
|  | 10 | 31 | 00:31-00:45 | 1 | 1
|  | 10 | 31 | 00:46-01:00 | 1 | 1
|  | 10 | 31 | 01:01-01:15 | 1 | 1
|  | 10 | 31 | 01:16-01:30 | 1 | 1
|  | 10 | 31 | 01:31-01:45 | 1 | 1
|  | 10 | 31 | 01:46-02:00 | 1 | 1
|  | 10 | 31 | 02:01-02:15 | 1 | 1
|  | 10 | 31 | 02:16-02:30 | 1 | 1
|  | 10 | 31 | 02:31-02:45 | 1 | 1
|  | 10 | 31 | 02:46-03:00 | 1 | 1
|  | 10 | 31 | 03:01-03:15 | 1 | 1
|  | 10 | 31 | 03:16-03:30 | 1 | 1
|  | 10 | 31 | 03:31-03:45 | 1 | 1
|  | 10 | 31 | 03:46-04:00 | 1 | 1
|  | 10 | 31 | 04:01-04:15 | 1 | 1
|  | 10 | 31 | 04:16-04:30 | 1 | 1
|  | 10 | 31 | 04:31-04:45 | 1 | 1
|  | 10 | 31 | 04:46-05:00 | 1 | 1
|  | 10 | 31 | 05:01-05:15 | 1 | 1
|  | 10 | 31 | 05:16-05:30 | 1 | 1
|  | 10 | 31 | 05:31-05:45 | 1 | 1
|  | 10 | 31 | 05:46-06:00 | 1 | 1
|  | 10 | 31 | 06:01-06:15 | 1 | 1
|  | 10 | 31 | 06:16-06:30 | 1 | 1
|  | 10 | 31 | 06:31-06:45 | 1 | 1
|  | 10 | 31 | 06:46-07:00 | 1 | 1
|  | 10 | 31 | 07:01-07:15 | 1 | 1
|  | 10 | 31 | 07:16-07:30 | 1 | 1
|  | 10 | 31 | 07:31-07:45 | 1 | 1
|  | 10 | 31 | 07:46-08:00 | 1 | 1
|  | 10 | 31 | 08:01-08:15 | 1 | 1
|  | 10 | 31 | 08:16-08:30 | 1 | 1
|  | 10 | 31 | 08:31-08:45 | 1 | 1
|  | 10 | 31 | 08:46-09:00 | 1 | 1
|  | 10 | 31 | 09:01-09:15 | 1 | 1
|  | 10 | 31 | 09:16-09:30 | 1 | 1
|  | 10 | 31 | 09:31-09:45 | 1 | 1
|  | 10 | 31 | 09:46-10:00 | 1 | 1
|  | 10 | 31 | 10:01-10:15 | 1 | 1
|  | 10 | 31 | 10:16-10:30 | 1 | 1
|  | 10 | 31 | 10:31-10:45 | 1 | 1
|  | 10 | 31 | 10:46-11:00 | 1 | 1
|  | 10 | 31 | 11:01-11:15 | 1 | 1
|  | 10 | 31 | 11:16-11:30 | 1 | 1
|  | 10 | 31 | 11:31-11:45 | 1 | 1
|  | 10 | 31 | 11:46-12:00 | 1 | 1
|  | 10 | 31 | 12:01-12:15 | 1 | 1
|  | 10 | 31 | 12:16-12:30 | 1 | 1
|  | 10 | 31 | 12:31-12:45 | 1 | 1
|  | 10 | 31 | 12:46-13:00 | 1 | 1
|  | 10 | 31 | 13:01-13:15 | 1 | 1
|  | 10 | 31 | 13:16-13:30 | 1 | 1
|  | 10 | 31 | 13:31-13:45 | 1 | 1
|  | 10 | 31 | 13:46-14:00 | 1 | 1
|  | 10 | 31 | 14:01-14:15 | 1 | 1
|  | 10 | 31 | 14:16-14:30 | 1 | 1
|  | 10 | 31 | 14:31-14:45 | 1 | 1
|  | 10 | 31 | 14:46-15:00 | 1 | 1
|  | 10 | 31 | 15:01-15:15 | 1 | 1
|  | 10 | 31 | 15:16-15:30 | 1 | 1
|  | 10 | 31 | 15:31-15:45 | 1 | 1
|  | 10 | 31 | 15:46-16:00 | 1 | 1
|  | 10 | 31 | 16:01-16:15 | 1 | 1
|  | 10 | 31 | 16:16-16:30 | 1 | 1
|  | 10 | 31 | 16:31-16:45 | 1 | 1
|  | 10 | 31 | 16:46-17:00 | 1 | 1
|  | 10 | 31 | 17:01-17:15 | 1 | 1
|  | 10 | 31 | 17:16-17:30 | 1 | 1
|  | 10 | 31 | 17:31-17:45 | 1 | 1
|  | 10 | 31 | 17:46-18:00 | 1 | 1
|  | 10 | 31 | 18:01-18:15 | 1 | 1
|  | 10 | 31 | 18:16-18:30 | 1 | 1
|  | 10 | 31 | 18:31-18:45 | 1 | 1
|  | 10 | 31 | 18:46-19:00 | 1 | 1
|  | 10 | 31 | 19:01-19:15 | 1 | 1
|  | 10 | 31 | 19:16-19:30 | 1 | 1
|  | 10 | 31 | 19:31-19:45 | 1 | 1
|  | 10 | 31 | 19:46-20:00 | 1 | 1
|  | 10 | 31 | 20:01-20:15 | 1 | 1
|  | 10 | 31 | 20:16-20:30 | 1 | 1
|  | 10 | 31 | 20:31-20:45 | 1 | 1
|  | 10 | 31 | 20:46-21:00 | 1 | 1
|  | 10 | 31 | 21:01-21:15 | 1 | 1
|  | 10 | 31 | 21:16-21:30 | 1 | 1
|  | 10 | 31 | 21:31-21:45 | 1 | 1
|  | 10 | 31 | 21:46-22:00 | 1 | 1
|  | 10 | 31 | 22:01-22:15 | 1 | 1
|  | 10 | 31 | 22:16-22:30 | 1 | 1
|  | 10 | 31 | 22:31-22:45 | 1 | 1
|  | 10 | 31 | 22:46-23:00 | 1 | 1
|  | 10 | 31 | 23:01-23:15 | 1 | 1
|  | 10 | 31 | 23:16-23:30 | 1 | 1
|  | 10 | 31 | 23:31-23:45 | 1 | 1
|  | 10 | 31 | 23:46-24:00 | 1 | 1
|  | 11 | 1 | 00:01-00:15 | 1 | 1
|  | 11 | 1 | 00:16-00:30 | 1 | 1
|  | 11 | 1 | 00:31-00:45 | 1 | 1
|  | 11 | 1 | 00:46-01:00 | 1 | 1
|  | 11 | 1 | 01:01-01:15 | 1 | 1
|  | 11 | 1 | 01:16-01:30 | 1 | 1
|  | 11 | 1 | 01:31-01:45 | 1 | 1
|  | 11 | 1 | 01:46-02:00 | 1 | 1
|  | 11 | 1 | 02:01-02:15 | 1 | 1
|  | 11 | 1 | 02:16-02:30 | 1 | 1
|  | 11 | 1 | 02:31-02:45 | 1 | 1
|  | 11 | 1 | 02:46-03:00 | 1 | 1
|  | 11 | 1 | 03:01-03:15 | 1 | 1
|  | 11 | 1 | 03:16-03:30 | 1 | 1
|  | 11 | 1 | 03:31-03:45 | 1 | 1
|  | 11 | 1 | 03:46-04:00 | 1 | 1
|  | 11 | 1 | 04:01-04:15 | 1 | 1
|  | 11 | 1 | 04:16-04:30 | 1 | 1
|  | 11 | 1 | 04:31-04:45 | 1 | 1
|  | 11 | 1 | 04:46-05:00 | 1 | 1
|  | 11 | 1 | 05:01-05:15 | 1 | 1
|  | 11 | 1 | 05:16-05:30 | 1 | 1
|  | 11 | 1 | 05:31-05:45 | 1 | 1
|  | 11 | 1 | 05:46-06:00 | 1 | 1
|  | 11 | 1 | 06:01-06:15 | 1 | 1
|  | 11 | 1 | 06:16-06:30 | 1 | 1
|  | 11 | 1 | 06:31-06:45 | 1 | 1
|  | 11 | 1 | 06:46-07:00 | 1 | 1
|  | 11 | 1 | 07:01-07:15 | 1 | 1
|  | 11 | 1 | 07:16-07:30 | 1 | 1
|  | 11 | 1 | 07:31-07:45 | 1 | 1
|  | 11 | 1 | 07:46-08:00 | 1 | 1
|  | 11 | 1 | 08:01-08:15 | 1 | 1
|  | 11 | 1 | 08:16-08:30 | 1 | 1
|  | 11 | 1 | 08:31-08:45 | 1 | 1
|  | 11 | 1 | 08:46-09:00 | 1 | 1
|  | 11 | 1 | 09:01-09:15 | 1 | 1
|  | 11 | 1 | 09:16-09:30 | 1 | 1
|  | 11 | 1 | 09:31-09:45 | 1 | 1
|  | 11 | 1 | 09:46-10:00 | 1 | 1
|  | 11 | 1 | 10:01-10:15 | 1 | 1
|  | 11 | 1 | 10:16-10:30 | 1 | 1
|  | 11 | 1 | 10:31-10:45 | 1 | 1
|  | 11 | 1 | 10:46-11:00 | 1 | 1
|  | 11 | 1 | 11:01-11:15 | 1 | 1
|  | 11 | 1 | 11:16-11:30 | 1 | 1
|  | 11 | 1 | 11:31-11:45 | 1 | 1
|  | 11 | 1 | 11:46-12:00 | 1 | 1
|  | 11 | 1 | 12:01-12:15 | 1 | 1
|  | 11 | 1 | 12:16-12:30 | 1 | 1
|  | 11 | 1 | 12:31-12:45 | 1 | 1
|  | 11 | 1 | 12:46-13:00 | 1 | 1
|  | 11 | 1 | 13:01-13:15 | 1 | 1
|  | 11 | 1 | 13:16-13:30 | 1 | 1
|  | 11 | 1 | 13:31-13:45 | 1 | 1
|  | 11 | 1 | 13:46-14:00 | 1 | 1
|  | 11 | 1 | 14:01-14:15 | 1 | 1
|  | 11 | 1 | 14:16-14:30 | 1 | 1
|  | 11 | 1 | 14:31-14:45 | 1 | 1
|  | 11 | 1 | 14:46-15:00 | 1 | 1
|  | 11 | 1 | 15:01-15:15 | 1 | 1
|  | 11 | 1 | 15:16-15:30 | 1 | 1
|  | 11 | 1 | 15:31-15:45 | 1 | 1
|  | 11 | 1 | 15:46-16:00 | 1 | 1
|  | 11 | 1 | 16:01-16:15 | 1 | 1
|  | 11 | 1 | 16:16-16:30 | 1 | 1
|  | 11 | 1 | 16:31-16:45 | 1 | 1
|  | 11 | 1 | 16:46-17:00 | 1 | 1
|  | 11 | 1 | 17:01-17:15 | 1 | 1
|  | 11 | 1 | 17:16-17:30 | 1 | 1
|  | 11 | 1 | 17:31-17:45 | 1 | 1
|  | 11 | 1 | 17:46-18:00 | 1 | 1
|  | 11 | 1 | 18:01-18:15 | 1 | 1
|  | 11 | 1 | 18:16-18:30 | 1 | 1
|  | 11 | 1 | 18:31-18:45 | 1 | 1
|  | 11 | 1 | 18:46-19:00 | 1 | 1
|  | 11 | 1 | 19:01-19:15 | 1 | 1
|  | 11 | 1 | 19:16-19:30 | 1 | 1
|  | 11 | 1 | 19:31-19:45 | 1 | 1
|  | 11 | 1 | 19:46-20:00 | 1 | 1
|  | 11 | 1 | 20:01-20:15 | 1 | 1
|  | 11 | 1 | 20:16-20:30 | 1 | 1
|  | 11 | 1 | 20:31-20:45 | 1 | 1
|  | 11 | 1 | 20:46-21:00 | 1 | 1
|  | 11 | 1 | 21:01-21:15 | 1 | 1
|  | 11 | 1 | 21:16-21:30 | 1 | 1
|  | 11 | 1 | 21:31-21:45 | 1 | 1
|  | 11 | 1 | 21:46-22:00 | 1 | 1
|  | 11 | 1 | 22:01-22:15 | 1 | 1
|  | 11 | 1 | 22:16-22:30 | 1 | 1
|  | 11 | 1 | 22:31-22:45 | 1 | 1
|  | 11 | 1 | 22:46-23:00 | 1 | 1
|  | 11 | 1 | 23:01-23:15 | 1 | 1
|  | 11 | 1 | 23:16-23:30 | 1 | 1
|  | 11 | 1 | 23:31-23:45 | 1 | 1
|  | 11 | 1 | 23:46-24:00 | 1 | 1
|  | 11 | 2 | 00:01-00:15 | 1 | 1
|  | 11 | 2 | 00:16-00:30 | 1 | 1
|  | 11 | 2 | 00:31-00:45 | 1 | 1
|  | 11 | 2 | 00:46-01:00 | 1 | 1
|  | 11 | 2 | 01:01-01:15 | 1 | 1
|  | 11 | 2 | 01:16-01:30 | 1 | 1
|  | 11 | 2 | 01:31-01:45 | 1 | 1
|  | 11 | 2 | 01:46-02:00 | 1 | 1
|  | 11 | 2 | 02:01-02:15 | 1 | 1
|  | 11 | 2 | 02:16-02:30 | 1 | 1
|  | 11 | 2 | 02:31-02:45 | 1 | 1
|  | 11 | 2 | 02:46-03:00 | 1 | 1
|  | 11 | 2 | 03:01-03:15 | 1 | 1
|  | 11 | 2 | 03:16-03:30 | 1 | 1
|  | 11 | 2 | 03:31-03:45 | 1 | 1
|  | 11 | 2 | 03:46-04:00 | 1 | 1
|  | 11 | 2 | 04:01-04:15 | 1 | 1
|  | 11 | 2 | 04:16-04:30 | 1 | 1
|  | 11 | 2 | 04:31-04:45 | 1 | 1
|  | 11 | 2 | 04:46-05:00 | 1 | 1
|  | 11 | 2 | 05:01-05:15 | 1 | 1
|  | 11 | 2 | 05:16-05:30 | 1 | 1
|  | 11 | 2 | 05:31-05:45 | 1 | 1
|  | 11 | 2 | 05:46-06:00 | 1 | 1
|  | 11 | 2 | 06:01-06:15 | 1 | 1
|  | 11 | 2 | 06:16-06:30 | 1 | 1
|  | 11 | 2 | 06:31-06:45 | 1 | 1
|  | 11 | 2 | 06:46-07:00 | 1 | 1
|  | 11 | 2 | 07:01-07:15 | 1 | 1
|  | 11 | 2 | 07:16-07:30 | 1 | 1
|  | 11 | 2 | 07:31-07:45 | 1 | 1
|  | 11 | 2 | 07:46-08:00 | 1 | 1
|  | 11 | 2 | 08:01-08:15 | 1 | 1
|  | 11 | 2 | 08:16-08:30 | 1 | 1
|  | 11 | 2 | 08:31-08:45 | 1 | 1
|  | 11 | 2 | 08:46-09:00 | 1 | 1
|  | 11 | 2 | 09:01-09:15 | 1 | 1
|  | 11 | 2 | 09:16-09:30 | 1 | 1
|  | 11 | 2 | 09:31-09:45 | 1 | 1
|  | 11 | 2 | 09:46-10:00 | 1 | 1
|  | 11 | 2 | 10:01-10:15 | 1 | 1
|  | 11 | 2 | 10:16-10:30 | 1 | 1
|  | 11 | 2 | 10:31-10:45 | 1 | 1
|  | 11 | 2 | 10:46-11:00 | 1 | 1
|  | 11 | 2 | 11:01-11:15 | 1 | 1
|  | 11 | 2 | 11:16-11:30 | 1 | 1
|  | 11 | 2 | 11:31-11:45 | 1 | 1
|  | 11 | 2 | 11:46-12:00 | 1 | 1
|  | 11 | 2 | 12:01-12:15 | 1 | 1
|  | 11 | 2 | 12:16-12:30 | 1 | 1
|  | 11 | 2 | 12:31-12:45 | 1 | 1
|  | 11 | 2 | 12:46-13:00 | 1 | 1
|  | 11 | 2 | 13:01-13:15 | 1 | 1
|  | 11 | 2 | 13:16-13:30 | 1 | 1
|  | 11 | 2 | 13:31-13:45 | 1 | 1
|  | 11 | 2 | 13:46-14:00 | 1 | 1
|  | 11 | 2 | 14:01-14:15 | 1 | 1
|  | 11 | 2 | 14:16-14:30 | 1 | 1
|  | 11 | 2 | 14:31-14:45 | 1 | 1
|  | 11 | 2 | 14:46-15:00 | 1 | 1
|  | 11 | 2 | 15:01-15:15 | 1 | 1
|  | 11 | 2 | 15:16-15:30 | 1 | 1
|  | 11 | 2 | 15:31-15:45 | 1 | 1
|  | 11 | 2 | 15:46-16:00 | 1 | 1
|  | 11 | 2 | 16:01-16:15 | 1 | 1
|  | 11 | 2 | 16:16-16:30 | 1 | 1
|  | 11 | 2 | 16:31-16:45 | 1 | 1
|  | 11 | 2 | 16:46-17:00 | 1 | 1
|  | 11 | 2 | 17:01-17:15 | 1 | 1
|  | 11 | 2 | 17:16-17:30 | 1 | 1
|  | 11 | 2 | 17:31-17:45 | 1 | 1
|  | 11 | 2 | 17:46-18:00 | 1 | 1
|  | 11 | 2 | 18:01-18:15 | 1 | 1
|  | 11 | 2 | 18:16-18:30 | 1 | 1
|  | 11 | 2 | 18:31-18:45 | 1 | 1
|  | 11 | 2 | 18:46-19:00 | 1 | 1
|  | 11 | 2 | 19:01-19:15 | 1 | 1
|  | 11 | 2 | 19:16-19:30 | 1 | 1
|  | 11 | 2 | 19:31-19:45 | 1 | 1
|  | 11 | 2 | 19:46-20:00 | 1 | 1
|  | 11 | 2 | 20:01-20:15 | 1 | 1
|  | 11 | 2 | 20:16-20:30 | 1 | 1
|  | 11 | 2 | 20:31-20:45 | 1 | 1
|  | 11 | 2 | 20:46-21:00 | 1 | 1
|  | 11 | 2 | 21:01-21:15 | 1 | 1
|  | 11 | 2 | 21:16-21:30 | 1 | 1
|  | 11 | 2 | 21:31-21:45 | 1 | 1
|  | 11 | 2 | 21:46-22:00 | 1 | 1
|  | 11 | 2 | 22:01-22:15 | 1 | 1
|  | 11 | 2 | 22:16-22:30 | 1 | 1
|  | 11 | 2 | 22:31-22:45 | 1 | 1
|  | 11 | 2 | 22:46-23:00 | 1 | 1
|  | 11 | 2 | 23:01-23:15 | 1 | 1
|  | 11 | 2 | 23:16-23:30 | 1 | 1
|  | 11 | 2 | 23:31-23:45 | 1 | 1
|  | 11 | 2 | 23:46-24:00 | 1 | 1
|  | 11 | 3 | 00:01-00:15 | 1 | 1
|  | 11 | 3 | 00:16-00:30 | 1 | 1
|  | 11 | 3 | 00:31-00:45 | 1 | 1
|  | 11 | 3 | 00:46-01:00 | 1 | 1
|  | 11 | 3 | 01:01-01:15 | 1 | 1
|  | 11 | 3 | 01:16-01:30 | 1 | 1
|  | 11 | 3 | 01:31-01:45 | 1 | 1
|  | 11 | 3 | 01:46-02:00 | 1 | 1
|  | 11 | 3 | 02:01-02:15 | 1 | 1
|  | 11 | 3 | 02:16-02:30 | 1 | 1
|  | 11 | 3 | 02:31-02:45 | 1 | 1
|  | 11 | 3 | 02:46-03:00 | 1 | 1
|  | 11 | 3 | 03:01-03:15 | 1 | 1
|  | 11 | 3 | 03:16-03:30 | 1 | 1
|  | 11 | 3 | 03:31-03:45 | 1 | 1
|  | 11 | 3 | 03:46-04:00 | 1 | 1
|  | 11 | 3 | 04:01-04:15 | 1 | 1
|  | 11 | 3 | 04:16-04:30 | 1 | 1
|  | 11 | 3 | 04:31-04:45 | 1 | 1
|  | 11 | 3 | 04:46-05:00 | 1 | 1
|  | 11 | 3 | 05:01-05:15 | 1 | 1
|  | 11 | 3 | 05:16-05:30 | 1 | 1
|  | 11 | 3 | 05:31-05:45 | 1 | 1
|  | 11 | 3 | 05:46-06:00 | 1 | 1
|  | 11 | 3 | 06:01-06:15 | 1 | 1
|  | 11 | 3 | 06:16-06:30 | 1 | 1
|  | 11 | 3 | 06:31-06:45 | 1 | 1
|  | 11 | 3 | 06:46-07:00 | 1 | 1
|  | 11 | 3 | 07:01-07:15 | 1 | 1
|  | 11 | 3 | 07:16-07:30 | 1 | 1
|  | 11 | 3 | 07:31-07:45 | 1 | 1
|  | 11 | 3 | 07:46-08:00 | 1 | 1
|  | 11 | 3 | 08:01-08:15 | 1 | 1
|  | 11 | 3 | 08:16-08:30 | 1 | 1
|  | 11 | 3 | 08:31-08:45 | 1 | 1
|  | 11 | 3 | 08:46-09:00 | 1 | 1
|  | 11 | 3 | 09:01-09:15 | 1 | 1
|  | 11 | 3 | 09:16-09:30 | 1 | 1
|  | 11 | 3 | 09:31-09:45 | 1 | 1
|  | 11 | 3 | 09:46-10:00 | 1 | 1
|  | 11 | 3 | 10:01-10:15 | 1 | 1
|  | 11 | 3 | 10:16-10:30 | 1 | 1
|  | 11 | 3 | 10:31-10:45 | 1 | 1
|  | 11 | 3 | 10:46-11:00 | 1 | 1
|  | 11 | 3 | 11:01-11:15 | 1 | 1
|  | 11 | 3 | 11:16-11:30 | 1 | 1
|  | 11 | 3 | 11:31-11:45 | 1 | 1
|  | 11 | 3 | 11:46-12:00 | 1 | 1
|  | 11 | 3 | 12:01-12:15 | 1 | 1
|  | 11 | 3 | 12:16-12:30 | 1 | 1
|  | 11 | 3 | 12:31-12:45 | 1 | 1
|  | 11 | 3 | 12:46-13:00 | 1 | 1
|  | 11 | 3 | 13:01-13:15 | 1 | 1
|  | 11 | 3 | 13:16-13:30 | 1 | 1
|  | 11 | 3 | 13:31-13:45 | 1 | 1
|  | 11 | 3 | 13:46-14:00 | 1 | 1
|  | 11 | 3 | 14:01-14:15 | 1 | 1
|  | 11 | 3 | 14:16-14:30 | 1 | 1
|  | 11 | 3 | 14:31-14:45 | 1 | 1
|  | 11 | 3 | 14:46-15:00 | 1 | 1
|  | 11 | 3 | 15:01-15:15 | 1 | 1
|  | 11 | 3 | 15:16-15:30 | 1 | 1
|  | 11 | 3 | 15:31-15:45 | 1 | 1
|  | 11 | 3 | 15:46-16:00 | 1 | 1
|  | 11 | 3 | 16:01-16:15 | 1 | 1
|  | 11 | 3 | 16:16-16:30 | 1 | 1
|  | 11 | 3 | 16:31-16:45 | 1 | 1
|  | 11 | 3 | 16:46-17:00 | 1 | 1
|  | 11 | 3 | 17:01-17:15 | 1 | 1
|  | 11 | 3 | 17:16-17:30 | 1 | 1
|  | 11 | 3 | 17:31-17:45 | 1 | 1
|  | 11 | 3 | 17:46-18:00 | 1 | 1
|  | 11 | 3 | 18:01-18:15 | 1 | 1
|  | 11 | 3 | 18:16-18:30 | 1 | 1
|  | 11 | 3 | 18:31-18:45 | 1 | 1
|  | 11 | 3 | 18:46-19:00 | 1 | 1
|  | 11 | 3 | 19:01-19:15 | 1 | 1
|  | 11 | 3 | 19:16-19:30 | 1 | 1
|  | 11 | 3 | 19:31-19:45 | 1 | 1
|  | 11 | 3 | 19:46-20:00 | 1 | 1
|  | 11 | 3 | 20:01-20:15 | 1 | 1
|  | 11 | 3 | 20:16-20:30 | 1 | 1
|  | 11 | 3 | 20:31-20:45 | 1 | 1
|  | 11 | 3 | 20:46-21:00 | 1 | 1
|  | 11 | 3 | 21:01-21:15 | 1 | 1
|  | 11 | 3 | 21:16-21:30 | 1 | 1
|  | 11 | 3 | 21:31-21:45 | 1 | 1
|  | 11 | 3 | 21:46-22:00 | 1 | 1
|  | 11 | 3 | 22:01-22:15 | 1 | 1
|  | 11 | 3 | 22:16-22:30 | 1 | 1
|  | 11 | 3 | 22:31-22:45 | 1 | 1
|  | 11 | 3 | 22:46-23:00 | 1 | 1
|  | 11 | 3 | 23:01-23:15 | 1 | 1
|  | 11 | 3 | 23:16-23:30 | 1 | 1
|  | 11 | 3 | 23:31-23:45 | 1 | 1
|  | 11 | 3 | 23:46-24:00 | 1 | 1
|  | 11 | 4 | 00:01-00:15 | 0 | 1
|  | 11 | 4 | 00:16-00:30 | 0 | 1
|  | 11 | 4 | 00:31-00:45 | 0 | 1
|  | 11 | 4 | 00:46-01:00 | 0 | 1
|  | 11 | 4 | 01:01-01:15 | 0 | 1
|  | 11 | 4 | 01:16-01:30 | 0 | 1
|  | 11 | 4 | 01:31-01:45 | 0 | 1
|  | 11 | 4 | 01:46-02:00 | 0 | 1
|  | 11 | 4 | 02:01-02:15 | 0 | 1
|  | 11 | 4 | 02:16-02:30 | 0 | 1
|  | 11 | 4 | 02:31-02:45 | 0 | 1
|  | 11 | 4 | 02:46-03:00 | 0 | 1
|  | 11 | 4 | 03:01-03:15 | 0 | 1
|  | 11 | 4 | 03:16-03:30 | 0 | 1
|  | 11 | 4 | 03:31-03:45 | 0 | 1
|  | 11 | 4 | 03:46-04:00 | 0 | 1
|  | 11 | 4 | 04:01-04:15 | 0 | 1
|  | 11 | 4 | 04:16-04:30 | 0 | 1
|  | 11 | 4 | 04:31-04:45 | 0 | 1
|  | 11 | 4 | 04:46-05:00 | 0 | 1
|  | 11 | 4 | 05:01-05:15 | 0 | 1
|  | 11 | 4 | 05:16-05:30 | 0 | 1
|  | 11 | 4 | 05:31-05:45 | 0 | 1
|  | 11 | 4 | 05:46-06:00 | 0 | 1
|  | 11 | 4 | 06:01-06:15 | 0 | 1
|  | 11 | 4 | 06:16-06:30 | 0 | 1
|  | 11 | 4 | 06:31-06:45 | 0 | 1
|  | 11 | 4 | 06:46-07:00 | 0 | 1
|  | 11 | 4 | 07:01-07:15 | 0 | 1
|  | 11 | 4 | 07:16-07:30 | 0 | 1
|  | 11 | 4 | 07:31-07:45 | 0 | 1
|  | 11 | 4 | 07:46-08:00 | 0 | 1
|  | 11 | 4 | 08:01-08:15 | 0 | 1
|  | 11 | 4 | 08:16-08:30 | 0 | 1
|  | 11 | 4 | 08:31-08:45 | 0 | 1
|  | 11 | 4 | 08:46-09:00 | 0 | 1
|  | 11 | 4 | 09:01-09:15 | 0 | 1
|  | 11 | 4 | 09:16-09:30 | 0 | 1
|  | 11 | 4 | 09:31-09:45 | 0 | 1
|  | 11 | 4 | 09:46-10:00 | 0 | 1
|  | 11 | 4 | 10:01-10:15 | 0 | 1
|  | 11 | 4 | 10:16-10:30 | 0 | 1
|  | 11 | 4 | 10:31-10:45 | 0 | 1
|  | 11 | 4 | 10:46-11:00 | 0 | 1
|  | 11 | 4 | 11:01-11:15 | 0 | 1
|  | 11 | 4 | 11:16-11:30 | 0 | 1
|  | 11 | 4 | 11:31-11:45 | 0 | 1
|  | 11 | 4 | 11:46-12:00 | 0 | 1
|  | 11 | 4 | 12:01-12:15 | 0 | 1
|  | 11 | 4 | 12:16-12:30 | 0 | 1
|  | 11 | 4 | 12:31-12:45 | 0 | 1
|  | 11 | 4 | 12:46-13:00 | 0 | 1
|  | 11 | 4 | 13:01-13:15 | 0 | 1
|  | 11 | 4 | 13:16-13:30 | 0 | 1
|  | 11 | 4 | 13:31-13:45 | 0 | 1
|  | 11 | 4 | 13:46-14:00 | 0 | 1
|  | 11 | 4 | 14:01-14:15 | 0 | 1
|  | 11 | 4 | 14:16-14:30 | 0 | 1
|  | 11 | 4 | 14:31-14:45 | 0 | 1
|  | 11 | 4 | 14:46-15:00 | 0 | 1
|  | 11 | 4 | 15:01-15:15 | 0 | 1
|  | 11 | 4 | 15:16-15:30 | 0 | 1
|  | 11 | 4 | 15:31-15:45 | 0 | 1
|  | 11 | 4 | 15:46-16:00 | 0 | 1
|  | 11 | 4 | 16:01-16:15 | 0 | 1
|  | 11 | 4 | 16:16-16:30 | 0 | 1
|  | 11 | 4 | 16:31-16:45 | 0 | 1
|  | 11 | 4 | 16:46-17:00 | 0 | 1
|  | 11 | 4 | 17:01-17:15 | 0 | 1
|  | 11 | 4 | 17:16-17:30 | 0 | 1
|  | 11 | 4 | 17:31-17:45 | 0 | 1
|  | 11 | 4 | 17:46-18:00 | 0 | 1
|  | 11 | 4 | 18:01-18:15 | 0 | 1
|  | 11 | 4 | 18:16-18:30 | 0 | 1
|  | 11 | 4 | 18:31-18:45 | 0 | 1
|  | 11 | 4 | 18:46-19:00 | 0 | 1
|  | 11 | 4 | 19:01-19:15 | 0 | 1
|  | 11 | 4 | 19:16-19:30 | 0 | 1
|  | 11 | 4 | 19:31-19:45 | 0 | 1
|  | 11 | 4 | 19:46-20:00 | 0 | 1
|  | 11 | 4 | 20:01-20:15 | 0 | 1
|  | 11 | 4 | 20:16-20:30 | 0 | 1
|  | 11 | 4 | 20:31-20:45 | 0 | 1
|  | 11 | 4 | 20:46-21:00 | 0 | 1
|  | 11 | 4 | 21:01-21:15 | 0 | 1
|  | 11 | 4 | 21:16-21:30 | 0 | 1
|  | 11 | 4 | 21:31-21:45 | 0 | 1
|  | 11 | 4 | 21:46-22:00 | 0 | 1
|  | 11 | 4 | 22:01-22:15 | 0 | 1
|  | 11 | 4 | 22:16-22:30 | 0 | 1
|  | 11 | 4 | 22:31-22:45 | 0 | 1
|  | 11 | 4 | 22:46-23:00 | 0 | 1
|  | 11 | 4 | 23:01-23:15 | 0 | 1
|  | 11 | 4 | 23:16-23:30 | 0 | 1
|  | 11 | 4 | 23:31-23:45 | 0 | 1
|  | 11 | 4 | 23:46-24:00 | 0 | 1
|  | 11 | 5 | 00:01-00:15 | 0 | 1
|  | 11 | 5 | 00:16-00:30 | 0 | 1
|  | 11 | 5 | 00:31-00:45 | 0 | 1
|  | 11 | 5 | 00:46-01:00 | 0 | 1
|  | 11 | 5 | 01:01-01:15 | 0 | 1
|  | 11 | 5 | 01:16-01:30 | 0 | 1
|  | 11 | 5 | 01:31-01:45 | 0 | 1
|  | 11 | 5 | 01:46-02:00 | 0 | 1
|  | 11 | 5 | 02:01-02:15 | 0 | 1
|  | 11 | 5 | 02:16-02:30 | 0 | 1
|  | 11 | 5 | 02:31-02:45 | 0 | 1
|  | 11 | 5 | 02:46-03:00 | 0 | 1
|  | 11 | 5 | 03:01-03:15 | 0 | 1
|  | 11 | 5 | 03:16-03:30 | 0 | 1
|  | 11 | 5 | 03:31-03:45 | 0 | 1
|  | 11 | 5 | 03:46-04:00 | 0 | 1
|  | 11 | 5 | 04:01-04:15 | 0 | 1
|  | 11 | 5 | 04:16-04:30 | 0 | 1
|  | 11 | 5 | 04:31-04:45 | 0 | 1
|  | 11 | 5 | 04:46-05:00 | 0 | 1
|  | 11 | 5 | 05:01-05:15 | 0 | 1
|  | 11 | 5 | 05:16-05:30 | 0 | 1
|  | 11 | 5 | 05:31-05:45 | 0 | 1
|  | 11 | 5 | 05:46-06:00 | 0 | 1
|  | 11 | 5 | 06:01-06:15 | 0 | 1
|  | 11 | 5 | 06:16-06:30 | 0 | 1
|  | 11 | 5 | 06:31-06:45 | 0 | 1
|  | 11 | 5 | 06:46-07:00 | 0 | 1
|  | 11 | 5 | 07:01-07:15 | 0 | 1
|  | 11 | 5 | 07:16-07:30 | 0 | 1
|  | 11 | 5 | 07:31-07:45 | 0 | 1
|  | 11 | 5 | 07:46-08:00 | 0 | 1
|  | 11 | 5 | 08:01-08:15 | 0 | 1
|  | 11 | 5 | 08:16-08:30 | 0 | 1
|  | 11 | 5 | 08:31-08:45 | 0 | 1
|  | 11 | 5 | 08:46-09:00 | 0 | 1
|  | 11 | 5 | 09:01-09:15 | 0 | 1
|  | 11 | 5 | 09:16-09:30 | 0 | 1
|  | 11 | 5 | 09:31-09:45 | 0 | 1
|  | 11 | 5 | 09:46-10:00 | 0 | 1
|  | 11 | 5 | 10:01-10:15 | 0 | 1
|  | 11 | 5 | 10:16-10:30 | 0 | 1
|  | 11 | 5 | 10:31-10:45 | 0 | 1
|  | 11 | 5 | 10:46-11:00 | 0 | 1
|  | 11 | 5 | 11:01-11:15 | 0 | 1
|  | 11 | 5 | 11:16-11:30 | 0 | 1
|  | 11 | 5 | 11:31-11:45 | 0 | 1
|  | 11 | 5 | 11:46-12:00 | 0 | 1
|  | 11 | 5 | 12:01-12:15 | 0 | 1
|  | 11 | 5 | 12:16-12:30 | 0 | 1
|  | 11 | 5 | 12:31-12:45 | 0 | 1
|  | 11 | 5 | 12:46-13:00 | 0 | 1
|  | 11 | 5 | 13:01-13:15 | 0 | 1
|  | 11 | 5 | 13:16-13:30 | 0 | 1
|  | 11 | 5 | 13:31-13:45 | 0 | 1
|  | 11 | 5 | 13:46-14:00 | 0 | 1
|  | 11 | 5 | 14:01-14:15 | 0 | 1
|  | 11 | 5 | 14:16-14:30 | 0 | 1
|  | 11 | 5 | 14:31-14:45 | 0 | 1
|  | 11 | 5 | 14:46-15:00 | 0 | 1
|  | 11 | 5 | 15:01-15:15 | 0 | 1
|  | 11 | 5 | 15:16-15:30 | 0 | 1
|  | 11 | 5 | 15:31-15:45 | 0 | 1
|  | 11 | 5 | 15:46-16:00 | 0 | 1
|  | 11 | 5 | 16:01-16:15 | 0 | 1
|  | 11 | 5 | 16:16-16:30 | 0 | 1
|  | 11 | 5 | 16:31-16:45 | 0 | 1
|  | 11 | 5 | 16:46-17:00 | 0 | 1
|  | 11 | 5 | 17:01-17:15 | 0 | 1
|  | 11 | 5 | 17:16-17:30 | 0 | 1
|  | 11 | 5 | 17:31-17:45 | 0 | 1
|  | 11 | 5 | 17:46-18:00 | 0 | 1
|  | 11 | 5 | 18:01-18:15 | 0 | 1
|  | 11 | 5 | 18:16-18:30 | 0 | 1
|  | 11 | 5 | 18:31-18:45 | 0 | 1
|  | 11 | 5 | 18:46-19:00 | 0 | 1
|  | 11 | 5 | 19:01-19:15 | 0 | 1
|  | 11 | 5 | 19:16-19:30 | 0 | 1
|  | 11 | 5 | 19:31-19:45 | 0 | 1
|  | 11 | 5 | 19:46-20:00 | 0 | 1
|  | 11 | 5 | 20:01-20:15 | 0 | 1
|  | 11 | 5 | 20:16-20:30 | 0 | 1
|  | 11 | 5 | 20:31-20:45 | 0 | 1
|  | 11 | 5 | 20:46-21:00 | 0 | 1
|  | 11 | 5 | 21:01-21:15 | 0 | 1
|  | 11 | 5 | 21:16-21:30 | 0 | 1
|  | 11 | 5 | 21:31-21:45 | 0 | 1
|  | 11 | 5 | 21:46-22:00 | 0 | 1
|  | 11 | 5 | 22:01-22:15 | 0 | 1
|  | 11 | 5 | 22:16-22:30 | 0 | 1
|  | 11 | 5 | 22:31-22:45 | 0 | 1
|  | 11 | 5 | 22:46-23:00 | 0 | 1
|  | 11 | 5 | 23:01-23:15 | 0 | 1
|  | 11 | 5 | 23:16-23:30 | 0 | 1
|  | 11 | 5 | 23:31-23:45 | 0 | 1
|  | 11 | 5 | 23:46-24:00 | 0 | 1
|  | 11 | 6 | 00:01-00:15 | 1 | 1
|  | 11 | 6 | 00:16-00:30 | 1 | 1
|  | 11 | 6 | 00:31-00:45 | 1 | 1
|  | 11 | 6 | 00:46-01:00 | 1 | 1
|  | 11 | 6 | 01:01-01:15 | 1 | 1
|  | 11 | 6 | 01:16-01:30 | 1 | 1
|  | 11 | 6 | 01:31-01:45 | 1 | 1
|  | 11 | 6 | 01:46-02:00 | 1 | 1
|  | 11 | 6 | 02:01-02:15 | 1 | 1
|  | 11 | 6 | 02:16-02:30 | 1 | 1
|  | 11 | 6 | 02:31-02:45 | 1 | 1
|  | 11 | 6 | 02:46-03:00 | 1 | 1
|  | 11 | 6 | 03:01-03:15 | 1 | 1
|  | 11 | 6 | 03:16-03:30 | 1 | 1
|  | 11 | 6 | 03:31-03:45 | 1 | 1
|  | 11 | 6 | 03:46-04:00 | 1 | 1
|  | 11 | 6 | 04:01-04:15 | 1 | 1
|  | 11 | 6 | 04:16-04:30 | 1 | 1
|  | 11 | 6 | 04:31-04:45 | 1 | 1
|  | 11 | 6 | 04:46-05:00 | 1 | 1
|  | 11 | 6 | 05:01-05:15 | 1 | 1
|  | 11 | 6 | 05:16-05:30 | 1 | 1
|  | 11 | 6 | 05:31-05:45 | 1 | 1
|  | 11 | 6 | 05:46-06:00 | 1 | 1
|  | 11 | 6 | 06:01-06:15 | 1 | 1
|  | 11 | 6 | 06:16-06:30 | 1 | 1
|  | 11 | 6 | 06:31-06:45 | 1 | 1
|  | 11 | 6 | 06:46-07:00 | 1 | 1
|  | 11 | 6 | 07:01-07:15 | 1 | 1
|  | 11 | 6 | 07:16-07:30 | 1 | 1
|  | 11 | 6 | 07:31-07:45 | 1 | 1
|  | 11 | 6 | 07:46-08:00 | 1 | 1
|  | 11 | 6 | 08:01-08:15 | 1 | 1
|  | 11 | 6 | 08:16-08:30 | 1 | 1
|  | 11 | 6 | 08:31-08:45 | 1 | 1
|  | 11 | 6 | 08:46-09:00 | 1 | 1
|  | 11 | 6 | 09:01-09:15 | 1 | 1
|  | 11 | 6 | 09:16-09:30 | 1 | 1
|  | 11 | 6 | 09:31-09:45 | 1 | 1
|  | 11 | 6 | 09:46-10:00 | 1 | 1
|  | 11 | 6 | 10:01-10:15 | 1 | 1
|  | 11 | 6 | 10:16-10:30 | 1 | 1
|  | 11 | 6 | 10:31-10:45 | 1 | 1
|  | 11 | 6 | 10:46-11:00 | 1 | 1
|  | 11 | 6 | 11:01-11:15 | 1 | 1
|  | 11 | 6 | 11:16-11:30 | 1 | 1
|  | 11 | 6 | 11:31-11:45 | 1 | 1
|  | 11 | 6 | 11:46-12:00 | 1 | 1
|  | 11 | 6 | 12:01-12:15 | 1 | 1
|  | 11 | 6 | 12:16-12:30 | 1 | 1
|  | 11 | 6 | 12:31-12:45 | 1 | 1
|  | 11 | 6 | 12:46-13:00 | 1 | 1
|  | 11 | 6 | 13:01-13:15 | 1 | 1
|  | 11 | 6 | 13:16-13:30 | 1 | 1
|  | 11 | 6 | 13:31-13:45 | 1 | 1
|  | 11 | 6 | 13:46-14:00 | 1 | 1
|  | 11 | 6 | 14:01-14:15 | 1 | 1
|  | 11 | 6 | 14:16-14:30 | 1 | 1
|  | 11 | 6 | 14:31-14:45 | 1 | 1
|  | 11 | 6 | 14:46-15:00 | 1 | 1
|  | 11 | 6 | 15:01-15:15 | 1 | 1
|  | 11 | 6 | 15:16-15:30 | 1 | 1
|  | 11 | 6 | 15:31-15:45 | 1 | 1
|  | 11 | 6 | 15:46-16:00 | 1 | 1
|  | 11 | 6 | 16:01-16:15 | 1 | 1
|  | 11 | 6 | 16:16-16:30 | 1 | 1
|  | 11 | 6 | 16:31-16:45 | 1 | 1
|  | 11 | 6 | 16:46-17:00 | 1 | 1
|  | 11 | 6 | 17:01-17:15 | 1 | 1
|  | 11 | 6 | 17:16-17:30 | 1 | 1
|  | 11 | 6 | 17:31-17:45 | 1 | 1
|  | 11 | 6 | 17:46-18:00 | 1 | 1
|  | 11 | 6 | 18:01-18:15 | 1 | 1
|  | 11 | 6 | 18:16-18:30 | 1 | 1
|  | 11 | 6 | 18:31-18:45 | 1 | 1
|  | 11 | 6 | 18:46-19:00 | 1 | 1
|  | 11 | 6 | 19:01-19:15 | 1 | 1
|  | 11 | 6 | 19:16-19:30 | 1 | 1
|  | 11 | 6 | 19:31-19:45 | 1 | 1
|  | 11 | 6 | 19:46-20:00 | 1 | 1
|  | 11 | 6 | 20:01-20:15 | 1 | 1
|  | 11 | 6 | 20:16-20:30 | 1 | 1
|  | 11 | 6 | 20:31-20:45 | 1 | 1
|  | 11 | 6 | 20:46-21:00 | 1 | 1
|  | 11 | 6 | 21:01-21:15 | 1 | 1
|  | 11 | 6 | 21:16-21:30 | 1 | 1
|  | 11 | 6 | 21:31-21:45 | 1 | 1
|  | 11 | 6 | 21:46-22:00 | 1 | 1
|  | 11 | 6 | 22:01-22:15 | 1 | 1
|  | 11 | 6 | 22:16-22:30 | 1 | 1
|  | 11 | 6 | 22:31-22:45 | 1 | 1
|  | 11 | 6 | 22:46-23:00 | 1 | 1
|  | 11 | 6 | 23:01-23:15 | 1 | 1
|  | 11 | 6 | 23:16-23:30 | 1 | 1
|  | 11 | 6 | 23:31-23:45 | 1 | 1
|  | 11 | 6 | 23:46-24:00 | 1 | 1
|  | 11 | 7 | 00:01-00:15 | 1 | 1
|  | 11 | 7 | 00:16-00:30 | 1 | 1
|  | 11 | 7 | 00:31-00:45 | 1 | 1
|  | 11 | 7 | 00:46-01:00 | 1 | 1
|  | 11 | 7 | 01:01-01:15 | 1 | 1
|  | 11 | 7 | 01:16-01:30 | 1 | 1
|  | 11 | 7 | 01:31-01:45 | 1 | 1
|  | 11 | 7 | 01:46-02:00 | 1 | 1
|  | 11 | 7 | 02:01-02:15 | 1 | 1
|  | 11 | 7 | 02:16-02:30 | 1 | 1
|  | 11 | 7 | 02:31-02:45 | 1 | 1
|  | 11 | 7 | 02:46-03:00 | 1 | 1
|  | 11 | 7 | 03:01-03:15 | 1 | 1
|  | 11 | 7 | 03:16-03:30 | 1 | 1
|  | 11 | 7 | 03:31-03:45 | 1 | 1
|  | 11 | 7 | 03:46-04:00 | 1 | 1
|  | 11 | 7 | 04:01-04:15 | 1 | 1
|  | 11 | 7 | 04:16-04:30 | 1 | 1
|  | 11 | 7 | 04:31-04:45 | 1 | 1
|  | 11 | 7 | 04:46-05:00 | 1 | 1
|  | 11 | 7 | 05:01-05:15 | 1 | 1
|  | 11 | 7 | 05:16-05:30 | 1 | 1
|  | 11 | 7 | 05:31-05:45 | 1 | 1
|  | 11 | 7 | 05:46-06:00 | 1 | 1
|  | 11 | 7 | 06:01-06:15 | 1 | 1
|  | 11 | 7 | 06:16-06:30 | 1 | 1
|  | 11 | 7 | 06:31-06:45 | 1 | 1
|  | 11 | 7 | 06:46-07:00 | 1 | 1
|  | 11 | 7 | 07:01-07:15 | 1 | 1
|  | 11 | 7 | 07:16-07:30 | 1 | 1
|  | 11 | 7 | 07:31-07:45 | 1 | 1
|  | 11 | 7 | 07:46-08:00 | 1 | 1
|  | 11 | 7 | 08:01-08:15 | 1 | 1
|  | 11 | 7 | 08:16-08:30 | 1 | 1
|  | 11 | 7 | 08:31-08:45 | 1 | 1
|  | 11 | 7 | 08:46-09:00 | 1 | 1
|  | 11 | 7 | 09:01-09:15 | 1 | 1
|  | 11 | 7 | 09:16-09:30 | 1 | 1
|  | 11 | 7 | 09:31-09:45 | 1 | 1
|  | 11 | 7 | 09:46-10:00 | 1 | 1
|  | 11 | 7 | 10:01-10:15 | 1 | 1
|  | 11 | 7 | 10:16-10:30 | 1 | 1
|  | 11 | 7 | 10:31-10:45 | 1 | 1
|  | 11 | 7 | 10:46-11:00 | 1 | 1
|  | 11 | 7 | 11:01-11:15 | 1 | 1
|  | 11 | 7 | 11:16-11:30 | 1 | 1
|  | 11 | 7 | 11:31-11:45 | 1 | 1
|  | 11 | 7 | 11:46-12:00 | 1 | 1
|  | 11 | 7 | 12:01-12:15 | 1 | 1
|  | 11 | 7 | 12:16-12:30 | 1 | 1
|  | 11 | 7 | 12:31-12:45 | 1 | 1
|  | 11 | 7 | 12:46-13:00 | 1 | 1
|  | 11 | 7 | 13:01-13:15 | 1 | 1
|  | 11 | 7 | 13:16-13:30 | 1 | 1
|  | 11 | 7 | 13:31-13:45 | 1 | 1
|  | 11 | 7 | 13:46-14:00 | 1 | 1
|  | 11 | 7 | 14:01-14:15 | 1 | 1
|  | 11 | 7 | 14:16-14:30 | 1 | 1
|  | 11 | 7 | 14:31-14:45 | 1 | 1
|  | 11 | 7 | 14:46-15:00 | 1 | 1
|  | 11 | 7 | 15:01-15:15 | 1 | 1
|  | 11 | 7 | 15:16-15:30 | 1 | 1
|  | 11 | 7 | 15:31-15:45 | 1 | 1
|  | 11 | 7 | 15:46-16:00 | 1 | 1
|  | 11 | 7 | 16:01-16:15 | 1 | 1
|  | 11 | 7 | 16:16-16:30 | 1 | 1
|  | 11 | 7 | 16:31-16:45 | 1 | 1
|  | 11 | 7 | 16:46-17:00 | 1 | 1
|  | 11 | 7 | 17:01-17:15 | 1 | 1
|  | 11 | 7 | 17:16-17:30 | 1 | 1
|  | 11 | 7 | 17:31-17:45 | 1 | 1
|  | 11 | 7 | 17:46-18:00 | 1 | 1
|  | 11 | 7 | 18:01-18:15 | 1 | 1
|  | 11 | 7 | 18:16-18:30 | 1 | 1
|  | 11 | 7 | 18:31-18:45 | 1 | 1
|  | 11 | 7 | 18:46-19:00 | 1 | 1
|  | 11 | 7 | 19:01-19:15 | 1 | 1
|  | 11 | 7 | 19:16-19:30 | 1 | 1
|  | 11 | 7 | 19:31-19:45 | 1 | 1
|  | 11 | 7 | 19:46-20:00 | 1 | 1
|  | 11 | 7 | 20:01-20:15 | 1 | 1
|  | 11 | 7 | 20:16-20:30 | 1 | 1
|  | 11 | 7 | 20:31-20:45 | 1 | 1
|  | 11 | 7 | 20:46-21:00 | 1 | 1
|  | 11 | 7 | 21:01-21:15 | 1 | 1
|  | 11 | 7 | 21:16-21:30 | 1 | 1
|  | 11 | 7 | 21:31-21:45 | 1 | 1
|  | 11 | 7 | 21:46-22:00 | 1 | 1
|  | 11 | 7 | 22:01-22:15 | 1 | 1
|  | 11 | 7 | 22:16-22:30 | 1 | 1
|  | 11 | 7 | 22:31-22:45 | 1 | 1
|  | 11 | 7 | 22:46-23:00 | 1 | 1
|  | 11 | 7 | 23:01-23:15 | 1 | 1
|  | 11 | 7 | 23:16-23:30 | 1 | 1
|  | 11 | 7 | 23:31-23:45 | 1 | 1
|  | 11 | 7 | 23:46-24:00 | 1 | 1
|  | 11 | 8 | 00:01-00:15 | 1 | 1
|  | 11 | 8 | 00:16-00:30 | 1 | 1
|  | 11 | 8 | 00:31-00:45 | 1 | 1
|  | 11 | 8 | 00:46-01:00 | 1 | 1
|  | 11 | 8 | 01:01-01:15 | 1 | 1
|  | 11 | 8 | 01:16-01:30 | 1 | 1
|  | 11 | 8 | 01:31-01:45 | 1 | 1
|  | 11 | 8 | 01:46-02:00 | 1 | 1
|  | 11 | 8 | 02:01-02:15 | 1 | 1
|  | 11 | 8 | 02:16-02:30 | 1 | 1
|  | 11 | 8 | 02:31-02:45 | 1 | 1
|  | 11 | 8 | 02:46-03:00 | 1 | 1
|  | 11 | 8 | 03:01-03:15 | 1 | 1
|  | 11 | 8 | 03:16-03:30 | 1 | 1
|  | 11 | 8 | 03:31-03:45 | 1 | 1
|  | 11 | 8 | 03:46-04:00 | 1 | 1
|  | 11 | 8 | 04:01-04:15 | 1 | 1
|  | 11 | 8 | 04:16-04:30 | 1 | 1
|  | 11 | 8 | 04:31-04:45 | 1 | 1
|  | 11 | 8 | 04:46-05:00 | 1 | 1
|  | 11 | 8 | 05:01-05:15 | 1 | 1
|  | 11 | 8 | 05:16-05:30 | 1 | 1
|  | 11 | 8 | 05:31-05:45 | 1 | 1
|  | 11 | 8 | 05:46-06:00 | 1 | 1
|  | 11 | 8 | 06:01-06:15 | 1 | 1
|  | 11 | 8 | 06:16-06:30 | 1 | 1
|  | 11 | 8 | 06:31-06:45 | 1 | 1
|  | 11 | 8 | 06:46-07:00 | 1 | 1
|  | 11 | 8 | 07:01-07:15 | 1 | 1
|  | 11 | 8 | 07:16-07:30 | 1 | 1
|  | 11 | 8 | 07:31-07:45 | 1 | 1
|  | 11 | 8 | 07:46-08:00 | 1 | 1
|  | 11 | 8 | 08:01-08:15 | 1 | 1
|  | 11 | 8 | 08:16-08:30 | 1 | 1
|  | 11 | 8 | 08:31-08:45 | 1 | 1
|  | 11 | 8 | 08:46-09:00 | 1 | 1
|  | 11 | 8 | 09:01-09:15 | 1 | 1
|  | 11 | 8 | 09:16-09:30 | 1 | 1
|  | 11 | 8 | 09:31-09:45 | 1 | 1
|  | 11 | 8 | 09:46-10:00 | 1 | 1
|  | 11 | 8 | 10:01-10:15 | 1 | 1
|  | 11 | 8 | 10:16-10:30 | 1 | 1
|  | 11 | 8 | 10:31-10:45 | 1 | 1
|  | 11 | 8 | 10:46-11:00 | 1 | 1
|  | 11 | 8 | 11:01-11:15 | 1 | 1
|  | 11 | 8 | 11:16-11:30 | 1 | 1
|  | 11 | 8 | 11:31-11:45 | 1 | 1
|  | 11 | 8 | 11:46-12:00 | 1 | 1
|  | 11 | 8 | 12:01-12:15 | 1 | 1
|  | 11 | 8 | 12:16-12:30 | 1 | 1
|  | 11 | 8 | 12:31-12:45 | 1 | 1
|  | 11 | 8 | 12:46-13:00 | 1 | 1
|  | 11 | 8 | 13:01-13:15 | 1 | 1
|  | 11 | 8 | 13:16-13:30 | 1 | 1
|  | 11 | 8 | 13:31-13:45 | 1 | 1
|  | 11 | 8 | 13:46-14:00 | 1 | 1
|  | 11 | 8 | 14:01-14:15 | 1 | 1
|  | 11 | 8 | 14:16-14:30 | 1 | 1
|  | 11 | 8 | 14:31-14:45 | 1 | 1
|  | 11 | 8 | 14:46-15:00 | 1 | 1
|  | 11 | 8 | 15:01-15:15 | 1 | 1
|  | 11 | 8 | 15:16-15:30 | 1 | 1
|  | 11 | 8 | 15:31-15:45 | 1 | 1
|  | 11 | 8 | 15:46-16:00 | 1 | 1
|  | 11 | 8 | 16:01-16:15 | 1 | 1
|  | 11 | 8 | 16:16-16:30 | 1 | 1
|  | 11 | 8 | 16:31-16:45 | 1 | 1
|  | 11 | 8 | 16:46-17:00 | 1 | 1
|  | 11 | 8 | 17:01-17:15 | 1 | 1
|  | 11 | 8 | 17:16-17:30 | 1 | 1
|  | 11 | 8 | 17:31-17:45 | 1 | 1
|  | 11 | 8 | 17:46-18:00 | 1 | 1
|  | 11 | 8 | 18:01-18:15 | 1 | 1
|  | 11 | 8 | 18:16-18:30 | 1 | 1
|  | 11 | 8 | 18:31-18:45 | 1 | 1
|  | 11 | 8 | 18:46-19:00 | 1 | 1
|  | 11 | 8 | 19:01-19:15 | 1 | 1
|  | 11 | 8 | 19:16-19:30 | 1 | 1
|  | 11 | 8 | 19:31-19:45 | 1 | 1
|  | 11 | 8 | 19:46-20:00 | 1 | 1
|  | 11 | 8 | 20:01-20:15 | 1 | 1
|  | 11 | 8 | 20:16-20:30 | 1 | 1
|  | 11 | 8 | 20:31-20:45 | 1 | 1
|  | 11 | 8 | 20:46-21:00 | 1 | 1
|  | 11 | 8 | 21:01-21:15 | 1 | 1
|  | 11 | 8 | 21:16-21:30 | 1 | 1
|  | 11 | 8 | 21:31-21:45 | 1 | 1
|  | 11 | 8 | 21:46-22:00 | 1 | 1
|  | 11 | 8 | 22:01-22:15 | 1 | 1
|  | 11 | 8 | 22:16-22:30 | 1 | 1
|  | 11 | 8 | 22:31-22:45 | 1 | 1
|  | 11 | 8 | 22:46-23:00 | 1 | 1
|  | 11 | 8 | 23:01-23:15 | 1 | 1
|  | 11 | 8 | 23:16-23:30 | 1 | 1
|  | 11 | 8 | 23:31-23:45 | 1 | 1
|  | 11 | 8 | 23:46-24:00 | 1 | 1
|  | 11 | 9 | 00:01-00:15 | 1 | 1
|  | 11 | 9 | 00:16-00:30 | 1 | 1
|  | 11 | 9 | 00:31-00:45 | 1 | 1
|  | 11 | 9 | 00:46-01:00 | 1 | 1
|  | 11 | 9 | 01:01-01:15 | 1 | 1
|  | 11 | 9 | 01:16-01:30 | 1 | 1
|  | 11 | 9 | 01:31-01:45 | 1 | 1
|  | 11 | 9 | 01:46-02:00 | 1 | 1
|  | 11 | 9 | 02:01-02:15 | 1 | 1
|  | 11 | 9 | 02:16-02:30 | 1 | 1
|  | 11 | 9 | 02:31-02:45 | 1 | 1
|  | 11 | 9 | 02:46-03:00 | 1 | 1
|  | 11 | 9 | 03:01-03:15 | 1 | 1
|  | 11 | 9 | 03:16-03:30 | 1 | 1
|  | 11 | 9 | 03:31-03:45 | 1 | 1
|  | 11 | 9 | 03:46-04:00 | 1 | 1
|  | 11 | 9 | 04:01-04:15 | 1 | 1
|  | 11 | 9 | 04:16-04:30 | 1 | 1
|  | 11 | 9 | 04:31-04:45 | 1 | 1
|  | 11 | 9 | 04:46-05:00 | 1 | 1
|  | 11 | 9 | 05:01-05:15 | 1 | 1
|  | 11 | 9 | 05:16-05:30 | 1 | 1
|  | 11 | 9 | 05:31-05:45 | 1 | 1
|  | 11 | 9 | 05:46-06:00 | 1 | 1
|  | 11 | 9 | 06:01-06:15 | 1 | 1
|  | 11 | 9 | 06:16-06:30 | 1 | 1
|  | 11 | 9 | 06:31-06:45 | 1 | 1
|  | 11 | 9 | 06:46-07:00 | 1 | 1
|  | 11 | 9 | 07:01-07:15 | 1 | 1
|  | 11 | 9 | 07:16-07:30 | 1 | 1
|  | 11 | 9 | 07:31-07:45 | 1 | 1
|  | 11 | 9 | 07:46-08:00 | 1 | 1
|  | 11 | 9 | 08:01-08:15 | 1 | 1
|  | 11 | 9 | 08:16-08:30 | 1 | 1
|  | 11 | 9 | 08:31-08:45 | 1 | 1
|  | 11 | 9 | 08:46-09:00 | 1 | 1
|  | 11 | 9 | 09:01-09:15 | 1 | 1
|  | 11 | 9 | 09:16-09:30 | 1 | 1
|  | 11 | 9 | 09:31-09:45 | 1 | 1
|  | 11 | 9 | 09:46-10:00 | 1 | 1
|  | 11 | 9 | 10:01-10:15 | 1 | 1
|  | 11 | 9 | 10:16-10:30 | 1 | 1
|  | 11 | 9 | 10:31-10:45 | 1 | 1
|  | 11 | 9 | 10:46-11:00 | 1 | 1
|  | 11 | 9 | 11:01-11:15 | 1 | 1
|  | 11 | 9 | 11:16-11:30 | 1 | 1
|  | 11 | 9 | 11:31-11:45 | 1 | 1
|  | 11 | 9 | 11:46-12:00 | 1 | 1
|  | 11 | 9 | 12:01-12:15 | 1 | 1
|  | 11 | 9 | 12:16-12:30 | 1 | 1
|  | 11 | 9 | 12:31-12:45 | 1 | 1
|  | 11 | 9 | 12:46-13:00 | 1 | 1
|  | 11 | 9 | 13:01-13:15 | 1 | 1
|  | 11 | 9 | 13:16-13:30 | 1 | 1
|  | 11 | 9 | 13:31-13:45 | 1 | 1
|  | 11 | 9 | 13:46-14:00 | 1 | 1
|  | 11 | 9 | 14:01-14:15 | 1 | 1
|  | 11 | 9 | 14:16-14:30 | 1 | 1
|  | 11 | 9 | 14:31-14:45 | 1 | 1
|  | 11 | 9 | 14:46-15:00 | 1 | 1
|  | 11 | 9 | 15:01-15:15 | 1 | 1
|  | 11 | 9 | 15:16-15:30 | 1 | 1
|  | 11 | 9 | 15:31-15:45 | 1 | 1
|  | 11 | 9 | 15:46-16:00 | 1 | 1
|  | 11 | 9 | 16:01-16:15 | 1 | 1
|  | 11 | 9 | 16:16-16:30 | 1 | 1
|  | 11 | 9 | 16:31-16:45 | 1 | 1
|  | 11 | 9 | 16:46-17:00 | 1 | 1
|  | 11 | 9 | 17:01-17:15 | 1 | 1
|  | 11 | 9 | 17:16-17:30 | 1 | 1
|  | 11 | 9 | 17:31-17:45 | 1 | 1
|  | 11 | 9 | 17:46-18:00 | 1 | 1
|  | 11 | 9 | 18:01-18:15 | 1 | 1
|  | 11 | 9 | 18:16-18:30 | 1 | 1
|  | 11 | 9 | 18:31-18:45 | 1 | 1
|  | 11 | 9 | 18:46-19:00 | 1 | 1
|  | 11 | 9 | 19:01-19:15 | 1 | 1
|  | 11 | 9 | 19:16-19:30 | 1 | 1
|  | 11 | 9 | 19:31-19:45 | 1 | 1
|  | 11 | 9 | 19:46-20:00 | 1 | 1
|  | 11 | 9 | 20:01-20:15 | 1 | 1
|  | 11 | 9 | 20:16-20:30 | 1 | 1
|  | 11 | 9 | 20:31-20:45 | 1 | 1
|  | 11 | 9 | 20:46-21:00 | 1 | 1
|  | 11 | 9 | 21:01-21:15 | 1 | 1
|  | 11 | 9 | 21:16-21:30 | 1 | 1
|  | 11 | 9 | 21:31-21:45 | 1 | 1
|  | 11 | 9 | 21:46-22:00 | 1 | 1
|  | 11 | 9 | 22:01-22:15 | 1 | 1
|  | 11 | 9 | 22:16-22:30 | 1 | 1
|  | 11 | 9 | 22:31-22:45 | 1 | 1
|  | 11 | 9 | 22:46-23:00 | 1 | 1
|  | 11 | 9 | 23:01-23:15 | 1 | 1
|  | 11 | 9 | 23:16-23:30 | 1 | 1
|  | 11 | 9 | 23:31-23:45 | 1 | 1
|  | 11 | 9 | 23:46-24:00 | 1 | 1
|  | 11 | 10 | 00:01-00:15 | 1 | 1
|  | 11 | 10 | 00:16-00:30 | 1 | 1
|  | 11 | 10 | 00:31-00:45 | 1 | 1
|  | 11 | 10 | 00:46-01:00 | 1 | 1
|  | 11 | 10 | 01:01-01:15 | 1 | 1
|  | 11 | 10 | 01:16-01:30 | 1 | 1
|  | 11 | 10 | 01:31-01:45 | 1 | 1
|  | 11 | 10 | 01:46-02:00 | 1 | 1
|  | 11 | 10 | 02:01-02:15 | 1 | 1
|  | 11 | 10 | 02:16-02:30 | 1 | 1
|  | 11 | 10 | 02:31-02:45 | 1 | 1
|  | 11 | 10 | 02:46-03:00 | 1 | 1
|  | 11 | 10 | 03:01-03:15 | 1 | 1
|  | 11 | 10 | 03:16-03:30 | 1 | 1
|  | 11 | 10 | 03:31-03:45 | 1 | 1
|  | 11 | 10 | 03:46-04:00 | 1 | 1
|  | 11 | 10 | 04:01-04:15 | 1 | 1
|  | 11 | 10 | 04:16-04:30 | 1 | 1
|  | 11 | 10 | 04:31-04:45 | 1 | 1
|  | 11 | 10 | 04:46-05:00 | 1 | 1
|  | 11 | 10 | 05:01-05:15 | 1 | 1
|  | 11 | 10 | 05:16-05:30 | 1 | 1
|  | 11 | 10 | 05:31-05:45 | 1 | 1
|  | 11 | 10 | 05:46-06:00 | 1 | 1
|  | 11 | 10 | 06:01-06:15 | 1 | 1
|  | 11 | 10 | 06:16-06:30 | 1 | 1
|  | 11 | 10 | 06:31-06:45 | 1 | 1
|  | 11 | 10 | 06:46-07:00 | 1 | 1
|  | 11 | 10 | 07:01-07:15 | 1 | 1
|  | 11 | 10 | 07:16-07:30 | 1 | 1
|  | 11 | 10 | 07:31-07:45 | 1 | 1
|  | 11 | 10 | 07:46-08:00 | 1 | 1
|  | 11 | 10 | 08:01-08:15 | 1 | 1
|  | 11 | 10 | 08:16-08:30 | 1 | 1
|  | 11 | 10 | 08:31-08:45 | 1 | 1
|  | 11 | 10 | 08:46-09:00 | 1 | 1
|  | 11 | 10 | 09:01-09:15 | 1 | 1
|  | 11 | 10 | 09:16-09:30 | 1 | 1
|  | 11 | 10 | 09:31-09:45 | 1 | 1
|  | 11 | 10 | 09:46-10:00 | 1 | 1
|  | 11 | 10 | 10:01-10:15 | 1 | 1
|  | 11 | 10 | 10:16-10:30 | 1 | 1
|  | 11 | 10 | 10:31-10:45 | 1 | 1
|  | 11 | 10 | 10:46-11:00 | 1 | 1
|  | 11 | 10 | 11:01-11:15 | 1 | 1
|  | 11 | 10 | 11:16-11:30 | 1 | 1
|  | 11 | 10 | 11:31-11:45 | 1 | 1
|  | 11 | 10 | 11:46-12:00 | 1 | 1
|  | 11 | 10 | 12:01-12:15 | 1 | 1
|  | 11 | 10 | 12:16-12:30 | 1 | 1
|  | 11 | 10 | 12:31-12:45 | 1 | 1
|  | 11 | 10 | 12:46-13:00 | 1 | 1
|  | 11 | 10 | 13:01-13:15 | 1 | 1
|  | 11 | 10 | 13:16-13:30 | 1 | 1
|  | 11 | 10 | 13:31-13:45 | 1 | 1
|  | 11 | 10 | 13:46-14:00 | 1 | 1
|  | 11 | 10 | 14:01-14:15 | 1 | 1
|  | 11 | 10 | 14:16-14:30 | 1 | 1
|  | 11 | 10 | 14:31-14:45 | 1 | 1
|  | 11 | 10 | 14:46-15:00 | 1 | 1
|  | 11 | 10 | 15:01-15:15 | 1 | 1
|  | 11 | 10 | 15:16-15:30 | 1 | 1
|  | 11 | 10 | 15:31-15:45 | 1 | 1
|  | 11 | 10 | 15:46-16:00 | 1 | 1
|  | 11 | 10 | 16:01-16:15 | 1 | 1
|  | 11 | 10 | 16:16-16:30 | 1 | 1
|  | 11 | 10 | 16:31-16:45 | 1 | 1
|  | 11 | 10 | 16:46-17:00 | 1 | 1
|  | 11 | 10 | 17:01-17:15 | 1 | 1
|  | 11 | 10 | 17:16-17:30 | 1 | 1
|  | 11 | 10 | 17:31-17:45 | 1 | 1
|  | 11 | 10 | 17:46-18:00 | 1 | 1
|  | 11 | 10 | 18:01-18:15 | 1 | 1
|  | 11 | 10 | 18:16-18:30 | 1 | 1
|  | 11 | 10 | 18:31-18:45 | 1 | 1
|  | 11 | 10 | 18:46-19:00 | 1 | 1
|  | 11 | 10 | 19:01-19:15 | 1 | 1
|  | 11 | 10 | 19:16-19:30 | 1 | 1
|  | 11 | 10 | 19:31-19:45 | 1 | 1
|  | 11 | 10 | 19:46-20:00 | 1 | 1
|  | 11 | 10 | 20:01-20:15 | 1 | 1
|  | 11 | 10 | 20:16-20:30 | 1 | 1
|  | 11 | 10 | 20:31-20:45 | 1 | 1
|  | 11 | 10 | 20:46-21:00 | 1 | 1
|  | 11 | 10 | 21:01-21:15 | 1 | 1
|  | 11 | 10 | 21:16-21:30 | 1 | 1
|  | 11 | 10 | 21:31-21:45 | 1 | 1
|  | 11 | 10 | 21:46-22:00 | 1 | 1
|  | 11 | 10 | 22:01-22:15 | 1 | 1
|  | 11 | 10 | 22:16-22:30 | 1 | 1
|  | 11 | 10 | 22:31-22:45 | 1 | 1
|  | 11 | 10 | 22:46-23:00 | 1 | 1
|  | 11 | 10 | 23:01-23:15 | 1 | 1
|  | 11 | 10 | 23:16-23:30 | 1 | 1
|  | 11 | 10 | 23:31-23:45 | 1 | 1
|  | 11 | 10 | 23:46-24:00 | 1 | 1
|  | 11 | 11 | 00:01-00:15 | 0 | 1
|  | 11 | 11 | 00:16-00:30 | 0 | 1
|  | 11 | 11 | 00:31-00:45 | 0 | 1
|  | 11 | 11 | 00:46-01:00 | 0 | 1
|  | 11 | 11 | 01:01-01:15 | 0 | 1
|  | 11 | 11 | 01:16-01:30 | 0 | 1
|  | 11 | 11 | 01:31-01:45 | 0 | 1
|  | 11 | 11 | 01:46-02:00 | 0 | 1
|  | 11 | 11 | 02:01-02:15 | 0 | 1
|  | 11 | 11 | 02:16-02:30 | 0 | 1
|  | 11 | 11 | 02:31-02:45 | 0 | 1
|  | 11 | 11 | 02:46-03:00 | 0 | 1
|  | 11 | 11 | 03:01-03:15 | 0 | 1
|  | 11 | 11 | 03:16-03:30 | 0 | 1
|  | 11 | 11 | 03:31-03:45 | 0 | 1
|  | 11 | 11 | 03:46-04:00 | 0 | 1
|  | 11 | 11 | 04:01-04:15 | 0 | 1
|  | 11 | 11 | 04:16-04:30 | 0 | 1
|  | 11 | 11 | 04:31-04:45 | 0 | 1
|  | 11 | 11 | 04:46-05:00 | 0 | 1
|  | 11 | 11 | 05:01-05:15 | 0 | 1
|  | 11 | 11 | 05:16-05:30 | 0 | 1
|  | 11 | 11 | 05:31-05:45 | 0 | 1
|  | 11 | 11 | 05:46-06:00 | 0 | 1
|  | 11 | 11 | 06:01-06:15 | 0 | 1
|  | 11 | 11 | 06:16-06:30 | 0 | 1
|  | 11 | 11 | 06:31-06:45 | 0 | 1
|  | 11 | 11 | 06:46-07:00 | 0 | 1
|  | 11 | 11 | 07:01-07:15 | 0 | 1
|  | 11 | 11 | 07:16-07:30 | 0 | 1
|  | 11 | 11 | 07:31-07:45 | 0 | 1
|  | 11 | 11 | 07:46-08:00 | 0 | 1
|  | 11 | 11 | 08:01-08:15 | 0 | 1
|  | 11 | 11 | 08:16-08:30 | 0 | 1
|  | 11 | 11 | 08:31-08:45 | 0 | 1
|  | 11 | 11 | 08:46-09:00 | 0 | 1
|  | 11 | 11 | 09:01-09:15 | 0 | 1
|  | 11 | 11 | 09:16-09:30 | 0 | 1
|  | 11 | 11 | 09:31-09:45 | 0 | 1
|  | 11 | 11 | 09:46-10:00 | 0 | 1
|  | 11 | 11 | 10:01-10:15 | 0 | 1
|  | 11 | 11 | 10:16-10:30 | 0 | 1
|  | 11 | 11 | 10:31-10:45 | 0 | 1
|  | 11 | 11 | 10:46-11:00 | 0 | 1
|  | 11 | 11 | 11:01-11:15 | 0 | 1
|  | 11 | 11 | 11:16-11:30 | 0 | 1
|  | 11 | 11 | 11:31-11:45 | 0 | 1
|  | 11 | 11 | 11:46-12:00 | 0 | 1
|  | 11 | 11 | 12:01-12:15 | 0 | 1
|  | 11 | 11 | 12:16-12:30 | 0 | 1
|  | 11 | 11 | 12:31-12:45 | 0 | 1
|  | 11 | 11 | 12:46-13:00 | 0 | 1
|  | 11 | 11 | 13:01-13:15 | 0 | 1
|  | 11 | 11 | 13:16-13:30 | 0 | 1
|  | 11 | 11 | 13:31-13:45 | 0 | 1
|  | 11 | 11 | 13:46-14:00 | 0 | 1
|  | 11 | 11 | 14:01-14:15 | 0 | 1
|  | 11 | 11 | 14:16-14:30 | 0 | 1
|  | 11 | 11 | 14:31-14:45 | 0 | 1
|  | 11 | 11 | 14:46-15:00 | 0 | 1
|  | 11 | 11 | 15:01-15:15 | 0 | 1
|  | 11 | 11 | 15:16-15:30 | 0 | 1
|  | 11 | 11 | 15:31-15:45 | 0 | 1
|  | 11 | 11 | 15:46-16:00 | 0 | 1
|  | 11 | 11 | 16:01-16:15 | 0 | 1
|  | 11 | 11 | 16:16-16:30 | 0 | 1
|  | 11 | 11 | 16:31-16:45 | 0 | 1
|  | 11 | 11 | 16:46-17:00 | 0 | 1
|  | 11 | 11 | 17:01-17:15 | 0 | 1
|  | 11 | 11 | 17:16-17:30 | 0 | 1
|  | 11 | 11 | 17:31-17:45 | 0 | 1
|  | 11 | 11 | 17:46-18:00 | 0 | 1
|  | 11 | 11 | 18:01-18:15 | 0 | 1
|  | 11 | 11 | 18:16-18:30 | 0 | 1
|  | 11 | 11 | 18:31-18:45 | 0 | 1
|  | 11 | 11 | 18:46-19:00 | 0 | 1
|  | 11 | 11 | 19:01-19:15 | 0 | 1
|  | 11 | 11 | 19:16-19:30 | 0 | 1
|  | 11 | 11 | 19:31-19:45 | 0 | 1
|  | 11 | 11 | 19:46-20:00 | 0 | 1
|  | 11 | 11 | 20:01-20:15 | 0 | 1
|  | 11 | 11 | 20:16-20:30 | 0 | 1
|  | 11 | 11 | 20:31-20:45 | 0 | 1
|  | 11 | 11 | 20:46-21:00 | 0 | 1
|  | 11 | 11 | 21:01-21:15 | 0 | 1
|  | 11 | 11 | 21:16-21:30 | 0 | 1
|  | 11 | 11 | 21:31-21:45 | 0 | 1
|  | 11 | 11 | 21:46-22:00 | 0 | 1
|  | 11 | 11 | 22:01-22:15 | 0 | 1
|  | 11 | 11 | 22:16-22:30 | 0 | 1
|  | 11 | 11 | 22:31-22:45 | 0 | 1
|  | 11 | 11 | 22:46-23:00 | 0 | 1
|  | 11 | 11 | 23:01-23:15 | 0 | 1
|  | 11 | 11 | 23:16-23:30 | 0 | 1
|  | 11 | 11 | 23:31-23:45 | 0 | 1
|  | 11 | 11 | 23:46-24:00 | 0 | 1
|  | 11 | 12 | 00:01-00:15 | 0 | 1
|  | 11 | 12 | 00:16-00:30 | 0 | 1
|  | 11 | 12 | 00:31-00:45 | 0 | 1
|  | 11 | 12 | 00:46-01:00 | 0 | 1
|  | 11 | 12 | 01:01-01:15 | 0 | 1
|  | 11 | 12 | 01:16-01:30 | 0 | 1
|  | 11 | 12 | 01:31-01:45 | 0 | 1
|  | 11 | 12 | 01:46-02:00 | 0 | 1
|  | 11 | 12 | 02:01-02:15 | 0 | 1
|  | 11 | 12 | 02:16-02:30 | 0 | 1
|  | 11 | 12 | 02:31-02:45 | 0 | 1
|  | 11 | 12 | 02:46-03:00 | 0 | 1
|  | 11 | 12 | 03:01-03:15 | 0 | 1
|  | 11 | 12 | 03:16-03:30 | 0 | 1
|  | 11 | 12 | 03:31-03:45 | 0 | 1
|  | 11 | 12 | 03:46-04:00 | 0 | 1
|  | 11 | 12 | 04:01-04:15 | 0 | 1
|  | 11 | 12 | 04:16-04:30 | 0 | 1
|  | 11 | 12 | 04:31-04:45 | 0 | 1
|  | 11 | 12 | 04:46-05:00 | 0 | 1
|  | 11 | 12 | 05:01-05:15 | 0 | 1
|  | 11 | 12 | 05:16-05:30 | 0 | 1
|  | 11 | 12 | 05:31-05:45 | 0 | 1
|  | 11 | 12 | 05:46-06:00 | 0 | 1
|  | 11 | 12 | 06:01-06:15 | 0 | 1
|  | 11 | 12 | 06:16-06:30 | 0 | 1
|  | 11 | 12 | 06:31-06:45 | 0 | 1
|  | 11 | 12 | 06:46-07:00 | 0 | 1
|  | 11 | 12 | 07:01-07:15 | 0 | 1
|  | 11 | 12 | 07:16-07:30 | 0 | 1
|  | 11 | 12 | 07:31-07:45 | 0 | 1
|  | 11 | 12 | 07:46-08:00 | 0 | 1
|  | 11 | 12 | 08:01-08:15 | 0 | 1
|  | 11 | 12 | 08:16-08:30 | 0 | 1
|  | 11 | 12 | 08:31-08:45 | 0 | 1
|  | 11 | 12 | 08:46-09:00 | 0 | 1
|  | 11 | 12 | 09:01-09:15 | 0 | 1
|  | 11 | 12 | 09:16-09:30 | 0 | 1
|  | 11 | 12 | 09:31-09:45 | 0 | 1
|  | 11 | 12 | 09:46-10:00 | 0 | 1
|  | 11 | 12 | 10:01-10:15 | 0 | 1
|  | 11 | 12 | 10:16-10:30 | 0 | 1
|  | 11 | 12 | 10:31-10:45 | 0 | 1
|  | 11 | 12 | 10:46-11:00 | 0 | 1
|  | 11 | 12 | 11:01-11:15 | 0 | 1
|  | 11 | 12 | 11:16-11:30 | 0 | 1
|  | 11 | 12 | 11:31-11:45 | 0 | 1
|  | 11 | 12 | 11:46-12:00 | 0 | 1
|  | 11 | 12 | 12:01-12:15 | 0 | 1
|  | 11 | 12 | 12:16-12:30 | 0 | 1
|  | 11 | 12 | 12:31-12:45 | 0 | 1
|  | 11 | 12 | 12:46-13:00 | 0 | 1
|  | 11 | 12 | 13:01-13:15 | 0 | 1
|  | 11 | 12 | 13:16-13:30 | 0 | 1
|  | 11 | 12 | 13:31-13:45 | 0 | 1
|  | 11 | 12 | 13:46-14:00 | 0 | 1
|  | 11 | 12 | 14:01-14:15 | 0 | 1
|  | 11 | 12 | 14:16-14:30 | 0 | 1
|  | 11 | 12 | 14:31-14:45 | 0 | 1
|  | 11 | 12 | 14:46-15:00 | 0 | 1
|  | 11 | 12 | 15:01-15:15 | 0 | 1
|  | 11 | 12 | 15:16-15:30 | 0 | 1
|  | 11 | 12 | 15:31-15:45 | 0 | 1
|  | 11 | 12 | 15:46-16:00 | 0 | 1
|  | 11 | 12 | 16:01-16:15 | 0 | 1
|  | 11 | 12 | 16:16-16:30 | 0 | 1
|  | 11 | 12 | 16:31-16:45 | 0 | 1
|  | 11 | 12 | 16:46-17:00 | 0 | 1
|  | 11 | 12 | 17:01-17:15 | 0 | 1
|  | 11 | 12 | 17:16-17:30 | 0 | 1
|  | 11 | 12 | 17:31-17:45 | 0 | 1
|  | 11 | 12 | 17:46-18:00 | 0 | 1
|  | 11 | 12 | 18:01-18:15 | 0 | 1
|  | 11 | 12 | 18:16-18:30 | 0 | 1
|  | 11 | 12 | 18:31-18:45 | 0 | 1
|  | 11 | 12 | 18:46-19:00 | 0 | 1
|  | 11 | 12 | 19:01-19:15 | 0 | 1
|  | 11 | 12 | 19:16-19:30 | 0 | 1
|  | 11 | 12 | 19:31-19:45 | 0 | 1
|  | 11 | 12 | 19:46-20:00 | 0 | 1
|  | 11 | 12 | 20:01-20:15 | 0 | 1
|  | 11 | 12 | 20:16-20:30 | 0 | 1
|  | 11 | 12 | 20:31-20:45 | 0 | 1
|  | 11 | 12 | 20:46-21:00 | 0 | 1
|  | 11 | 12 | 21:01-21:15 | 0 | 1
|  | 11 | 12 | 21:16-21:30 | 0 | 1
|  | 11 | 12 | 21:31-21:45 | 0 | 1
|  | 11 | 12 | 21:46-22:00 | 0 | 1
|  | 11 | 12 | 22:01-22:15 | 0 | 1
|  | 11 | 12 | 22:16-22:30 | 0 | 1
|  | 11 | 12 | 22:31-22:45 | 0 | 1
|  | 11 | 12 | 22:46-23:00 | 0 | 1
|  | 11 | 12 | 23:01-23:15 | 0 | 1
|  | 11 | 12 | 23:16-23:30 | 0 | 1
|  | 11 | 12 | 23:31-23:45 | 0 | 1
|  | 11 | 12 | 23:46-24:00 | 0 | 1
|  | 11 | 13 | 00:01-00:15 | 1 | 1
|  | 11 | 13 | 00:16-00:30 | 1 | 1
|  | 11 | 13 | 00:31-00:45 | 1 | 1
|  | 11 | 13 | 00:46-01:00 | 1 | 1
|  | 11 | 13 | 01:01-01:15 | 1 | 1
|  | 11 | 13 | 01:16-01:30 | 1 | 1
|  | 11 | 13 | 01:31-01:45 | 1 | 1
|  | 11 | 13 | 01:46-02:00 | 1 | 1
|  | 11 | 13 | 02:01-02:15 | 1 | 1
|  | 11 | 13 | 02:16-02:30 | 1 | 1
|  | 11 | 13 | 02:31-02:45 | 1 | 1
|  | 11 | 13 | 02:46-03:00 | 1 | 1
|  | 11 | 13 | 03:01-03:15 | 1 | 1
|  | 11 | 13 | 03:16-03:30 | 1 | 1
|  | 11 | 13 | 03:31-03:45 | 1 | 1
|  | 11 | 13 | 03:46-04:00 | 1 | 1
|  | 11 | 13 | 04:01-04:15 | 1 | 1
|  | 11 | 13 | 04:16-04:30 | 1 | 1
|  | 11 | 13 | 04:31-04:45 | 1 | 1
|  | 11 | 13 | 04:46-05:00 | 1 | 1
|  | 11 | 13 | 05:01-05:15 | 1 | 1
|  | 11 | 13 | 05:16-05:30 | 1 | 1
|  | 11 | 13 | 05:31-05:45 | 1 | 1
|  | 11 | 13 | 05:46-06:00 | 1 | 1
|  | 11 | 13 | 06:01-06:15 | 1 | 1
|  | 11 | 13 | 06:16-06:30 | 1 | 1
|  | 11 | 13 | 06:31-06:45 | 1 | 1
|  | 11 | 13 | 06:46-07:00 | 1 | 1
|  | 11 | 13 | 07:01-07:15 | 1 | 1
|  | 11 | 13 | 07:16-07:30 | 1 | 1
|  | 11 | 13 | 07:31-07:45 | 1 | 1
|  | 11 | 13 | 07:46-08:00 | 1 | 1
|  | 11 | 13 | 08:01-08:15 | 1 | 1
|  | 11 | 13 | 08:16-08:30 | 1 | 1
|  | 11 | 13 | 08:31-08:45 | 1 | 1
|  | 11 | 13 | 08:46-09:00 | 1 | 1
|  | 11 | 13 | 09:01-09:15 | 1 | 1
|  | 11 | 13 | 09:16-09:30 | 1 | 1
|  | 11 | 13 | 09:31-09:45 | 1 | 1
|  | 11 | 13 | 09:46-10:00 | 1 | 1
|  | 11 | 13 | 10:01-10:15 | 1 | 1
|  | 11 | 13 | 10:16-10:30 | 1 | 1
|  | 11 | 13 | 10:31-10:45 | 1 | 1
|  | 11 | 13 | 10:46-11:00 | 1 | 1
|  | 11 | 13 | 11:01-11:15 | 1 | 1
|  | 11 | 13 | 11:16-11:30 | 1 | 1
|  | 11 | 13 | 11:31-11:45 | 1 | 1
|  | 11 | 13 | 11:46-12:00 | 1 | 1
|  | 11 | 13 | 12:01-12:15 | 1 | 1
|  | 11 | 13 | 12:16-12:30 | 1 | 1
|  | 11 | 13 | 12:31-12:45 | 1 | 1
|  | 11 | 13 | 12:46-13:00 | 1 | 1
|  | 11 | 13 | 13:01-13:15 | 1 | 1
|  | 11 | 13 | 13:16-13:30 | 1 | 1
|  | 11 | 13 | 13:31-13:45 | 1 | 1
|  | 11 | 13 | 13:46-14:00 | 1 | 1
|  | 11 | 13 | 14:01-14:15 | 1 | 1
|  | 11 | 13 | 14:16-14:30 | 1 | 1
|  | 11 | 13 | 14:31-14:45 | 1 | 1
|  | 11 | 13 | 14:46-15:00 | 1 | 1
|  | 11 | 13 | 15:01-15:15 | 1 | 1
|  | 11 | 13 | 15:16-15:30 | 1 | 1
|  | 11 | 13 | 15:31-15:45 | 1 | 1
|  | 11 | 13 | 15:46-16:00 | 1 | 1
|  | 11 | 13 | 16:01-16:15 | 1 | 1
|  | 11 | 13 | 16:16-16:30 | 1 | 1
|  | 11 | 13 | 16:31-16:45 | 1 | 1
|  | 11 | 13 | 16:46-17:00 | 1 | 1
|  | 11 | 13 | 17:01-17:15 | 1 | 1
|  | 11 | 13 | 17:16-17:30 | 1 | 1
|  | 11 | 13 | 17:31-17:45 | 1 | 1
|  | 11 | 13 | 17:46-18:00 | 1 | 1
|  | 11 | 13 | 18:01-18:15 | 1 | 1
|  | 11 | 13 | 18:16-18:30 | 1 | 1
|  | 11 | 13 | 18:31-18:45 | 1 | 1
|  | 11 | 13 | 18:46-19:00 | 1 | 1
|  | 11 | 13 | 19:01-19:15 | 1 | 1
|  | 11 | 13 | 19:16-19:30 | 1 | 1
|  | 11 | 13 | 19:31-19:45 | 1 | 1
|  | 11 | 13 | 19:46-20:00 | 1 | 1
|  | 11 | 13 | 20:01-20:15 | 1 | 1
|  | 11 | 13 | 20:16-20:30 | 1 | 1
|  | 11 | 13 | 20:31-20:45 | 1 | 1
|  | 11 | 13 | 20:46-21:00 | 1 | 1
|  | 11 | 13 | 21:01-21:15 | 1 | 1
|  | 11 | 13 | 21:16-21:30 | 1 | 1
|  | 11 | 13 | 21:31-21:45 | 1 | 1
|  | 11 | 13 | 21:46-22:00 | 1 | 1
|  | 11 | 13 | 22:01-22:15 | 1 | 1
|  | 11 | 13 | 22:16-22:30 | 1 | 1
|  | 11 | 13 | 22:31-22:45 | 1 | 1
|  | 11 | 13 | 22:46-23:00 | 1 | 1
|  | 11 | 13 | 23:01-23:15 | 1 | 1
|  | 11 | 13 | 23:16-23:30 | 1 | 1
|  | 11 | 13 | 23:31-23:45 | 1 | 1
|  | 11 | 13 | 23:46-24:00 | 1 | 1
|  | 11 | 14 | 00:01-00:15 | 1 | 1
|  | 11 | 14 | 00:16-00:30 | 1 | 1
|  | 11 | 14 | 00:31-00:45 | 1 | 1
|  | 11 | 14 | 00:46-01:00 | 1 | 1
|  | 11 | 14 | 01:01-01:15 | 1 | 1
|  | 11 | 14 | 01:16-01:30 | 1 | 1
|  | 11 | 14 | 01:31-01:45 | 1 | 1
|  | 11 | 14 | 01:46-02:00 | 1 | 1
|  | 11 | 14 | 02:01-02:15 | 1 | 1
|  | 11 | 14 | 02:16-02:30 | 1 | 1
|  | 11 | 14 | 02:31-02:45 | 1 | 1
|  | 11 | 14 | 02:46-03:00 | 1 | 1
|  | 11 | 14 | 03:01-03:15 | 1 | 1
|  | 11 | 14 | 03:16-03:30 | 1 | 1
|  | 11 | 14 | 03:31-03:45 | 1 | 1
|  | 11 | 14 | 03:46-04:00 | 1 | 1
|  | 11 | 14 | 04:01-04:15 | 1 | 1
|  | 11 | 14 | 04:16-04:30 | 1 | 1
|  | 11 | 14 | 04:31-04:45 | 1 | 1
|  | 11 | 14 | 04:46-05:00 | 1 | 1
|  | 11 | 14 | 05:01-05:15 | 1 | 1
|  | 11 | 14 | 05:16-05:30 | 1 | 1
|  | 11 | 14 | 05:31-05:45 | 1 | 1
|  | 11 | 14 | 05:46-06:00 | 1 | 1
|  | 11 | 14 | 06:01-06:15 | 1 | 1
|  | 11 | 14 | 06:16-06:30 | 1 | 1
|  | 11 | 14 | 06:31-06:45 | 1 | 1
|  | 11 | 14 | 06:46-07:00 | 1 | 1
|  | 11 | 14 | 07:01-07:15 | 1 | 1
|  | 11 | 14 | 07:16-07:30 | 1 | 1
|  | 11 | 14 | 07:31-07:45 | 1 | 1
|  | 11 | 14 | 07:46-08:00 | 1 | 1
|  | 11 | 14 | 08:01-08:15 | 1 | 1
|  | 11 | 14 | 08:16-08:30 | 1 | 1
|  | 11 | 14 | 08:31-08:45 | 1 | 1
|  | 11 | 14 | 08:46-09:00 | 1 | 1
|  | 11 | 14 | 09:01-09:15 | 1 | 1
|  | 11 | 14 | 09:16-09:30 | 1 | 1
|  | 11 | 14 | 09:31-09:45 | 1 | 1
|  | 11 | 14 | 09:46-10:00 | 1 | 1
|  | 11 | 14 | 10:01-10:15 | 1 | 1
|  | 11 | 14 | 10:16-10:30 | 1 | 1
|  | 11 | 14 | 10:31-10:45 | 1 | 1
|  | 11 | 14 | 10:46-11:00 | 1 | 1
|  | 11 | 14 | 11:01-11:15 | 1 | 1
|  | 11 | 14 | 11:16-11:30 | 1 | 1
|  | 11 | 14 | 11:31-11:45 | 1 | 1
|  | 11 | 14 | 11:46-12:00 | 1 | 1
|  | 11 | 14 | 12:01-12:15 | 1 | 1
|  | 11 | 14 | 12:16-12:30 | 1 | 1
|  | 11 | 14 | 12:31-12:45 | 1 | 1
|  | 11 | 14 | 12:46-13:00 | 1 | 1
|  | 11 | 14 | 13:01-13:15 | 1 | 1
|  | 11 | 14 | 13:16-13:30 | 1 | 1
|  | 11 | 14 | 13:31-13:45 | 1 | 1
|  | 11 | 14 | 13:46-14:00 | 1 | 1
|  | 11 | 14 | 14:01-14:15 | 1 | 1
|  | 11 | 14 | 14:16-14:30 | 1 | 1
|  | 11 | 14 | 14:31-14:45 | 1 | 1
|  | 11 | 14 | 14:46-15:00 | 1 | 1
|  | 11 | 14 | 15:01-15:15 | 1 | 1
|  | 11 | 14 | 15:16-15:30 | 1 | 1
|  | 11 | 14 | 15:31-15:45 | 1 | 1
|  | 11 | 14 | 15:46-16:00 | 1 | 1
|  | 11 | 14 | 16:01-16:15 | 1 | 1
|  | 11 | 14 | 16:16-16:30 | 1 | 1
|  | 11 | 14 | 16:31-16:45 | 1 | 1
|  | 11 | 14 | 16:46-17:00 | 1 | 1
|  | 11 | 14 | 17:01-17:15 | 1 | 1
|  | 11 | 14 | 17:16-17:30 | 1 | 1
|  | 11 | 14 | 17:31-17:45 | 1 | 1
|  | 11 | 14 | 17:46-18:00 | 1 | 1
|  | 11 | 14 | 18:01-18:15 | 1 | 1
|  | 11 | 14 | 18:16-18:30 | 1 | 1
|  | 11 | 14 | 18:31-18:45 | 1 | 1
|  | 11 | 14 | 18:46-19:00 | 1 | 1
|  | 11 | 14 | 19:01-19:15 | 1 | 1
|  | 11 | 14 | 19:16-19:30 | 1 | 1
|  | 11 | 14 | 19:31-19:45 | 1 | 1
|  | 11 | 14 | 19:46-20:00 | 1 | 1
|  | 11 | 14 | 20:01-20:15 | 1 | 1
|  | 11 | 14 | 20:16-20:30 | 1 | 1
|  | 11 | 14 | 20:31-20:45 | 1 | 1
|  | 11 | 14 | 20:46-21:00 | 1 | 1
|  | 11 | 14 | 21:01-21:15 | 1 | 1
|  | 11 | 14 | 21:16-21:30 | 1 | 1
|  | 11 | 14 | 21:31-21:45 | 1 | 1
|  | 11 | 14 | 21:46-22:00 | 1 | 1
|  | 11 | 14 | 22:01-22:15 | 1 | 1
|  | 11 | 14 | 22:16-22:30 | 1 | 1
|  | 11 | 14 | 22:31-22:45 | 1 | 1
|  | 11 | 14 | 22:46-23:00 | 1 | 1
|  | 11 | 14 | 23:01-23:15 | 1 | 1
|  | 11 | 14 | 23:16-23:30 | 1 | 1
|  | 11 | 14 | 23:31-23:45 | 1 | 1
|  | 11 | 14 | 23:46-24:00 | 1 | 1
|  | 11 | 15 | 00:01-00:15 | 1 | 1
|  | 11 | 15 | 00:16-00:30 | 1 | 1
|  | 11 | 15 | 00:31-00:45 | 1 | 1
|  | 11 | 15 | 00:46-01:00 | 1 | 1
|  | 11 | 15 | 01:01-01:15 | 1 | 1
|  | 11 | 15 | 01:16-01:30 | 1 | 1
|  | 11 | 15 | 01:31-01:45 | 1 | 1
|  | 11 | 15 | 01:46-02:00 | 1 | 1
|  | 11 | 15 | 02:01-02:15 | 1 | 1
|  | 11 | 15 | 02:16-02:30 | 1 | 1
|  | 11 | 15 | 02:31-02:45 | 1 | 1
|  | 11 | 15 | 02:46-03:00 | 1 | 1
|  | 11 | 15 | 03:01-03:15 | 1 | 1
|  | 11 | 15 | 03:16-03:30 | 1 | 1
|  | 11 | 15 | 03:31-03:45 | 1 | 1
|  | 11 | 15 | 03:46-04:00 | 1 | 1
|  | 11 | 15 | 04:01-04:15 | 1 | 1
|  | 11 | 15 | 04:16-04:30 | 1 | 1
|  | 11 | 15 | 04:31-04:45 | 1 | 1
|  | 11 | 15 | 04:46-05:00 | 1 | 1
|  | 11 | 15 | 05:01-05:15 | 1 | 1
|  | 11 | 15 | 05:16-05:30 | 1 | 1
|  | 11 | 15 | 05:31-05:45 | 1 | 1
|  | 11 | 15 | 05:46-06:00 | 1 | 1
|  | 11 | 15 | 06:01-06:15 | 1 | 1
|  | 11 | 15 | 06:16-06:30 | 1 | 1
|  | 11 | 15 | 06:31-06:45 | 1 | 1
|  | 11 | 15 | 06:46-07:00 | 1 | 1
|  | 11 | 15 | 07:01-07:15 | 1 | 1
|  | 11 | 15 | 07:16-07:30 | 1 | 1
|  | 11 | 15 | 07:31-07:45 | 1 | 1
|  | 11 | 15 | 07:46-08:00 | 1 | 1
|  | 11 | 15 | 08:01-08:15 | 1 | 1
|  | 11 | 15 | 08:16-08:30 | 1 | 1
|  | 11 | 15 | 08:31-08:45 | 1 | 1
|  | 11 | 15 | 08:46-09:00 | 1 | 1
|  | 11 | 15 | 09:01-09:15 | 1 | 1
|  | 11 | 15 | 09:16-09:30 | 1 | 1
|  | 11 | 15 | 09:31-09:45 | 1 | 1
|  | 11 | 15 | 09:46-10:00 | 1 | 1
|  | 11 | 15 | 10:01-10:15 | 1 | 1
|  | 11 | 15 | 10:16-10:30 | 1 | 1
|  | 11 | 15 | 10:31-10:45 | 1 | 1
|  | 11 | 15 | 10:46-11:00 | 1 | 1
|  | 11 | 15 | 11:01-11:15 | 1 | 1
|  | 11 | 15 | 11:16-11:30 | 1 | 1
|  | 11 | 15 | 11:31-11:45 | 1 | 1
|  | 11 | 15 | 11:46-12:00 | 1 | 1
|  | 11 | 15 | 12:01-12:15 | 1 | 1
|  | 11 | 15 | 12:16-12:30 | 1 | 1
|  | 11 | 15 | 12:31-12:45 | 1 | 1
|  | 11 | 15 | 12:46-13:00 | 1 | 1
|  | 11 | 15 | 13:01-13:15 | 1 | 1
|  | 11 | 15 | 13:16-13:30 | 1 | 1
|  | 11 | 15 | 13:31-13:45 | 1 | 1
|  | 11 | 15 | 13:46-14:00 | 1 | 1
|  | 11 | 15 | 14:01-14:15 | 1 | 1
|  | 11 | 15 | 14:16-14:30 | 1 | 1
|  | 11 | 15 | 14:31-14:45 | 1 | 1
|  | 11 | 15 | 14:46-15:00 | 1 | 1
|  | 11 | 15 | 15:01-15:15 | 1 | 1
|  | 11 | 15 | 15:16-15:30 | 1 | 1
|  | 11 | 15 | 15:31-15:45 | 1 | 1
|  | 11 | 15 | 15:46-16:00 | 1 | 1
|  | 11 | 15 | 16:01-16:15 | 1 | 1
|  | 11 | 15 | 16:16-16:30 | 1 | 1
|  | 11 | 15 | 16:31-16:45 | 1 | 1
|  | 11 | 15 | 16:46-17:00 | 1 | 1
|  | 11 | 15 | 17:01-17:15 | 1 | 1
|  | 11 | 15 | 17:16-17:30 | 1 | 1
|  | 11 | 15 | 17:31-17:45 | 1 | 1
|  | 11 | 15 | 17:46-18:00 | 1 | 1
|  | 11 | 15 | 18:01-18:15 | 1 | 1
|  | 11 | 15 | 18:16-18:30 | 1 | 1
|  | 11 | 15 | 18:31-18:45 | 1 | 1
|  | 11 | 15 | 18:46-19:00 | 1 | 1
|  | 11 | 15 | 19:01-19:15 | 1 | 1
|  | 11 | 15 | 19:16-19:30 | 1 | 1
|  | 11 | 15 | 19:31-19:45 | 1 | 1
|  | 11 | 15 | 19:46-20:00 | 1 | 1
|  | 11 | 15 | 20:01-20:15 | 1 | 1
|  | 11 | 15 | 20:16-20:30 | 1 | 1
|  | 11 | 15 | 20:31-20:45 | 1 | 1
|  | 11 | 15 | 20:46-21:00 | 1 | 1
|  | 11 | 15 | 21:01-21:15 | 1 | 1
|  | 11 | 15 | 21:16-21:30 | 1 | 1
|  | 11 | 15 | 21:31-21:45 | 1 | 1
|  | 11 | 15 | 21:46-22:00 | 1 | 1
|  | 11 | 15 | 22:01-22:15 | 1 | 1
|  | 11 | 15 | 22:16-22:30 | 1 | 1
|  | 11 | 15 | 22:31-22:45 | 1 | 1
|  | 11 | 15 | 22:46-23:00 | 1 | 1
|  | 11 | 15 | 23:01-23:15 | 1 | 1
|  | 11 | 15 | 23:16-23:30 | 1 | 1
|  | 11 | 15 | 23:31-23:45 | 1 | 1
|  | 11 | 15 | 23:46-24:00 | 1 | 1
|  | 11 | 16 | 00:01-00:15 | 1 | 1
|  | 11 | 16 | 00:16-00:30 | 1 | 1
|  | 11 | 16 | 00:31-00:45 | 1 | 1
|  | 11 | 16 | 00:46-01:00 | 1 | 1
|  | 11 | 16 | 01:01-01:15 | 1 | 1
|  | 11 | 16 | 01:16-01:30 | 1 | 1
|  | 11 | 16 | 01:31-01:45 | 1 | 1
|  | 11 | 16 | 01:46-02:00 | 1 | 1
|  | 11 | 16 | 02:01-02:15 | 1 | 1
|  | 11 | 16 | 02:16-02:30 | 1 | 1
|  | 11 | 16 | 02:31-02:45 | 1 | 1
|  | 11 | 16 | 02:46-03:00 | 1 | 1
|  | 11 | 16 | 03:01-03:15 | 1 | 1
|  | 11 | 16 | 03:16-03:30 | 1 | 1
|  | 11 | 16 | 03:31-03:45 | 1 | 1
|  | 11 | 16 | 03:46-04:00 | 1 | 1
|  | 11 | 16 | 04:01-04:15 | 1 | 1
|  | 11 | 16 | 04:16-04:30 | 1 | 1
|  | 11 | 16 | 04:31-04:45 | 1 | 1
|  | 11 | 16 | 04:46-05:00 | 1 | 1
|  | 11 | 16 | 05:01-05:15 | 1 | 1
|  | 11 | 16 | 05:16-05:30 | 1 | 1
|  | 11 | 16 | 05:31-05:45 | 1 | 1
|  | 11 | 16 | 05:46-06:00 | 1 | 1
|  | 11 | 16 | 06:01-06:15 | 1 | 1
|  | 11 | 16 | 06:16-06:30 | 1 | 1
|  | 11 | 16 | 06:31-06:45 | 1 | 1
|  | 11 | 16 | 06:46-07:00 | 1 | 1
|  | 11 | 16 | 07:01-07:15 | 1 | 1
|  | 11 | 16 | 07:16-07:30 | 1 | 1
|  | 11 | 16 | 07:31-07:45 | 1 | 1
|  | 11 | 16 | 07:46-08:00 | 1 | 1
|  | 11 | 16 | 08:01-08:15 | 1 | 1
|  | 11 | 16 | 08:16-08:30 | 1 | 1
|  | 11 | 16 | 08:31-08:45 | 1 | 1
|  | 11 | 16 | 08:46-09:00 | 1 | 1
|  | 11 | 16 | 09:01-09:15 | 1 | 1
|  | 11 | 16 | 09:16-09:30 | 1 | 1
|  | 11 | 16 | 09:31-09:45 | 1 | 1
|  | 11 | 16 | 09:46-10:00 | 1 | 1
|  | 11 | 16 | 10:01-10:15 | 1 | 1
|  | 11 | 16 | 10:16-10:30 | 1 | 1
|  | 11 | 16 | 10:31-10:45 | 1 | 1
|  | 11 | 16 | 10:46-11:00 | 1 | 1
|  | 11 | 16 | 11:01-11:15 | 1 | 1
|  | 11 | 16 | 11:16-11:30 | 1 | 1
|  | 11 | 16 | 11:31-11:45 | 1 | 1
|  | 11 | 16 | 11:46-12:00 | 1 | 1
|  | 11 | 16 | 12:01-12:15 | 1 | 1
|  | 11 | 16 | 12:16-12:30 | 1 | 1
|  | 11 | 16 | 12:31-12:45 | 1 | 1
|  | 11 | 16 | 12:46-13:00 | 1 | 1
|  | 11 | 16 | 13:01-13:15 | 1 | 1
|  | 11 | 16 | 13:16-13:30 | 1 | 1
|  | 11 | 16 | 13:31-13:45 | 1 | 1
|  | 11 | 16 | 13:46-14:00 | 1 | 1
|  | 11 | 16 | 14:01-14:15 | 1 | 1
|  | 11 | 16 | 14:16-14:30 | 1 | 1
|  | 11 | 16 | 14:31-14:45 | 1 | 1
|  | 11 | 16 | 14:46-15:00 | 1 | 1
|  | 11 | 16 | 15:01-15:15 | 1 | 1
|  | 11 | 16 | 15:16-15:30 | 1 | 1
|  | 11 | 16 | 15:31-15:45 | 1 | 1
|  | 11 | 16 | 15:46-16:00 | 1 | 1
|  | 11 | 16 | 16:01-16:15 | 1 | 1
|  | 11 | 16 | 16:16-16:30 | 1 | 1
|  | 11 | 16 | 16:31-16:45 | 1 | 1
|  | 11 | 16 | 16:46-17:00 | 1 | 1
|  | 11 | 16 | 17:01-17:15 | 1 | 1
|  | 11 | 16 | 17:16-17:30 | 1 | 1
|  | 11 | 16 | 17:31-17:45 | 1 | 1
|  | 11 | 16 | 17:46-18:00 | 1 | 1
|  | 11 | 16 | 18:01-18:15 | 1 | 1
|  | 11 | 16 | 18:16-18:30 | 1 | 1
|  | 11 | 16 | 18:31-18:45 | 1 | 1
|  | 11 | 16 | 18:46-19:00 | 1 | 1
|  | 11 | 16 | 19:01-19:15 | 1 | 1
|  | 11 | 16 | 19:16-19:30 | 1 | 1
|  | 11 | 16 | 19:31-19:45 | 1 | 1
|  | 11 | 16 | 19:46-20:00 | 1 | 1
|  | 11 | 16 | 20:01-20:15 | 1 | 1
|  | 11 | 16 | 20:16-20:30 | 1 | 1
|  | 11 | 16 | 20:31-20:45 | 1 | 1
|  | 11 | 16 | 20:46-21:00 | 1 | 1
|  | 11 | 16 | 21:01-21:15 | 1 | 1
|  | 11 | 16 | 21:16-21:30 | 1 | 1
|  | 11 | 16 | 21:31-21:45 | 1 | 1
|  | 11 | 16 | 21:46-22:00 | 1 | 1
|  | 11 | 16 | 22:01-22:15 | 1 | 1
|  | 11 | 16 | 22:16-22:30 | 1 | 1
|  | 11 | 16 | 22:31-22:45 | 1 | 1
|  | 11 | 16 | 22:46-23:00 | 1 | 1
|  | 11 | 16 | 23:01-23:15 | 1 | 1
|  | 11 | 16 | 23:16-23:30 | 1 | 1
|  | 11 | 16 | 23:31-23:45 | 1 | 1
|  | 11 | 16 | 23:46-24:00 | 1 | 1
|  | 11 | 17 | 00:01-00:15 | 1 | 1
|  | 11 | 17 | 00:16-00:30 | 1 | 1
|  | 11 | 17 | 00:31-00:45 | 1 | 1
|  | 11 | 17 | 00:46-01:00 | 1 | 1
|  | 11 | 17 | 01:01-01:15 | 1 | 1
|  | 11 | 17 | 01:16-01:30 | 1 | 1
|  | 11 | 17 | 01:31-01:45 | 1 | 1
|  | 11 | 17 | 01:46-02:00 | 1 | 1
|  | 11 | 17 | 02:01-02:15 | 1 | 1
|  | 11 | 17 | 02:16-02:30 | 1 | 1
|  | 11 | 17 | 02:31-02:45 | 1 | 1
|  | 11 | 17 | 02:46-03:00 | 1 | 1
|  | 11 | 17 | 03:01-03:15 | 1 | 1
|  | 11 | 17 | 03:16-03:30 | 1 | 1
|  | 11 | 17 | 03:31-03:45 | 1 | 1
|  | 11 | 17 | 03:46-04:00 | 1 | 1
|  | 11 | 17 | 04:01-04:15 | 1 | 1
|  | 11 | 17 | 04:16-04:30 | 1 | 1
|  | 11 | 17 | 04:31-04:45 | 1 | 1
|  | 11 | 17 | 04:46-05:00 | 1 | 1
|  | 11 | 17 | 05:01-05:15 | 1 | 1
|  | 11 | 17 | 05:16-05:30 | 1 | 1
|  | 11 | 17 | 05:31-05:45 | 1 | 1
|  | 11 | 17 | 05:46-06:00 | 1 | 1
|  | 11 | 17 | 06:01-06:15 | 1 | 1
|  | 11 | 17 | 06:16-06:30 | 1 | 1
|  | 11 | 17 | 06:31-06:45 | 1 | 1
|  | 11 | 17 | 06:46-07:00 | 1 | 1
|  | 11 | 17 | 07:01-07:15 | 1 | 1
|  | 11 | 17 | 07:16-07:30 | 1 | 1
|  | 11 | 17 | 07:31-07:45 | 1 | 1
|  | 11 | 17 | 07:46-08:00 | 1 | 1
|  | 11 | 17 | 08:01-08:15 | 1 | 1
|  | 11 | 17 | 08:16-08:30 | 1 | 1
|  | 11 | 17 | 08:31-08:45 | 1 | 1
|  | 11 | 17 | 08:46-09:00 | 1 | 1
|  | 11 | 17 | 09:01-09:15 | 1 | 1
|  | 11 | 17 | 09:16-09:30 | 1 | 1
|  | 11 | 17 | 09:31-09:45 | 1 | 1
|  | 11 | 17 | 09:46-10:00 | 1 | 1
|  | 11 | 17 | 10:01-10:15 | 1 | 1
|  | 11 | 17 | 10:16-10:30 | 1 | 1
|  | 11 | 17 | 10:31-10:45 | 1 | 1
|  | 11 | 17 | 10:46-11:00 | 1 | 1
|  | 11 | 17 | 11:01-11:15 | 1 | 1
|  | 11 | 17 | 11:16-11:30 | 1 | 1
|  | 11 | 17 | 11:31-11:45 | 1 | 1
|  | 11 | 17 | 11:46-12:00 | 1 | 1
|  | 11 | 17 | 12:01-12:15 | 1 | 1
|  | 11 | 17 | 12:16-12:30 | 1 | 1
|  | 11 | 17 | 12:31-12:45 | 1 | 1
|  | 11 | 17 | 12:46-13:00 | 1 | 1
|  | 11 | 17 | 13:01-13:15 | 1 | 1
|  | 11 | 17 | 13:16-13:30 | 1 | 1
|  | 11 | 17 | 13:31-13:45 | 1 | 1
|  | 11 | 17 | 13:46-14:00 | 1 | 1
|  | 11 | 17 | 14:01-14:15 | 1 | 1
|  | 11 | 17 | 14:16-14:30 | 1 | 1
|  | 11 | 17 | 14:31-14:45 | 1 | 1
|  | 11 | 17 | 14:46-15:00 | 1 | 1
|  | 11 | 17 | 15:01-15:15 | 1 | 1
|  | 11 | 17 | 15:16-15:30 | 1 | 1
|  | 11 | 17 | 15:31-15:45 | 1 | 1
|  | 11 | 17 | 15:46-16:00 | 1 | 1
|  | 11 | 17 | 16:01-16:15 | 1 | 1
|  | 11 | 17 | 16:16-16:30 | 1 | 1
|  | 11 | 17 | 16:31-16:45 | 1 | 1
|  | 11 | 17 | 16:46-17:00 | 1 | 1
|  | 11 | 17 | 17:01-17:15 | 1 | 1
|  | 11 | 17 | 17:16-17:30 | 1 | 1
|  | 11 | 17 | 17:31-17:45 | 1 | 1
|  | 11 | 17 | 17:46-18:00 | 1 | 1
|  | 11 | 17 | 18:01-18:15 | 1 | 1
|  | 11 | 17 | 18:16-18:30 | 1 | 1
|  | 11 | 17 | 18:31-18:45 | 1 | 1
|  | 11 | 17 | 18:46-19:00 | 1 | 1
|  | 11 | 17 | 19:01-19:15 | 1 | 1
|  | 11 | 17 | 19:16-19:30 | 1 | 1
|  | 11 | 17 | 19:31-19:45 | 1 | 1
|  | 11 | 17 | 19:46-20:00 | 1 | 1
|  | 11 | 17 | 20:01-20:15 | 1 | 1
|  | 11 | 17 | 20:16-20:30 | 1 | 1
|  | 11 | 17 | 20:31-20:45 | 1 | 1
|  | 11 | 17 | 20:46-21:00 | 1 | 1
|  | 11 | 17 | 21:01-21:15 | 1 | 1
|  | 11 | 17 | 21:16-21:30 | 1 | 1
|  | 11 | 17 | 21:31-21:45 | 1 | 1
|  | 11 | 17 | 21:46-22:00 | 1 | 1
|  | 11 | 17 | 22:01-22:15 | 1 | 1
|  | 11 | 17 | 22:16-22:30 | 1 | 1
|  | 11 | 17 | 22:31-22:45 | 1 | 1
|  | 11 | 17 | 22:46-23:00 | 1 | 1
|  | 11 | 17 | 23:01-23:15 | 1 | 1
|  | 11 | 17 | 23:16-23:30 | 1 | 1
|  | 11 | 17 | 23:31-23:45 | 1 | 1
|  | 11 | 17 | 23:46-24:00 | 1 | 1
|  | 11 | 18 | 00:01-00:15 | 0 | 1
|  | 11 | 18 | 00:16-00:30 | 0 | 1
|  | 11 | 18 | 00:31-00:45 | 0 | 1
|  | 11 | 18 | 00:46-01:00 | 0 | 1
|  | 11 | 18 | 01:01-01:15 | 0 | 1
|  | 11 | 18 | 01:16-01:30 | 0 | 1
|  | 11 | 18 | 01:31-01:45 | 0 | 1
|  | 11 | 18 | 01:46-02:00 | 0 | 1
|  | 11 | 18 | 02:01-02:15 | 0 | 1
|  | 11 | 18 | 02:16-02:30 | 0 | 1
|  | 11 | 18 | 02:31-02:45 | 0 | 1
|  | 11 | 18 | 02:46-03:00 | 0 | 1
|  | 11 | 18 | 03:01-03:15 | 0 | 1
|  | 11 | 18 | 03:16-03:30 | 0 | 1
|  | 11 | 18 | 03:31-03:45 | 0 | 1
|  | 11 | 18 | 03:46-04:00 | 0 | 1
|  | 11 | 18 | 04:01-04:15 | 0 | 1
|  | 11 | 18 | 04:16-04:30 | 0 | 1
|  | 11 | 18 | 04:31-04:45 | 0 | 1
|  | 11 | 18 | 04:46-05:00 | 0 | 1
|  | 11 | 18 | 05:01-05:15 | 0 | 1
|  | 11 | 18 | 05:16-05:30 | 0 | 1
|  | 11 | 18 | 05:31-05:45 | 0 | 1
|  | 11 | 18 | 05:46-06:00 | 0 | 1
|  | 11 | 18 | 06:01-06:15 | 0 | 1
|  | 11 | 18 | 06:16-06:30 | 0 | 1
|  | 11 | 18 | 06:31-06:45 | 0 | 1
|  | 11 | 18 | 06:46-07:00 | 0 | 1
|  | 11 | 18 | 07:01-07:15 | 0 | 1
|  | 11 | 18 | 07:16-07:30 | 0 | 1
|  | 11 | 18 | 07:31-07:45 | 0 | 1
|  | 11 | 18 | 07:46-08:00 | 0 | 1
|  | 11 | 18 | 08:01-08:15 | 0 | 1
|  | 11 | 18 | 08:16-08:30 | 0 | 1
|  | 11 | 18 | 08:31-08:45 | 0 | 1
|  | 11 | 18 | 08:46-09:00 | 0 | 1
|  | 11 | 18 | 09:01-09:15 | 0 | 1
|  | 11 | 18 | 09:16-09:30 | 0 | 1
|  | 11 | 18 | 09:31-09:45 | 0 | 1
|  | 11 | 18 | 09:46-10:00 | 0 | 1
|  | 11 | 18 | 10:01-10:15 | 0 | 1
|  | 11 | 18 | 10:16-10:30 | 0 | 1
|  | 11 | 18 | 10:31-10:45 | 0 | 1
|  | 11 | 18 | 10:46-11:00 | 0 | 1
|  | 11 | 18 | 11:01-11:15 | 0 | 1
|  | 11 | 18 | 11:16-11:30 | 0 | 1
|  | 11 | 18 | 11:31-11:45 | 0 | 1
|  | 11 | 18 | 11:46-12:00 | 0 | 1
|  | 11 | 18 | 12:01-12:15 | 0 | 1
|  | 11 | 18 | 12:16-12:30 | 0 | 1
|  | 11 | 18 | 12:31-12:45 | 0 | 1
|  | 11 | 18 | 12:46-13:00 | 0 | 1
|  | 11 | 18 | 13:01-13:15 | 0 | 1
|  | 11 | 18 | 13:16-13:30 | 0 | 1
|  | 11 | 18 | 13:31-13:45 | 0 | 1
|  | 11 | 18 | 13:46-14:00 | 0 | 1
|  | 11 | 18 | 14:01-14:15 | 0 | 1
|  | 11 | 18 | 14:16-14:30 | 0 | 1
|  | 11 | 18 | 14:31-14:45 | 0 | 1
|  | 11 | 18 | 14:46-15:00 | 0 | 1
|  | 11 | 18 | 15:01-15:15 | 0 | 1
|  | 11 | 18 | 15:16-15:30 | 0 | 1
|  | 11 | 18 | 15:31-15:45 | 0 | 1
|  | 11 | 18 | 15:46-16:00 | 0 | 1
|  | 11 | 18 | 16:01-16:15 | 0 | 1
|  | 11 | 18 | 16:16-16:30 | 0 | 1
|  | 11 | 18 | 16:31-16:45 | 0 | 1
|  | 11 | 18 | 16:46-17:00 | 0 | 1
|  | 11 | 18 | 17:01-17:15 | 0 | 1
|  | 11 | 18 | 17:16-17:30 | 0 | 1
|  | 11 | 18 | 17:31-17:45 | 0 | 1
|  | 11 | 18 | 17:46-18:00 | 0 | 1
|  | 11 | 18 | 18:01-18:15 | 0 | 1
|  | 11 | 18 | 18:16-18:30 | 0 | 1
|  | 11 | 18 | 18:31-18:45 | 0 | 1
|  | 11 | 18 | 18:46-19:00 | 0 | 1
|  | 11 | 18 | 19:01-19:15 | 0 | 1
|  | 11 | 18 | 19:16-19:30 | 0 | 1
|  | 11 | 18 | 19:31-19:45 | 0 | 1
|  | 11 | 18 | 19:46-20:00 | 0 | 1
|  | 11 | 18 | 20:01-20:15 | 0 | 1
|  | 11 | 18 | 20:16-20:30 | 0 | 1
|  | 11 | 18 | 20:31-20:45 | 0 | 1
|  | 11 | 18 | 20:46-21:00 | 0 | 1
|  | 11 | 18 | 21:01-21:15 | 0 | 1
|  | 11 | 18 | 21:16-21:30 | 0 | 1
|  | 11 | 18 | 21:31-21:45 | 0 | 1
|  | 11 | 18 | 21:46-22:00 | 0 | 1
|  | 11 | 18 | 22:01-22:15 | 0 | 1
|  | 11 | 18 | 22:16-22:30 | 0 | 1
|  | 11 | 18 | 22:31-22:45 | 0 | 1
|  | 11 | 18 | 22:46-23:00 | 0 | 1
|  | 11 | 18 | 23:01-23:15 | 0 | 1
|  | 11 | 18 | 23:16-23:30 | 0 | 1
|  | 11 | 18 | 23:31-23:45 | 0 | 1
|  | 11 | 18 | 23:46-24:00 | 0 | 1
|  | 11 | 19 | 00:01-00:15 | 0 | 1
|  | 11 | 19 | 00:16-00:30 | 0 | 1
|  | 11 | 19 | 00:31-00:45 | 0 | 1
|  | 11 | 19 | 00:46-01:00 | 0 | 1
|  | 11 | 19 | 01:01-01:15 | 0 | 1
|  | 11 | 19 | 01:16-01:30 | 0 | 1
|  | 11 | 19 | 01:31-01:45 | 0 | 1
|  | 11 | 19 | 01:46-02:00 | 0 | 1
|  | 11 | 19 | 02:01-02:15 | 0 | 1
|  | 11 | 19 | 02:16-02:30 | 0 | 1
|  | 11 | 19 | 02:31-02:45 | 0 | 1
|  | 11 | 19 | 02:46-03:00 | 0 | 1
|  | 11 | 19 | 03:01-03:15 | 0 | 1
|  | 11 | 19 | 03:16-03:30 | 0 | 1
|  | 11 | 19 | 03:31-03:45 | 0 | 1
|  | 11 | 19 | 03:46-04:00 | 0 | 1
|  | 11 | 19 | 04:01-04:15 | 0 | 1
|  | 11 | 19 | 04:16-04:30 | 0 | 1
|  | 11 | 19 | 04:31-04:45 | 0 | 1
|  | 11 | 19 | 04:46-05:00 | 0 | 1
|  | 11 | 19 | 05:01-05:15 | 0 | 1
|  | 11 | 19 | 05:16-05:30 | 0 | 1
|  | 11 | 19 | 05:31-05:45 | 0 | 1
|  | 11 | 19 | 05:46-06:00 | 0 | 1
|  | 11 | 19 | 06:01-06:15 | 0 | 1
|  | 11 | 19 | 06:16-06:30 | 0 | 1
|  | 11 | 19 | 06:31-06:45 | 0 | 1
|  | 11 | 19 | 06:46-07:00 | 0 | 1
|  | 11 | 19 | 07:01-07:15 | 0 | 1
|  | 11 | 19 | 07:16-07:30 | 0 | 1
|  | 11 | 19 | 07:31-07:45 | 0 | 1
|  | 11 | 19 | 07:46-08:00 | 0 | 1
|  | 11 | 19 | 08:01-08:15 | 0 | 1
|  | 11 | 19 | 08:16-08:30 | 0 | 1
|  | 11 | 19 | 08:31-08:45 | 0 | 1
|  | 11 | 19 | 08:46-09:00 | 0 | 1
|  | 11 | 19 | 09:01-09:15 | 0 | 1
|  | 11 | 19 | 09:16-09:30 | 0 | 1
|  | 11 | 19 | 09:31-09:45 | 0 | 1
|  | 11 | 19 | 09:46-10:00 | 0 | 1
|  | 11 | 19 | 10:01-10:15 | 0 | 1
|  | 11 | 19 | 10:16-10:30 | 0 | 1
|  | 11 | 19 | 10:31-10:45 | 0 | 1
|  | 11 | 19 | 10:46-11:00 | 0 | 1
|  | 11 | 19 | 11:01-11:15 | 0 | 1
|  | 11 | 19 | 11:16-11:30 | 0 | 1
|  | 11 | 19 | 11:31-11:45 | 0 | 1
|  | 11 | 19 | 11:46-12:00 | 0 | 1
|  | 11 | 19 | 12:01-12:15 | 0 | 1
|  | 11 | 19 | 12:16-12:30 | 0 | 1
|  | 11 | 19 | 12:31-12:45 | 0 | 1
|  | 11 | 19 | 12:46-13:00 | 0 | 1
|  | 11 | 19 | 13:01-13:15 | 0 | 1
|  | 11 | 19 | 13:16-13:30 | 0 | 1
|  | 11 | 19 | 13:31-13:45 | 0 | 1
|  | 11 | 19 | 13:46-14:00 | 0 | 1
|  | 11 | 19 | 14:01-14:15 | 0 | 1
|  | 11 | 19 | 14:16-14:30 | 0 | 1
|  | 11 | 19 | 14:31-14:45 | 0 | 1
|  | 11 | 19 | 14:46-15:00 | 0 | 1
|  | 11 | 19 | 15:01-15:15 | 0 | 1
|  | 11 | 19 | 15:16-15:30 | 0 | 1
|  | 11 | 19 | 15:31-15:45 | 0 | 1
|  | 11 | 19 | 15:46-16:00 | 0 | 1
|  | 11 | 19 | 16:01-16:15 | 0 | 1
|  | 11 | 19 | 16:16-16:30 | 0 | 1
|  | 11 | 19 | 16:31-16:45 | 0 | 1
|  | 11 | 19 | 16:46-17:00 | 0 | 1
|  | 11 | 19 | 17:01-17:15 | 0 | 1
|  | 11 | 19 | 17:16-17:30 | 0 | 1
|  | 11 | 19 | 17:31-17:45 | 0 | 1
|  | 11 | 19 | 17:46-18:00 | 0 | 1
|  | 11 | 19 | 18:01-18:15 | 0 | 1
|  | 11 | 19 | 18:16-18:30 | 0 | 1
|  | 11 | 19 | 18:31-18:45 | 0 | 1
|  | 11 | 19 | 18:46-19:00 | 0 | 1
|  | 11 | 19 | 19:01-19:15 | 0 | 1
|  | 11 | 19 | 19:16-19:30 | 0 | 1
|  | 11 | 19 | 19:31-19:45 | 0 | 1
|  | 11 | 19 | 19:46-20:00 | 0 | 1
|  | 11 | 19 | 20:01-20:15 | 0 | 1
|  | 11 | 19 | 20:16-20:30 | 0 | 1
|  | 11 | 19 | 20:31-20:45 | 0 | 1
|  | 11 | 19 | 20:46-21:00 | 0 | 1
|  | 11 | 19 | 21:01-21:15 | 0 | 1
|  | 11 | 19 | 21:16-21:30 | 0 | 1
|  | 11 | 19 | 21:31-21:45 | 0 | 1
|  | 11 | 19 | 21:46-22:00 | 0 | 1
|  | 11 | 19 | 22:01-22:15 | 0 | 1
|  | 11 | 19 | 22:16-22:30 | 0 | 1
|  | 11 | 19 | 22:31-22:45 | 0 | 1
|  | 11 | 19 | 22:46-23:00 | 0 | 1
|  | 11 | 19 | 23:01-23:15 | 0 | 1
|  | 11 | 19 | 23:16-23:30 | 0 | 1
|  | 11 | 19 | 23:31-23:45 | 0 | 1
|  | 11 | 19 | 23:46-24:00 | 0 | 1
|  | 11 | 20 | 00:01-00:15 | 1 | 1
|  | 11 | 20 | 00:16-00:30 | 1 | 1
|  | 11 | 20 | 00:31-00:45 | 1 | 1
|  | 11 | 20 | 00:46-01:00 | 1 | 1
|  | 11 | 20 | 01:01-01:15 | 1 | 1
|  | 11 | 20 | 01:16-01:30 | 1 | 1
|  | 11 | 20 | 01:31-01:45 | 1 | 1
|  | 11 | 20 | 01:46-02:00 | 1 | 1
|  | 11 | 20 | 02:01-02:15 | 1 | 1
|  | 11 | 20 | 02:16-02:30 | 1 | 1
|  | 11 | 20 | 02:31-02:45 | 1 | 1
|  | 11 | 20 | 02:46-03:00 | 1 | 1
|  | 11 | 20 | 03:01-03:15 | 1 | 1
|  | 11 | 20 | 03:16-03:30 | 1 | 1
|  | 11 | 20 | 03:31-03:45 | 1 | 1
|  | 11 | 20 | 03:46-04:00 | 1 | 1
|  | 11 | 20 | 04:01-04:15 | 1 | 1
|  | 11 | 20 | 04:16-04:30 | 1 | 1
|  | 11 | 20 | 04:31-04:45 | 1 | 1
|  | 11 | 20 | 04:46-05:00 | 1 | 1
|  | 11 | 20 | 05:01-05:15 | 1 | 1
|  | 11 | 20 | 05:16-05:30 | 1 | 1
|  | 11 | 20 | 05:31-05:45 | 1 | 1
|  | 11 | 20 | 05:46-06:00 | 1 | 1
|  | 11 | 20 | 06:01-06:15 | 1 | 1
|  | 11 | 20 | 06:16-06:30 | 1 | 1
|  | 11 | 20 | 06:31-06:45 | 1 | 1
|  | 11 | 20 | 06:46-07:00 | 1 | 1
|  | 11 | 20 | 07:01-07:15 | 1 | 1
|  | 11 | 20 | 07:16-07:30 | 1 | 1
|  | 11 | 20 | 07:31-07:45 | 1 | 1
|  | 11 | 20 | 07:46-08:00 | 1 | 1
|  | 11 | 20 | 08:01-08:15 | 1 | 1
|  | 11 | 20 | 08:16-08:30 | 1 | 1
|  | 11 | 20 | 08:31-08:45 | 1 | 1
|  | 11 | 20 | 08:46-09:00 | 1 | 1
|  | 11 | 20 | 09:01-09:15 | 1 | 1
|  | 11 | 20 | 09:16-09:30 | 1 | 1
|  | 11 | 20 | 09:31-09:45 | 1 | 1
|  | 11 | 20 | 09:46-10:00 | 1 | 1
|  | 11 | 20 | 10:01-10:15 | 1 | 1
|  | 11 | 20 | 10:16-10:30 | 1 | 1
|  | 11 | 20 | 10:31-10:45 | 1 | 1
|  | 11 | 20 | 10:46-11:00 | 1 | 1
|  | 11 | 20 | 11:01-11:15 | 1 | 1
|  | 11 | 20 | 11:16-11:30 | 1 | 1
|  | 11 | 20 | 11:31-11:45 | 1 | 1
|  | 11 | 20 | 11:46-12:00 | 1 | 1
|  | 11 | 20 | 12:01-12:15 | 1 | 1
|  | 11 | 20 | 12:16-12:30 | 1 | 1
|  | 11 | 20 | 12:31-12:45 | 1 | 1
|  | 11 | 20 | 12:46-13:00 | 1 | 1
|  | 11 | 20 | 13:01-13:15 | 1 | 1
|  | 11 | 20 | 13:16-13:30 | 1 | 1
|  | 11 | 20 | 13:31-13:45 | 1 | 1
|  | 11 | 20 | 13:46-14:00 | 1 | 1
|  | 11 | 20 | 14:01-14:15 | 1 | 1
|  | 11 | 20 | 14:16-14:30 | 1 | 1
|  | 11 | 20 | 14:31-14:45 | 1 | 1
|  | 11 | 20 | 14:46-15:00 | 1 | 1
|  | 11 | 20 | 15:01-15:15 | 1 | 1
|  | 11 | 20 | 15:16-15:30 | 1 | 1
|  | 11 | 20 | 15:31-15:45 | 1 | 1
|  | 11 | 20 | 15:46-16:00 | 1 | 1
|  | 11 | 20 | 16:01-16:15 | 1 | 1
|  | 11 | 20 | 16:16-16:30 | 1 | 1
|  | 11 | 20 | 16:31-16:45 | 1 | 1
|  | 11 | 20 | 16:46-17:00 | 1 | 1
|  | 11 | 20 | 17:01-17:15 | 1 | 1
|  | 11 | 20 | 17:16-17:30 | 1 | 1
|  | 11 | 20 | 17:31-17:45 | 1 | 1
|  | 11 | 20 | 17:46-18:00 | 1 | 1
|  | 11 | 20 | 18:01-18:15 | 1 | 1
|  | 11 | 20 | 18:16-18:30 | 1 | 1
|  | 11 | 20 | 18:31-18:45 | 1 | 1
|  | 11 | 20 | 18:46-19:00 | 1 | 1
|  | 11 | 20 | 19:01-19:15 | 1 | 1
|  | 11 | 20 | 19:16-19:30 | 1 | 1
|  | 11 | 20 | 19:31-19:45 | 1 | 1
|  | 11 | 20 | 19:46-20:00 | 1 | 1
|  | 11 | 20 | 20:01-20:15 | 1 | 1
|  | 11 | 20 | 20:16-20:30 | 1 | 1
|  | 11 | 20 | 20:31-20:45 | 1 | 1
|  | 11 | 20 | 20:46-21:00 | 1 | 1
|  | 11 | 20 | 21:01-21:15 | 1 | 1
|  | 11 | 20 | 21:16-21:30 | 1 | 1
|  | 11 | 20 | 21:31-21:45 | 1 | 1
|  | 11 | 20 | 21:46-22:00 | 1 | 1
|  | 11 | 20 | 22:01-22:15 | 1 | 1
|  | 11 | 20 | 22:16-22:30 | 1 | 1
|  | 11 | 20 | 22:31-22:45 | 1 | 1
|  | 11 | 20 | 22:46-23:00 | 1 | 1
|  | 11 | 20 | 23:01-23:15 | 1 | 1
|  | 11 | 20 | 23:16-23:30 | 1 | 1
|  | 11 | 20 | 23:31-23:45 | 1 | 1
|  | 11 | 20 | 23:46-24:00 | 1 | 1
|  | 11 | 21 | 00:01-00:15 | 1 | 1
|  | 11 | 21 | 00:16-00:30 | 1 | 1
|  | 11 | 21 | 00:31-00:45 | 1 | 1
|  | 11 | 21 | 00:46-01:00 | 1 | 1
|  | 11 | 21 | 01:01-01:15 | 1 | 1
|  | 11 | 21 | 01:16-01:30 | 1 | 1
|  | 11 | 21 | 01:31-01:45 | 1 | 1
|  | 11 | 21 | 01:46-02:00 | 1 | 1
|  | 11 | 21 | 02:01-02:15 | 1 | 1
|  | 11 | 21 | 02:16-02:30 | 1 | 1
|  | 11 | 21 | 02:31-02:45 | 1 | 1
|  | 11 | 21 | 02:46-03:00 | 1 | 1
|  | 11 | 21 | 03:01-03:15 | 1 | 1
|  | 11 | 21 | 03:16-03:30 | 1 | 1
|  | 11 | 21 | 03:31-03:45 | 1 | 1
|  | 11 | 21 | 03:46-04:00 | 1 | 1
|  | 11 | 21 | 04:01-04:15 | 1 | 1
|  | 11 | 21 | 04:16-04:30 | 1 | 1
|  | 11 | 21 | 04:31-04:45 | 1 | 1
|  | 11 | 21 | 04:46-05:00 | 1 | 1
|  | 11 | 21 | 05:01-05:15 | 1 | 1
|  | 11 | 21 | 05:16-05:30 | 1 | 1
|  | 11 | 21 | 05:31-05:45 | 1 | 1
|  | 11 | 21 | 05:46-06:00 | 1 | 1
|  | 11 | 21 | 06:01-06:15 | 1 | 1
|  | 11 | 21 | 06:16-06:30 | 1 | 1
|  | 11 | 21 | 06:31-06:45 | 1 | 1
|  | 11 | 21 | 06:46-07:00 | 1 | 1
|  | 11 | 21 | 07:01-07:15 | 1 | 1
|  | 11 | 21 | 07:16-07:30 | 1 | 1
|  | 11 | 21 | 07:31-07:45 | 1 | 1
|  | 11 | 21 | 07:46-08:00 | 1 | 1
|  | 11 | 21 | 08:01-08:15 | 1 | 1
|  | 11 | 21 | 08:16-08:30 | 1 | 1
|  | 11 | 21 | 08:31-08:45 | 1 | 1
|  | 11 | 21 | 08:46-09:00 | 1 | 1
|  | 11 | 21 | 09:01-09:15 | 1 | 1
|  | 11 | 21 | 09:16-09:30 | 1 | 1
|  | 11 | 21 | 09:31-09:45 | 1 | 1
|  | 11 | 21 | 09:46-10:00 | 1 | 1
|  | 11 | 21 | 10:01-10:15 | 1 | 1
|  | 11 | 21 | 10:16-10:30 | 1 | 1
|  | 11 | 21 | 10:31-10:45 | 1 | 1
|  | 11 | 21 | 10:46-11:00 | 1 | 1
|  | 11 | 21 | 11:01-11:15 | 1 | 1
|  | 11 | 21 | 11:16-11:30 | 1 | 1
|  | 11 | 21 | 11:31-11:45 | 1 | 1
|  | 11 | 21 | 11:46-12:00 | 1 | 1
|  | 11 | 21 | 12:01-12:15 | 1 | 1
|  | 11 | 21 | 12:16-12:30 | 1 | 1
|  | 11 | 21 | 12:31-12:45 | 1 | 1
|  | 11 | 21 | 12:46-13:00 | 1 | 1
|  | 11 | 21 | 13:01-13:15 | 1 | 1
|  | 11 | 21 | 13:16-13:30 | 1 | 1
|  | 11 | 21 | 13:31-13:45 | 1 | 1
|  | 11 | 21 | 13:46-14:00 | 1 | 1
|  | 11 | 21 | 14:01-14:15 | 1 | 1
|  | 11 | 21 | 14:16-14:30 | 1 | 1
|  | 11 | 21 | 14:31-14:45 | 1 | 1
|  | 11 | 21 | 14:46-15:00 | 1 | 1
|  | 11 | 21 | 15:01-15:15 | 1 | 1
|  | 11 | 21 | 15:16-15:30 | 1 | 1
|  | 11 | 21 | 15:31-15:45 | 1 | 1
|  | 11 | 21 | 15:46-16:00 | 1 | 1
|  | 11 | 21 | 16:01-16:15 | 1 | 1
|  | 11 | 21 | 16:16-16:30 | 1 | 1
|  | 11 | 21 | 16:31-16:45 | 1 | 1
|  | 11 | 21 | 16:46-17:00 | 1 | 1
|  | 11 | 21 | 17:01-17:15 | 1 | 1
|  | 11 | 21 | 17:16-17:30 | 1 | 1
|  | 11 | 21 | 17:31-17:45 | 1 | 1
|  | 11 | 21 | 17:46-18:00 | 1 | 1
|  | 11 | 21 | 18:01-18:15 | 1 | 1
|  | 11 | 21 | 18:16-18:30 | 1 | 1
|  | 11 | 21 | 18:31-18:45 | 1 | 1
|  | 11 | 21 | 18:46-19:00 | 1 | 1
|  | 11 | 21 | 19:01-19:15 | 1 | 1
|  | 11 | 21 | 19:16-19:30 | 1 | 1
|  | 11 | 21 | 19:31-19:45 | 1 | 1
|  | 11 | 21 | 19:46-20:00 | 1 | 1
|  | 11 | 21 | 20:01-20:15 | 1 | 1
|  | 11 | 21 | 20:16-20:30 | 1 | 1
|  | 11 | 21 | 20:31-20:45 | 1 | 1
|  | 11 | 21 | 20:46-21:00 | 1 | 1
|  | 11 | 21 | 21:01-21:15 | 1 | 1
|  | 11 | 21 | 21:16-21:30 | 1 | 1
|  | 11 | 21 | 21:31-21:45 | 1 | 1
|  | 11 | 21 | 21:46-22:00 | 1 | 1
|  | 11 | 21 | 22:01-22:15 | 1 | 1
|  | 11 | 21 | 22:16-22:30 | 1 | 1
|  | 11 | 21 | 22:31-22:45 | 1 | 1
|  | 11 | 21 | 22:46-23:00 | 1 | 1
|  | 11 | 21 | 23:01-23:15 | 1 | 1
|  | 11 | 21 | 23:16-23:30 | 1 | 1
|  | 11 | 21 | 23:31-23:45 | 1 | 1
|  | 11 | 21 | 23:46-24:00 | 1 | 1
|  | 11 | 22 | 00:01-00:15 | 1 | 1
|  | 11 | 22 | 00:16-00:30 | 1 | 1
|  | 11 | 22 | 00:31-00:45 | 1 | 1
|  | 11 | 22 | 00:46-01:00 | 1 | 1
|  | 11 | 22 | 01:01-01:15 | 1 | 1
|  | 11 | 22 | 01:16-01:30 | 1 | 1
|  | 11 | 22 | 01:31-01:45 | 1 | 1
|  | 11 | 22 | 01:46-02:00 | 1 | 1
|  | 11 | 22 | 02:01-02:15 | 1 | 1
|  | 11 | 22 | 02:16-02:30 | 1 | 1
|  | 11 | 22 | 02:31-02:45 | 1 | 1
|  | 11 | 22 | 02:46-03:00 | 1 | 1
|  | 11 | 22 | 03:01-03:15 | 1 | 1
|  | 11 | 22 | 03:16-03:30 | 1 | 1
|  | 11 | 22 | 03:31-03:45 | 1 | 1
|  | 11 | 22 | 03:46-04:00 | 1 | 1
|  | 11 | 22 | 04:01-04:15 | 1 | 1
|  | 11 | 22 | 04:16-04:30 | 1 | 1
|  | 11 | 22 | 04:31-04:45 | 1 | 1
|  | 11 | 22 | 04:46-05:00 | 1 | 1
|  | 11 | 22 | 05:01-05:15 | 1 | 1
|  | 11 | 22 | 05:16-05:30 | 1 | 1
|  | 11 | 22 | 05:31-05:45 | 1 | 1
|  | 11 | 22 | 05:46-06:00 | 1 | 1
|  | 11 | 22 | 06:01-06:15 | 1 | 1
|  | 11 | 22 | 06:16-06:30 | 1 | 1
|  | 11 | 22 | 06:31-06:45 | 1 | 1
|  | 11 | 22 | 06:46-07:00 | 1 | 1
|  | 11 | 22 | 07:01-07:15 | 1 | 1
|  | 11 | 22 | 07:16-07:30 | 1 | 1
|  | 11 | 22 | 07:31-07:45 | 1 | 1
|  | 11 | 22 | 07:46-08:00 | 1 | 1
|  | 11 | 22 | 08:01-08:15 | 1 | 1
|  | 11 | 22 | 08:16-08:30 | 1 | 1
|  | 11 | 22 | 08:31-08:45 | 1 | 1
|  | 11 | 22 | 08:46-09:00 | 1 | 1
|  | 11 | 22 | 09:01-09:15 | 1 | 1
|  | 11 | 22 | 09:16-09:30 | 1 | 1
|  | 11 | 22 | 09:31-09:45 | 1 | 1
|  | 11 | 22 | 09:46-10:00 | 1 | 1
|  | 11 | 22 | 10:01-10:15 | 1 | 1
|  | 11 | 22 | 10:16-10:30 | 1 | 1
|  | 11 | 22 | 10:31-10:45 | 1 | 1
|  | 11 | 22 | 10:46-11:00 | 1 | 1
|  | 11 | 22 | 11:01-11:15 | 1 | 1
|  | 11 | 22 | 11:16-11:30 | 1 | 1
|  | 11 | 22 | 11:31-11:45 | 1 | 1
|  | 11 | 22 | 11:46-12:00 | 1 | 1
|  | 11 | 22 | 12:01-12:15 | 1 | 1
|  | 11 | 22 | 12:16-12:30 | 1 | 1
|  | 11 | 22 | 12:31-12:45 | 1 | 1
|  | 11 | 22 | 12:46-13:00 | 1 | 1
|  | 11 | 22 | 13:01-13:15 | 1 | 1
|  | 11 | 22 | 13:16-13:30 | 1 | 1
|  | 11 | 22 | 13:31-13:45 | 1 | 1
|  | 11 | 22 | 13:46-14:00 | 1 | 1
|  | 11 | 22 | 14:01-14:15 | 1 | 1
|  | 11 | 22 | 14:16-14:30 | 1 | 1
|  | 11 | 22 | 14:31-14:45 | 1 | 1
|  | 11 | 22 | 14:46-15:00 | 1 | 1
|  | 11 | 22 | 15:01-15:15 | 1 | 1
|  | 11 | 22 | 15:16-15:30 | 1 | 1
|  | 11 | 22 | 15:31-15:45 | 1 | 1
|  | 11 | 22 | 15:46-16:00 | 1 | 1
|  | 11 | 22 | 16:01-16:15 | 1 | 1
|  | 11 | 22 | 16:16-16:30 | 1 | 1
|  | 11 | 22 | 16:31-16:45 | 1 | 1
|  | 11 | 22 | 16:46-17:00 | 1 | 1
|  | 11 | 22 | 17:01-17:15 | 1 | 1
|  | 11 | 22 | 17:16-17:30 | 1 | 1
|  | 11 | 22 | 17:31-17:45 | 1 | 1
|  | 11 | 22 | 17:46-18:00 | 1 | 1
|  | 11 | 22 | 18:01-18:15 | 1 | 1
|  | 11 | 22 | 18:16-18:30 | 1 | 1
|  | 11 | 22 | 18:31-18:45 | 1 | 1
|  | 11 | 22 | 18:46-19:00 | 1 | 1
|  | 11 | 22 | 19:01-19:15 | 1 | 1
|  | 11 | 22 | 19:16-19:30 | 1 | 1
|  | 11 | 22 | 19:31-19:45 | 1 | 1
|  | 11 | 22 | 19:46-20:00 | 1 | 1
|  | 11 | 22 | 20:01-20:15 | 1 | 1
|  | 11 | 22 | 20:16-20:30 | 1 | 1
|  | 11 | 22 | 20:31-20:45 | 1 | 1
|  | 11 | 22 | 20:46-21:00 | 1 | 1
|  | 11 | 22 | 21:01-21:15 | 1 | 1
|  | 11 | 22 | 21:16-21:30 | 1 | 1
|  | 11 | 22 | 21:31-21:45 | 1 | 1
|  | 11 | 22 | 21:46-22:00 | 1 | 1
|  | 11 | 22 | 22:01-22:15 | 1 | 1
|  | 11 | 22 | 22:16-22:30 | 1 | 1
|  | 11 | 22 | 22:31-22:45 | 1 | 1
|  | 11 | 22 | 22:46-23:00 | 1 | 1
|  | 11 | 22 | 23:01-23:15 | 1 | 1
|  | 11 | 22 | 23:16-23:30 | 1 | 1
|  | 11 | 22 | 23:31-23:45 | 1 | 1
|  | 11 | 22 | 23:46-24:00 | 1 | 1
|  | 11 | 23 | 00:01-00:15 | 1 | 1
|  | 11 | 23 | 00:16-00:30 | 1 | 1
|  | 11 | 23 | 00:31-00:45 | 1 | 1
|  | 11 | 23 | 00:46-01:00 | 1 | 1
|  | 11 | 23 | 01:01-01:15 | 1 | 1
|  | 11 | 23 | 01:16-01:30 | 1 | 1
|  | 11 | 23 | 01:31-01:45 | 1 | 1
|  | 11 | 23 | 01:46-02:00 | 1 | 1
|  | 11 | 23 | 02:01-02:15 | 1 | 1
|  | 11 | 23 | 02:16-02:30 | 1 | 1
|  | 11 | 23 | 02:31-02:45 | 1 | 1
|  | 11 | 23 | 02:46-03:00 | 1 | 1
|  | 11 | 23 | 03:01-03:15 | 1 | 1
|  | 11 | 23 | 03:16-03:30 | 1 | 1
|  | 11 | 23 | 03:31-03:45 | 1 | 1
|  | 11 | 23 | 03:46-04:00 | 1 | 1
|  | 11 | 23 | 04:01-04:15 | 1 | 1
|  | 11 | 23 | 04:16-04:30 | 1 | 1
|  | 11 | 23 | 04:31-04:45 | 1 | 1
|  | 11 | 23 | 04:46-05:00 | 1 | 1
|  | 11 | 23 | 05:01-05:15 | 1 | 1
|  | 11 | 23 | 05:16-05:30 | 1 | 1
|  | 11 | 23 | 05:31-05:45 | 1 | 1
|  | 11 | 23 | 05:46-06:00 | 1 | 1
|  | 11 | 23 | 06:01-06:15 | 1 | 1
|  | 11 | 23 | 06:16-06:30 | 1 | 1
|  | 11 | 23 | 06:31-06:45 | 1 | 1
|  | 11 | 23 | 06:46-07:00 | 1 | 1
|  | 11 | 23 | 07:01-07:15 | 1 | 1
|  | 11 | 23 | 07:16-07:30 | 1 | 1
|  | 11 | 23 | 07:31-07:45 | 1 | 1
|  | 11 | 23 | 07:46-08:00 | 1 | 1
|  | 11 | 23 | 08:01-08:15 | 1 | 1
|  | 11 | 23 | 08:16-08:30 | 1 | 1
|  | 11 | 23 | 08:31-08:45 | 1 | 1
|  | 11 | 23 | 08:46-09:00 | 1 | 1
|  | 11 | 23 | 09:01-09:15 | 1 | 1
|  | 11 | 23 | 09:16-09:30 | 1 | 1
|  | 11 | 23 | 09:31-09:45 | 1 | 1
|  | 11 | 23 | 09:46-10:00 | 1 | 1
|  | 11 | 23 | 10:01-10:15 | 1 | 1
|  | 11 | 23 | 10:16-10:30 | 1 | 1
|  | 11 | 23 | 10:31-10:45 | 1 | 1
|  | 11 | 23 | 10:46-11:00 | 1 | 1
|  | 11 | 23 | 11:01-11:15 | 1 | 1
|  | 11 | 23 | 11:16-11:30 | 1 | 1
|  | 11 | 23 | 11:31-11:45 | 1 | 1
|  | 11 | 23 | 11:46-12:00 | 1 | 1
|  | 11 | 23 | 12:01-12:15 | 1 | 1
|  | 11 | 23 | 12:16-12:30 | 1 | 1
|  | 11 | 23 | 12:31-12:45 | 1 | 1
|  | 11 | 23 | 12:46-13:00 | 1 | 1
|  | 11 | 23 | 13:01-13:15 | 1 | 1
|  | 11 | 23 | 13:16-13:30 | 1 | 1
|  | 11 | 23 | 13:31-13:45 | 1 | 1
|  | 11 | 23 | 13:46-14:00 | 1 | 1
|  | 11 | 23 | 14:01-14:15 | 1 | 1
|  | 11 | 23 | 14:16-14:30 | 1 | 1
|  | 11 | 23 | 14:31-14:45 | 1 | 1
|  | 11 | 23 | 14:46-15:00 | 1 | 1
|  | 11 | 23 | 15:01-15:15 | 1 | 1
|  | 11 | 23 | 15:16-15:30 | 1 | 1
|  | 11 | 23 | 15:31-15:45 | 1 | 1
|  | 11 | 23 | 15:46-16:00 | 1 | 1
|  | 11 | 23 | 16:01-16:15 | 1 | 1
|  | 11 | 23 | 16:16-16:30 | 1 | 1
|  | 11 | 23 | 16:31-16:45 | 1 | 1
|  | 11 | 23 | 16:46-17:00 | 1 | 1
|  | 11 | 23 | 17:01-17:15 | 1 | 1
|  | 11 | 23 | 17:16-17:30 | 1 | 1
|  | 11 | 23 | 17:31-17:45 | 1 | 1
|  | 11 | 23 | 17:46-18:00 | 1 | 1
|  | 11 | 23 | 18:01-18:15 | 1 | 1
|  | 11 | 23 | 18:16-18:30 | 1 | 1
|  | 11 | 23 | 18:31-18:45 | 1 | 1
|  | 11 | 23 | 18:46-19:00 | 1 | 1
|  | 11 | 23 | 19:01-19:15 | 1 | 1
|  | 11 | 23 | 19:16-19:30 | 1 | 1
|  | 11 | 23 | 19:31-19:45 | 1 | 1
|  | 11 | 23 | 19:46-20:00 | 1 | 1
|  | 11 | 23 | 20:01-20:15 | 1 | 1
|  | 11 | 23 | 20:16-20:30 | 1 | 1
|  | 11 | 23 | 20:31-20:45 | 1 | 1
|  | 11 | 23 | 20:46-21:00 | 1 | 1
|  | 11 | 23 | 21:01-21:15 | 1 | 1
|  | 11 | 23 | 21:16-21:30 | 1 | 1
|  | 11 | 23 | 21:31-21:45 | 1 | 1
|  | 11 | 23 | 21:46-22:00 | 1 | 1
|  | 11 | 23 | 22:01-22:15 | 1 | 1
|  | 11 | 23 | 22:16-22:30 | 1 | 1
|  | 11 | 23 | 22:31-22:45 | 1 | 1
|  | 11 | 23 | 22:46-23:00 | 1 | 1
|  | 11 | 23 | 23:01-23:15 | 1 | 1
|  | 11 | 23 | 23:16-23:30 | 1 | 1
|  | 11 | 23 | 23:31-23:45 | 1 | 1
|  | 11 | 23 | 23:46-24:00 | 1 | 1
|  | 11 | 24 | 00:01-00:15 | 1 | 1
|  | 11 | 24 | 00:16-00:30 | 1 | 1
|  | 11 | 24 | 00:31-00:45 | 1 | 1
|  | 11 | 24 | 00:46-01:00 | 1 | 1
|  | 11 | 24 | 01:01-01:15 | 1 | 1
|  | 11 | 24 | 01:16-01:30 | 1 | 1
|  | 11 | 24 | 01:31-01:45 | 1 | 1
|  | 11 | 24 | 01:46-02:00 | 1 | 1
|  | 11 | 24 | 02:01-02:15 | 1 | 1
|  | 11 | 24 | 02:16-02:30 | 1 | 1
|  | 11 | 24 | 02:31-02:45 | 1 | 1
|  | 11 | 24 | 02:46-03:00 | 1 | 1
|  | 11 | 24 | 03:01-03:15 | 1 | 1
|  | 11 | 24 | 03:16-03:30 | 1 | 1
|  | 11 | 24 | 03:31-03:45 | 1 | 1
|  | 11 | 24 | 03:46-04:00 | 1 | 1
|  | 11 | 24 | 04:01-04:15 | 1 | 1
|  | 11 | 24 | 04:16-04:30 | 1 | 1
|  | 11 | 24 | 04:31-04:45 | 1 | 1
|  | 11 | 24 | 04:46-05:00 | 1 | 1
|  | 11 | 24 | 05:01-05:15 | 1 | 1
|  | 11 | 24 | 05:16-05:30 | 1 | 1
|  | 11 | 24 | 05:31-05:45 | 1 | 1
|  | 11 | 24 | 05:46-06:00 | 1 | 1
|  | 11 | 24 | 06:01-06:15 | 1 | 1
|  | 11 | 24 | 06:16-06:30 | 1 | 1
|  | 11 | 24 | 06:31-06:45 | 1 | 1
|  | 11 | 24 | 06:46-07:00 | 1 | 1
|  | 11 | 24 | 07:01-07:15 | 1 | 1
|  | 11 | 24 | 07:16-07:30 | 1 | 1
|  | 11 | 24 | 07:31-07:45 | 1 | 1
|  | 11 | 24 | 07:46-08:00 | 1 | 1
|  | 11 | 24 | 08:01-08:15 | 1 | 1
|  | 11 | 24 | 08:16-08:30 | 1 | 1
|  | 11 | 24 | 08:31-08:45 | 1 | 1
|  | 11 | 24 | 08:46-09:00 | 1 | 1
|  | 11 | 24 | 09:01-09:15 | 1 | 1
|  | 11 | 24 | 09:16-09:30 | 1 | 1
|  | 11 | 24 | 09:31-09:45 | 1 | 1
|  | 11 | 24 | 09:46-10:00 | 1 | 1
|  | 11 | 24 | 10:01-10:15 | 1 | 1
|  | 11 | 24 | 10:16-10:30 | 1 | 1
|  | 11 | 24 | 10:31-10:45 | 1 | 1
|  | 11 | 24 | 10:46-11:00 | 1 | 1
|  | 11 | 24 | 11:01-11:15 | 1 | 1
|  | 11 | 24 | 11:16-11:30 | 1 | 1
|  | 11 | 24 | 11:31-11:45 | 1 | 1
|  | 11 | 24 | 11:46-12:00 | 1 | 1
|  | 11 | 24 | 12:01-12:15 | 1 | 1
|  | 11 | 24 | 12:16-12:30 | 1 | 1
|  | 11 | 24 | 12:31-12:45 | 1 | 1
|  | 11 | 24 | 12:46-13:00 | 1 | 1
|  | 11 | 24 | 13:01-13:15 | 1 | 1
|  | 11 | 24 | 13:16-13:30 | 1 | 1
|  | 11 | 24 | 13:31-13:45 | 1 | 1
|  | 11 | 24 | 13:46-14:00 | 1 | 1
|  | 11 | 24 | 14:01-14:15 | 1 | 1
|  | 11 | 24 | 14:16-14:30 | 1 | 1
|  | 11 | 24 | 14:31-14:45 | 1 | 1
|  | 11 | 24 | 14:46-15:00 | 1 | 1
|  | 11 | 24 | 15:01-15:15 | 1 | 1
|  | 11 | 24 | 15:16-15:30 | 1 | 1
|  | 11 | 24 | 15:31-15:45 | 1 | 1
|  | 11 | 24 | 15:46-16:00 | 1 | 1
|  | 11 | 24 | 16:01-16:15 | 1 | 1
|  | 11 | 24 | 16:16-16:30 | 1 | 1
|  | 11 | 24 | 16:31-16:45 | 1 | 1
|  | 11 | 24 | 16:46-17:00 | 1 | 1
|  | 11 | 24 | 17:01-17:15 | 1 | 1
|  | 11 | 24 | 17:16-17:30 | 1 | 1
|  | 11 | 24 | 17:31-17:45 | 1 | 1
|  | 11 | 24 | 17:46-18:00 | 1 | 1
|  | 11 | 24 | 18:01-18:15 | 1 | 1
|  | 11 | 24 | 18:16-18:30 | 1 | 1
|  | 11 | 24 | 18:31-18:45 | 1 | 1
|  | 11 | 24 | 18:46-19:00 | 1 | 1
|  | 11 | 24 | 19:01-19:15 | 1 | 1
|  | 11 | 24 | 19:16-19:30 | 1 | 1
|  | 11 | 24 | 19:31-19:45 | 1 | 1
|  | 11 | 24 | 19:46-20:00 | 1 | 1
|  | 11 | 24 | 20:01-20:15 | 1 | 1
|  | 11 | 24 | 20:16-20:30 | 1 | 1
|  | 11 | 24 | 20:31-20:45 | 1 | 1
|  | 11 | 24 | 20:46-21:00 | 1 | 1
|  | 11 | 24 | 21:01-21:15 | 1 | 1
|  | 11 | 24 | 21:16-21:30 | 1 | 1
|  | 11 | 24 | 21:31-21:45 | 1 | 1
|  | 11 | 24 | 21:46-22:00 | 1 | 1
|  | 11 | 24 | 22:01-22:15 | 1 | 1
|  | 11 | 24 | 22:16-22:30 | 1 | 1
|  | 11 | 24 | 22:31-22:45 | 1 | 1
|  | 11 | 24 | 22:46-23:00 | 1 | 1
|  | 11 | 24 | 23:01-23:15 | 1 | 1
|  | 11 | 24 | 23:16-23:30 | 1 | 1
|  | 11 | 24 | 23:31-23:45 | 1 | 1
|  | 11 | 24 | 23:46-24:00 | 1 | 1
|  | 11 | 25 | 00:01-00:15 | 0 | 1
|  | 11 | 25 | 00:16-00:30 | 0 | 1
|  | 11 | 25 | 00:31-00:45 | 0 | 1
|  | 11 | 25 | 00:46-01:00 | 0 | 1
|  | 11 | 25 | 01:01-01:15 | 0 | 1
|  | 11 | 25 | 01:16-01:30 | 0 | 1
|  | 11 | 25 | 01:31-01:45 | 0 | 1
|  | 11 | 25 | 01:46-02:00 | 0 | 1
|  | 11 | 25 | 02:01-02:15 | 0 | 1
|  | 11 | 25 | 02:16-02:30 | 0 | 1
|  | 11 | 25 | 02:31-02:45 | 0 | 1
|  | 11 | 25 | 02:46-03:00 | 0 | 1
|  | 11 | 25 | 03:01-03:15 | 0 | 1
|  | 11 | 25 | 03:16-03:30 | 0 | 1
|  | 11 | 25 | 03:31-03:45 | 0 | 1
|  | 11 | 25 | 03:46-04:00 | 0 | 1
|  | 11 | 25 | 04:01-04:15 | 0 | 1
|  | 11 | 25 | 04:16-04:30 | 0 | 1
|  | 11 | 25 | 04:31-04:45 | 0 | 1
|  | 11 | 25 | 04:46-05:00 | 0 | 1
|  | 11 | 25 | 05:01-05:15 | 0 | 1
|  | 11 | 25 | 05:16-05:30 | 0 | 1
|  | 11 | 25 | 05:31-05:45 | 0 | 1
|  | 11 | 25 | 05:46-06:00 | 0 | 1
|  | 11 | 25 | 06:01-06:15 | 0 | 1
|  | 11 | 25 | 06:16-06:30 | 0 | 1
|  | 11 | 25 | 06:31-06:45 | 0 | 1
|  | 11 | 25 | 06:46-07:00 | 0 | 1
|  | 11 | 25 | 07:01-07:15 | 0 | 1
|  | 11 | 25 | 07:16-07:30 | 0 | 1
|  | 11 | 25 | 07:31-07:45 | 0 | 1
|  | 11 | 25 | 07:46-08:00 | 0 | 1
|  | 11 | 25 | 08:01-08:15 | 0 | 1
|  | 11 | 25 | 08:16-08:30 | 0 | 1
|  | 11 | 25 | 08:31-08:45 | 0 | 1
|  | 11 | 25 | 08:46-09:00 | 0 | 1
|  | 11 | 25 | 09:01-09:15 | 0 | 1
|  | 11 | 25 | 09:16-09:30 | 0 | 1
|  | 11 | 25 | 09:31-09:45 | 0 | 1
|  | 11 | 25 | 09:46-10:00 | 0 | 1
|  | 11 | 25 | 10:01-10:15 | 0 | 1
|  | 11 | 25 | 10:16-10:30 | 0 | 1
|  | 11 | 25 | 10:31-10:45 | 0 | 1
|  | 11 | 25 | 10:46-11:00 | 0 | 1
|  | 11 | 25 | 11:01-11:15 | 0 | 1
|  | 11 | 25 | 11:16-11:30 | 0 | 1
|  | 11 | 25 | 11:31-11:45 | 0 | 1
|  | 11 | 25 | 11:46-12:00 | 0 | 1
|  | 11 | 25 | 12:01-12:15 | 0 | 1
|  | 11 | 25 | 12:16-12:30 | 0 | 1
|  | 11 | 25 | 12:31-12:45 | 0 | 1
|  | 11 | 25 | 12:46-13:00 | 0 | 1
|  | 11 | 25 | 13:01-13:15 | 0 | 1
|  | 11 | 25 | 13:16-13:30 | 0 | 1
|  | 11 | 25 | 13:31-13:45 | 0 | 1
|  | 11 | 25 | 13:46-14:00 | 0 | 1
|  | 11 | 25 | 14:01-14:15 | 0 | 1
|  | 11 | 25 | 14:16-14:30 | 0 | 1
|  | 11 | 25 | 14:31-14:45 | 0 | 1
|  | 11 | 25 | 14:46-15:00 | 0 | 1
|  | 11 | 25 | 15:01-15:15 | 0 | 1
|  | 11 | 25 | 15:16-15:30 | 0 | 1
|  | 11 | 25 | 15:31-15:45 | 0 | 1
|  | 11 | 25 | 15:46-16:00 | 0 | 1
|  | 11 | 25 | 16:01-16:15 | 0 | 1
|  | 11 | 25 | 16:16-16:30 | 0 | 1
|  | 11 | 25 | 16:31-16:45 | 0 | 1
|  | 11 | 25 | 16:46-17:00 | 0 | 1
|  | 11 | 25 | 17:01-17:15 | 0 | 1
|  | 11 | 25 | 17:16-17:30 | 0 | 1
|  | 11 | 25 | 17:31-17:45 | 0 | 1
|  | 11 | 25 | 17:46-18:00 | 0 | 1
|  | 11 | 25 | 18:01-18:15 | 0 | 1
|  | 11 | 25 | 18:16-18:30 | 0 | 1
|  | 11 | 25 | 18:31-18:45 | 0 | 1
|  | 11 | 25 | 18:46-19:00 | 0 | 1
|  | 11 | 25 | 19:01-19:15 | 0 | 1
|  | 11 | 25 | 19:16-19:30 | 0 | 1
|  | 11 | 25 | 19:31-19:45 | 0 | 1
|  | 11 | 25 | 19:46-20:00 | 0 | 1
|  | 11 | 25 | 20:01-20:15 | 0 | 1
|  | 11 | 25 | 20:16-20:30 | 0 | 1
|  | 11 | 25 | 20:31-20:45 | 0 | 1
|  | 11 | 25 | 20:46-21:00 | 0 | 1
|  | 11 | 25 | 21:01-21:15 | 0 | 1
|  | 11 | 25 | 21:16-21:30 | 0 | 1
|  | 11 | 25 | 21:31-21:45 | 0 | 1
|  | 11 | 25 | 21:46-22:00 | 0 | 1
|  | 11 | 25 | 22:01-22:15 | 0 | 1
|  | 11 | 25 | 22:16-22:30 | 0 | 1
|  | 11 | 25 | 22:31-22:45 | 0 | 1
|  | 11 | 25 | 22:46-23:00 | 0 | 1
|  | 11 | 25 | 23:01-23:15 | 0 | 1
|  | 11 | 25 | 23:16-23:30 | 0 | 1
|  | 11 | 25 | 23:31-23:45 | 0 | 1
|  | 11 | 25 | 23:46-24:00 | 0 | 1
|  | 11 | 26 | 00:01-00:15 | 0 | 1
|  | 11 | 26 | 00:16-00:30 | 0 | 1
|  | 11 | 26 | 00:31-00:45 | 0 | 1
|  | 11 | 26 | 00:46-01:00 | 0 | 1
|  | 11 | 26 | 01:01-01:15 | 0 | 1
|  | 11 | 26 | 01:16-01:30 | 0 | 1
|  | 11 | 26 | 01:31-01:45 | 0 | 1
|  | 11 | 26 | 01:46-02:00 | 0 | 1
|  | 11 | 26 | 02:01-02:15 | 0 | 1
|  | 11 | 26 | 02:16-02:30 | 0 | 1
|  | 11 | 26 | 02:31-02:45 | 0 | 1
|  | 11 | 26 | 02:46-03:00 | 0 | 1
|  | 11 | 26 | 03:01-03:15 | 0 | 1
|  | 11 | 26 | 03:16-03:30 | 0 | 1
|  | 11 | 26 | 03:31-03:45 | 0 | 1
|  | 11 | 26 | 03:46-04:00 | 0 | 1
|  | 11 | 26 | 04:01-04:15 | 0 | 1
|  | 11 | 26 | 04:16-04:30 | 0 | 1
|  | 11 | 26 | 04:31-04:45 | 0 | 1
|  | 11 | 26 | 04:46-05:00 | 0 | 1
|  | 11 | 26 | 05:01-05:15 | 0 | 1
|  | 11 | 26 | 05:16-05:30 | 0 | 1
|  | 11 | 26 | 05:31-05:45 | 0 | 1
|  | 11 | 26 | 05:46-06:00 | 0 | 1
|  | 11 | 26 | 06:01-06:15 | 0 | 1
|  | 11 | 26 | 06:16-06:30 | 0 | 1
|  | 11 | 26 | 06:31-06:45 | 0 | 1
|  | 11 | 26 | 06:46-07:00 | 0 | 1
|  | 11 | 26 | 07:01-07:15 | 0 | 1
|  | 11 | 26 | 07:16-07:30 | 0 | 1
|  | 11 | 26 | 07:31-07:45 | 0 | 1
|  | 11 | 26 | 07:46-08:00 | 0 | 1
|  | 11 | 26 | 08:01-08:15 | 0 | 1
|  | 11 | 26 | 08:16-08:30 | 0 | 1
|  | 11 | 26 | 08:31-08:45 | 0 | 1
|  | 11 | 26 | 08:46-09:00 | 0 | 1
|  | 11 | 26 | 09:01-09:15 | 0 | 1
|  | 11 | 26 | 09:16-09:30 | 0 | 1
|  | 11 | 26 | 09:31-09:45 | 0 | 1
|  | 11 | 26 | 09:46-10:00 | 0 | 1
|  | 11 | 26 | 10:01-10:15 | 0 | 1
|  | 11 | 26 | 10:16-10:30 | 0 | 1
|  | 11 | 26 | 10:31-10:45 | 0 | 1
|  | 11 | 26 | 10:46-11:00 | 0 | 1
|  | 11 | 26 | 11:01-11:15 | 0 | 1
|  | 11 | 26 | 11:16-11:30 | 0 | 1
|  | 11 | 26 | 11:31-11:45 | 0 | 1
|  | 11 | 26 | 11:46-12:00 | 0 | 1
|  | 11 | 26 | 12:01-12:15 | 0 | 1
|  | 11 | 26 | 12:16-12:30 | 0 | 1
|  | 11 | 26 | 12:31-12:45 | 0 | 1
|  | 11 | 26 | 12:46-13:00 | 0 | 1
|  | 11 | 26 | 13:01-13:15 | 0 | 1
|  | 11 | 26 | 13:16-13:30 | 0 | 1
|  | 11 | 26 | 13:31-13:45 | 0 | 1
|  | 11 | 26 | 13:46-14:00 | 0 | 1
|  | 11 | 26 | 14:01-14:15 | 0 | 1
|  | 11 | 26 | 14:16-14:30 | 0 | 1
|  | 11 | 26 | 14:31-14:45 | 0 | 1
|  | 11 | 26 | 14:46-15:00 | 0 | 1
|  | 11 | 26 | 15:01-15:15 | 0 | 1
|  | 11 | 26 | 15:16-15:30 | 0 | 1
|  | 11 | 26 | 15:31-15:45 | 0 | 1
|  | 11 | 26 | 15:46-16:00 | 0 | 1
|  | 11 | 26 | 16:01-16:15 | 0 | 1
|  | 11 | 26 | 16:16-16:30 | 0 | 1
|  | 11 | 26 | 16:31-16:45 | 0 | 1
|  | 11 | 26 | 16:46-17:00 | 0 | 1
|  | 11 | 26 | 17:01-17:15 | 0 | 1
|  | 11 | 26 | 17:16-17:30 | 0 | 1
|  | 11 | 26 | 17:31-17:45 | 0 | 1
|  | 11 | 26 | 17:46-18:00 | 0 | 1
|  | 11 | 26 | 18:01-18:15 | 0 | 1
|  | 11 | 26 | 18:16-18:30 | 0 | 1
|  | 11 | 26 | 18:31-18:45 | 0 | 1
|  | 11 | 26 | 18:46-19:00 | 0 | 1
|  | 11 | 26 | 19:01-19:15 | 0 | 1
|  | 11 | 26 | 19:16-19:30 | 0 | 1
|  | 11 | 26 | 19:31-19:45 | 0 | 1
|  | 11 | 26 | 19:46-20:00 | 0 | 1
|  | 11 | 26 | 20:01-20:15 | 0 | 1
|  | 11 | 26 | 20:16-20:30 | 0 | 1
|  | 11 | 26 | 20:31-20:45 | 0 | 1
|  | 11 | 26 | 20:46-21:00 | 0 | 1
|  | 11 | 26 | 21:01-21:15 | 0 | 1
|  | 11 | 26 | 21:16-21:30 | 0 | 1
|  | 11 | 26 | 21:31-21:45 | 0 | 1
|  | 11 | 26 | 21:46-22:00 | 0 | 1
|  | 11 | 26 | 22:01-22:15 | 0 | 1
|  | 11 | 26 | 22:16-22:30 | 0 | 1
|  | 11 | 26 | 22:31-22:45 | 0 | 1
|  | 11 | 26 | 22:46-23:00 | 0 | 1
|  | 11 | 26 | 23:01-23:15 | 0 | 1
|  | 11 | 26 | 23:16-23:30 | 0 | 1
|  | 11 | 26 | 23:31-23:45 | 0 | 1
|  | 11 | 26 | 23:46-24:00 | 0 | 1
|  | 11 | 27 | 00:01-00:15 | 1 | 1
|  | 11 | 27 | 00:16-00:30 | 1 | 1
|  | 11 | 27 | 00:31-00:45 | 1 | 1
|  | 11 | 27 | 00:46-01:00 | 1 | 1
|  | 11 | 27 | 01:01-01:15 | 1 | 1
|  | 11 | 27 | 01:16-01:30 | 1 | 1
|  | 11 | 27 | 01:31-01:45 | 1 | 1
|  | 11 | 27 | 01:46-02:00 | 1 | 1
|  | 11 | 27 | 02:01-02:15 | 1 | 1
|  | 11 | 27 | 02:16-02:30 | 1 | 1
|  | 11 | 27 | 02:31-02:45 | 1 | 1
|  | 11 | 27 | 02:46-03:00 | 1 | 1
|  | 11 | 27 | 03:01-03:15 | 1 | 1
|  | 11 | 27 | 03:16-03:30 | 1 | 1
|  | 11 | 27 | 03:31-03:45 | 1 | 1
|  | 11 | 27 | 03:46-04:00 | 1 | 1
|  | 11 | 27 | 04:01-04:15 | 1 | 1
|  | 11 | 27 | 04:16-04:30 | 1 | 1
|  | 11 | 27 | 04:31-04:45 | 1 | 1
|  | 11 | 27 | 04:46-05:00 | 1 | 1
|  | 11 | 27 | 05:01-05:15 | 1 | 1
|  | 11 | 27 | 05:16-05:30 | 1 | 1
|  | 11 | 27 | 05:31-05:45 | 1 | 1
|  | 11 | 27 | 05:46-06:00 | 1 | 1
|  | 11 | 27 | 06:01-06:15 | 1 | 1
|  | 11 | 27 | 06:16-06:30 | 1 | 1
|  | 11 | 27 | 06:31-06:45 | 1 | 1
|  | 11 | 27 | 06:46-07:00 | 1 | 1
|  | 11 | 27 | 07:01-07:15 | 1 | 1
|  | 11 | 27 | 07:16-07:30 | 1 | 1
|  | 11 | 27 | 07:31-07:45 | 1 | 1
|  | 11 | 27 | 07:46-08:00 | 1 | 1
|  | 11 | 27 | 08:01-08:15 | 1 | 1
|  | 11 | 27 | 08:16-08:30 | 1 | 1
|  | 11 | 27 | 08:31-08:45 | 1 | 1
|  | 11 | 27 | 08:46-09:00 | 1 | 1
|  | 11 | 27 | 09:01-09:15 | 1 | 1
|  | 11 | 27 | 09:16-09:30 | 1 | 1
|  | 11 | 27 | 09:31-09:45 | 1 | 1
|  | 11 | 27 | 09:46-10:00 | 1 | 1
|  | 11 | 27 | 10:01-10:15 | 1 | 1
|  | 11 | 27 | 10:16-10:30 | 1 | 1
|  | 11 | 27 | 10:31-10:45 | 1 | 1
|  | 11 | 27 | 10:46-11:00 | 1 | 1
|  | 11 | 27 | 11:01-11:15 | 1 | 1
|  | 11 | 27 | 11:16-11:30 | 1 | 1
|  | 11 | 27 | 11:31-11:45 | 1 | 1
|  | 11 | 27 | 11:46-12:00 | 1 | 1
|  | 11 | 27 | 12:01-12:15 | 1 | 1
|  | 11 | 27 | 12:16-12:30 | 1 | 1
|  | 11 | 27 | 12:31-12:45 | 1 | 1
|  | 11 | 27 | 12:46-13:00 | 1 | 1
|  | 11 | 27 | 13:01-13:15 | 1 | 1
|  | 11 | 27 | 13:16-13:30 | 1 | 1
|  | 11 | 27 | 13:31-13:45 | 1 | 1
|  | 11 | 27 | 13:46-14:00 | 1 | 1
|  | 11 | 27 | 14:01-14:15 | 1 | 1
|  | 11 | 27 | 14:16-14:30 | 1 | 1
|  | 11 | 27 | 14:31-14:45 | 1 | 1
|  | 11 | 27 | 14:46-15:00 | 1 | 1
|  | 11 | 27 | 15:01-15:15 | 1 | 1
|  | 11 | 27 | 15:16-15:30 | 1 | 1
|  | 11 | 27 | 15:31-15:45 | 1 | 1
|  | 11 | 27 | 15:46-16:00 | 1 | 1
|  | 11 | 27 | 16:01-16:15 | 1 | 1
|  | 11 | 27 | 16:16-16:30 | 1 | 1
|  | 11 | 27 | 16:31-16:45 | 1 | 1
|  | 11 | 27 | 16:46-17:00 | 1 | 1
|  | 11 | 27 | 17:01-17:15 | 1 | 1
|  | 11 | 27 | 17:16-17:30 | 1 | 1
|  | 11 | 27 | 17:31-17:45 | 1 | 1
|  | 11 | 27 | 17:46-18:00 | 1 | 1
|  | 11 | 27 | 18:01-18:15 | 1 | 1
|  | 11 | 27 | 18:16-18:30 | 1 | 1
|  | 11 | 27 | 18:31-18:45 | 1 | 1
|  | 11 | 27 | 18:46-19:00 | 1 | 1
|  | 11 | 27 | 19:01-19:15 | 1 | 1
|  | 11 | 27 | 19:16-19:30 | 1 | 1
|  | 11 | 27 | 19:31-19:45 | 1 | 1
|  | 11 | 27 | 19:46-20:00 | 1 | 1
|  | 11 | 27 | 20:01-20:15 | 1 | 1
|  | 11 | 27 | 20:16-20:30 | 1 | 1
|  | 11 | 27 | 20:31-20:45 | 1 | 1
|  | 11 | 27 | 20:46-21:00 | 1 | 1
|  | 11 | 27 | 21:01-21:15 | 1 | 1
|  | 11 | 27 | 21:16-21:30 | 1 | 1
|  | 11 | 27 | 21:31-21:45 | 1 | 1
|  | 11 | 27 | 21:46-22:00 | 1 | 1
|  | 11 | 27 | 22:01-22:15 | 1 | 1
|  | 11 | 27 | 22:16-22:30 | 1 | 1
|  | 11 | 27 | 22:31-22:45 | 1 | 1
|  | 11 | 27 | 22:46-23:00 | 1 | 1
|  | 11 | 27 | 23:01-23:15 | 1 | 1
|  | 11 | 27 | 23:16-23:30 | 1 | 1
|  | 11 | 27 | 23:31-23:45 | 1 | 1
|  | 11 | 27 | 23:46-24:00 | 1 | 1
|  | 11 | 28 | 00:01-00:15 | 1 | 1
|  | 11 | 28 | 00:16-00:30 | 1 | 1
|  | 11 | 28 | 00:31-00:45 | 1 | 1
|  | 11 | 28 | 00:46-01:00 | 1 | 1
|  | 11 | 28 | 01:01-01:15 | 1 | 1
|  | 11 | 28 | 01:16-01:30 | 1 | 1
|  | 11 | 28 | 01:31-01:45 | 1 | 1
|  | 11 | 28 | 01:46-02:00 | 1 | 1
|  | 11 | 28 | 02:01-02:15 | 1 | 1
|  | 11 | 28 | 02:16-02:30 | 1 | 1
|  | 11 | 28 | 02:31-02:45 | 1 | 1
|  | 11 | 28 | 02:46-03:00 | 1 | 1
|  | 11 | 28 | 03:01-03:15 | 1 | 1
|  | 11 | 28 | 03:16-03:30 | 1 | 1
|  | 11 | 28 | 03:31-03:45 | 1 | 1
|  | 11 | 28 | 03:46-04:00 | 1 | 1
|  | 11 | 28 | 04:01-04:15 | 1 | 1
|  | 11 | 28 | 04:16-04:30 | 1 | 1
|  | 11 | 28 | 04:31-04:45 | 1 | 1
|  | 11 | 28 | 04:46-05:00 | 1 | 1
|  | 11 | 28 | 05:01-05:15 | 1 | 1
|  | 11 | 28 | 05:16-05:30 | 1 | 1
|  | 11 | 28 | 05:31-05:45 | 1 | 1
|  | 11 | 28 | 05:46-06:00 | 1 | 1
|  | 11 | 28 | 06:01-06:15 | 1 | 1
|  | 11 | 28 | 06:16-06:30 | 1 | 1
|  | 11 | 28 | 06:31-06:45 | 1 | 1
|  | 11 | 28 | 06:46-07:00 | 1 | 1
|  | 11 | 28 | 07:01-07:15 | 1 | 1
|  | 11 | 28 | 07:16-07:30 | 1 | 1
|  | 11 | 28 | 07:31-07:45 | 1 | 1
|  | 11 | 28 | 07:46-08:00 | 1 | 1
|  | 11 | 28 | 08:01-08:15 | 1 | 1
|  | 11 | 28 | 08:16-08:30 | 1 | 1
|  | 11 | 28 | 08:31-08:45 | 1 | 1
|  | 11 | 28 | 08:46-09:00 | 1 | 1
|  | 11 | 28 | 09:01-09:15 | 1 | 1
|  | 11 | 28 | 09:16-09:30 | 1 | 1
|  | 11 | 28 | 09:31-09:45 | 1 | 1
|  | 11 | 28 | 09:46-10:00 | 1 | 1
|  | 11 | 28 | 10:01-10:15 | 1 | 1
|  | 11 | 28 | 10:16-10:30 | 1 | 1
|  | 11 | 28 | 10:31-10:45 | 1 | 1
|  | 11 | 28 | 10:46-11:00 | 1 | 1
|  | 11 | 28 | 11:01-11:15 | 1 | 1
|  | 11 | 28 | 11:16-11:30 | 1 | 1
|  | 11 | 28 | 11:31-11:45 | 1 | 1
|  | 11 | 28 | 11:46-12:00 | 1 | 1
|  | 11 | 28 | 12:01-12:15 | 1 | 1
|  | 11 | 28 | 12:16-12:30 | 1 | 1
|  | 11 | 28 | 12:31-12:45 | 1 | 1
|  | 11 | 28 | 12:46-13:00 | 1 | 1
|  | 11 | 28 | 13:01-13:15 | 1 | 1
|  | 11 | 28 | 13:16-13:30 | 1 | 1
|  | 11 | 28 | 13:31-13:45 | 1 | 1
|  | 11 | 28 | 13:46-14:00 | 1 | 1
|  | 11 | 28 | 14:01-14:15 | 1 | 1
|  | 11 | 28 | 14:16-14:30 | 1 | 1
|  | 11 | 28 | 14:31-14:45 | 1 | 1
|  | 11 | 28 | 14:46-15:00 | 1 | 1
|  | 11 | 28 | 15:01-15:15 | 1 | 1
|  | 11 | 28 | 15:16-15:30 | 1 | 1
|  | 11 | 28 | 15:31-15:45 | 1 | 1
|  | 11 | 28 | 15:46-16:00 | 1 | 1
|  | 11 | 28 | 16:01-16:15 | 1 | 1
|  | 11 | 28 | 16:16-16:30 | 1 | 1
|  | 11 | 28 | 16:31-16:45 | 1 | 1
|  | 11 | 28 | 16:46-17:00 | 1 | 1
|  | 11 | 28 | 17:01-17:15 | 1 | 1
|  | 11 | 28 | 17:16-17:30 | 1 | 1
|  | 11 | 28 | 17:31-17:45 | 1 | 1
|  | 11 | 28 | 17:46-18:00 | 1 | 1
|  | 11 | 28 | 18:01-18:15 | 1 | 1
|  | 11 | 28 | 18:16-18:30 | 1 | 1
|  | 11 | 28 | 18:31-18:45 | 1 | 1
|  | 11 | 28 | 18:46-19:00 | 1 | 1
|  | 11 | 28 | 19:01-19:15 | 1 | 1
|  | 11 | 28 | 19:16-19:30 | 1 | 1
|  | 11 | 28 | 19:31-19:45 | 1 | 1
|  | 11 | 28 | 19:46-20:00 | 1 | 1
|  | 11 | 28 | 20:01-20:15 | 1 | 1
|  | 11 | 28 | 20:16-20:30 | 1 | 1
|  | 11 | 28 | 20:31-20:45 | 1 | 1
|  | 11 | 28 | 20:46-21:00 | 1 | 1
|  | 11 | 28 | 21:01-21:15 | 1 | 1
|  | 11 | 28 | 21:16-21:30 | 1 | 1
|  | 11 | 28 | 21:31-21:45 | 1 | 1
|  | 11 | 28 | 21:46-22:00 | 1 | 1
|  | 11 | 28 | 22:01-22:15 | 1 | 1
|  | 11 | 28 | 22:16-22:30 | 1 | 1
|  | 11 | 28 | 22:31-22:45 | 1 | 1
|  | 11 | 28 | 22:46-23:00 | 1 | 1
|  | 11 | 28 | 23:01-23:15 | 1 | 1
|  | 11 | 28 | 23:16-23:30 | 1 | 1
|  | 11 | 28 | 23:31-23:45 | 1 | 1
|  | 11 | 28 | 23:46-24:00 | 1 | 1
|  | 11 | 29 | 00:01-00:15 | 1 | 1
|  | 11 | 29 | 00:16-00:30 | 1 | 1
|  | 11 | 29 | 00:31-00:45 | 1 | 1
|  | 11 | 29 | 00:46-01:00 | 1 | 1
|  | 11 | 29 | 01:01-01:15 | 1 | 1
|  | 11 | 29 | 01:16-01:30 | 1 | 1
|  | 11 | 29 | 01:31-01:45 | 1 | 1
|  | 11 | 29 | 01:46-02:00 | 1 | 1
|  | 11 | 29 | 02:01-02:15 | 1 | 1
|  | 11 | 29 | 02:16-02:30 | 1 | 1
|  | 11 | 29 | 02:31-02:45 | 1 | 1
|  | 11 | 29 | 02:46-03:00 | 1 | 1
|  | 11 | 29 | 03:01-03:15 | 1 | 1
|  | 11 | 29 | 03:16-03:30 | 1 | 1
|  | 11 | 29 | 03:31-03:45 | 1 | 1
|  | 11 | 29 | 03:46-04:00 | 1 | 1
|  | 11 | 29 | 04:01-04:15 | 1 | 1
|  | 11 | 29 | 04:16-04:30 | 1 | 1
|  | 11 | 29 | 04:31-04:45 | 1 | 1
|  | 11 | 29 | 04:46-05:00 | 1 | 1
|  | 11 | 29 | 05:01-05:15 | 1 | 1
|  | 11 | 29 | 05:16-05:30 | 1 | 1
|  | 11 | 29 | 05:31-05:45 | 1 | 1
|  | 11 | 29 | 05:46-06:00 | 1 | 1
|  | 11 | 29 | 06:01-06:15 | 1 | 1
|  | 11 | 29 | 06:16-06:30 | 1 | 1
|  | 11 | 29 | 06:31-06:45 | 1 | 1
|  | 11 | 29 | 06:46-07:00 | 1 | 1
|  | 11 | 29 | 07:01-07:15 | 1 | 1
|  | 11 | 29 | 07:16-07:30 | 1 | 1
|  | 11 | 29 | 07:31-07:45 | 1 | 1
|  | 11 | 29 | 07:46-08:00 | 1 | 1
|  | 11 | 29 | 08:01-08:15 | 1 | 1
|  | 11 | 29 | 08:16-08:30 | 1 | 1
|  | 11 | 29 | 08:31-08:45 | 1 | 1
|  | 11 | 29 | 08:46-09:00 | 1 | 1
|  | 11 | 29 | 09:01-09:15 | 1 | 1
|  | 11 | 29 | 09:16-09:30 | 1 | 1
|  | 11 | 29 | 09:31-09:45 | 1 | 1
|  | 11 | 29 | 09:46-10:00 | 1 | 1
|  | 11 | 29 | 10:01-10:15 | 1 | 1
|  | 11 | 29 | 10:16-10:30 | 1 | 1
|  | 11 | 29 | 10:31-10:45 | 1 | 1
|  | 11 | 29 | 10:46-11:00 | 1 | 1
|  | 11 | 29 | 11:01-11:15 | 1 | 1
|  | 11 | 29 | 11:16-11:30 | 1 | 1
|  | 11 | 29 | 11:31-11:45 | 1 | 1
|  | 11 | 29 | 11:46-12:00 | 1 | 1
|  | 11 | 29 | 12:01-12:15 | 1 | 1
|  | 11 | 29 | 12:16-12:30 | 1 | 1
|  | 11 | 29 | 12:31-12:45 | 1 | 1
|  | 11 | 29 | 12:46-13:00 | 1 | 1
|  | 11 | 29 | 13:01-13:15 | 1 | 1
|  | 11 | 29 | 13:16-13:30 | 1 | 1
|  | 11 | 29 | 13:31-13:45 | 1 | 1
|  | 11 | 29 | 13:46-14:00 | 1 | 1
|  | 11 | 29 | 14:01-14:15 | 1 | 1
|  | 11 | 29 | 14:16-14:30 | 1 | 1
|  | 11 | 29 | 14:31-14:45 | 1 | 1
|  | 11 | 29 | 14:46-15:00 | 1 | 1
|  | 11 | 29 | 15:01-15:15 | 1 | 1
|  | 11 | 29 | 15:16-15:30 | 1 | 1
|  | 11 | 29 | 15:31-15:45 | 1 | 1
|  | 11 | 29 | 15:46-16:00 | 1 | 1
|  | 11 | 29 | 16:01-16:15 | 1 | 1
|  | 11 | 29 | 16:16-16:30 | 1 | 1
|  | 11 | 29 | 16:31-16:45 | 1 | 1
|  | 11 | 29 | 16:46-17:00 | 1 | 1
|  | 11 | 29 | 17:01-17:15 | 1 | 1
|  | 11 | 29 | 17:16-17:30 | 1 | 1
|  | 11 | 29 | 17:31-17:45 | 1 | 1
|  | 11 | 29 | 17:46-18:00 | 1 | 1
|  | 11 | 29 | 18:01-18:15 | 1 | 1
|  | 11 | 29 | 18:16-18:30 | 1 | 1
|  | 11 | 29 | 18:31-18:45 | 1 | 1
|  | 11 | 29 | 18:46-19:00 | 1 | 1
|  | 11 | 29 | 19:01-19:15 | 1 | 1
|  | 11 | 29 | 19:16-19:30 | 1 | 1
|  | 11 | 29 | 19:31-19:45 | 1 | 1
|  | 11 | 29 | 19:46-20:00 | 1 | 1
|  | 11 | 29 | 20:01-20:15 | 1 | 1
|  | 11 | 29 | 20:16-20:30 | 1 | 1
|  | 11 | 29 | 20:31-20:45 | 1 | 1
|  | 11 | 29 | 20:46-21:00 | 1 | 1
|  | 11 | 29 | 21:01-21:15 | 1 | 1
|  | 11 | 29 | 21:16-21:30 | 1 | 1
|  | 11 | 29 | 21:31-21:45 | 1 | 1
|  | 11 | 29 | 21:46-22:00 | 1 | 1
|  | 11 | 29 | 22:01-22:15 | 1 | 1
|  | 11 | 29 | 22:16-22:30 | 1 | 1
|  | 11 | 29 | 22:31-22:45 | 1 | 1
|  | 11 | 29 | 22:46-23:00 | 1 | 1
|  | 11 | 29 | 23:01-23:15 | 1 | 1
|  | 11 | 29 | 23:16-23:30 | 1 | 1
|  | 11 | 29 | 23:31-23:45 | 1 | 1
|  | 11 | 29 | 23:46-24:00 | 1 | 1
|  | 11 | 30 | 00:01-00:15 | 1 | 1
|  | 11 | 30 | 00:16-00:30 | 1 | 1
|  | 11 | 30 | 00:31-00:45 | 1 | 1
|  | 11 | 30 | 00:46-01:00 | 1 | 1
|  | 11 | 30 | 01:01-01:15 | 1 | 1
|  | 11 | 30 | 01:16-01:30 | 1 | 1
|  | 11 | 30 | 01:31-01:45 | 1 | 1
|  | 11 | 30 | 01:46-02:00 | 1 | 1
|  | 11 | 30 | 02:01-02:15 | 1 | 1
|  | 11 | 30 | 02:16-02:30 | 1 | 1
|  | 11 | 30 | 02:31-02:45 | 1 | 1
|  | 11 | 30 | 02:46-03:00 | 1 | 1
|  | 11 | 30 | 03:01-03:15 | 1 | 1
|  | 11 | 30 | 03:16-03:30 | 1 | 1
|  | 11 | 30 | 03:31-03:45 | 1 | 1
|  | 11 | 30 | 03:46-04:00 | 1 | 1
|  | 11 | 30 | 04:01-04:15 | 1 | 1
|  | 11 | 30 | 04:16-04:30 | 1 | 1
|  | 11 | 30 | 04:31-04:45 | 1 | 1
|  | 11 | 30 | 04:46-05:00 | 1 | 1
|  | 11 | 30 | 05:01-05:15 | 1 | 1
|  | 11 | 30 | 05:16-05:30 | 1 | 1
|  | 11 | 30 | 05:31-05:45 | 1 | 1
|  | 11 | 30 | 05:46-06:00 | 1 | 1
|  | 11 | 30 | 06:01-06:15 | 1 | 1
|  | 11 | 30 | 06:16-06:30 | 1 | 1
|  | 11 | 30 | 06:31-06:45 | 1 | 1
|  | 11 | 30 | 06:46-07:00 | 1 | 1
|  | 11 | 30 | 07:01-07:15 | 1 | 1
|  | 11 | 30 | 07:16-07:30 | 1 | 1
|  | 11 | 30 | 07:31-07:45 | 1 | 1
|  | 11 | 30 | 07:46-08:00 | 1 | 1
|  | 11 | 30 | 08:01-08:15 | 1 | 1
|  | 11 | 30 | 08:16-08:30 | 1 | 1
|  | 11 | 30 | 08:31-08:45 | 1 | 1
|  | 11 | 30 | 08:46-09:00 | 1 | 1
|  | 11 | 30 | 09:01-09:15 | 1 | 1
|  | 11 | 30 | 09:16-09:30 | 1 | 1
|  | 11 | 30 | 09:31-09:45 | 1 | 1
|  | 11 | 30 | 09:46-10:00 | 1 | 1
|  | 11 | 30 | 10:01-10:15 | 1 | 1
|  | 11 | 30 | 10:16-10:30 | 1 | 1
|  | 11 | 30 | 10:31-10:45 | 1 | 1
|  | 11 | 30 | 10:46-11:00 | 1 | 1
|  | 11 | 30 | 11:01-11:15 | 1 | 1
|  | 11 | 30 | 11:16-11:30 | 1 | 1
|  | 11 | 30 | 11:31-11:45 | 1 | 1
|  | 11 | 30 | 11:46-12:00 | 1 | 1
|  | 11 | 30 | 12:01-12:15 | 1 | 1
|  | 11 | 30 | 12:16-12:30 | 1 | 1
|  | 11 | 30 | 12:31-12:45 | 1 | 1
|  | 11 | 30 | 12:46-13:00 | 1 | 1
|  | 11 | 30 | 13:01-13:15 | 1 | 1
|  | 11 | 30 | 13:16-13:30 | 1 | 1
|  | 11 | 30 | 13:31-13:45 | 1 | 1
|  | 11 | 30 | 13:46-14:00 | 1 | 1
|  | 11 | 30 | 14:01-14:15 | 1 | 1
|  | 11 | 30 | 14:16-14:30 | 1 | 1
|  | 11 | 30 | 14:31-14:45 | 1 | 1
|  | 11 | 30 | 14:46-15:00 | 1 | 1
|  | 11 | 30 | 15:01-15:15 | 1 | 1
|  | 11 | 30 | 15:16-15:30 | 1 | 1
|  | 11 | 30 | 15:31-15:45 | 1 | 1
|  | 11 | 30 | 15:46-16:00 | 1 | 1
|  | 11 | 30 | 16:01-16:15 | 1 | 1
|  | 11 | 30 | 16:16-16:30 | 1 | 1
|  | 11 | 30 | 16:31-16:45 | 1 | 1
|  | 11 | 30 | 16:46-17:00 | 1 | 1
|  | 11 | 30 | 17:01-17:15 | 1 | 1
|  | 11 | 30 | 17:16-17:30 | 1 | 1
|  | 11 | 30 | 17:31-17:45 | 1 | 1
|  | 11 | 30 | 17:46-18:00 | 1 | 1
|  | 11 | 30 | 18:01-18:15 | 1 | 1
|  | 11 | 30 | 18:16-18:30 | 1 | 1
|  | 11 | 30 | 18:31-18:45 | 1 | 1
|  | 11 | 30 | 18:46-19:00 | 1 | 1
|  | 11 | 30 | 19:01-19:15 | 1 | 1
|  | 11 | 30 | 19:16-19:30 | 1 | 1
|  | 11 | 30 | 19:31-19:45 | 1 | 1
|  | 11 | 30 | 19:46-20:00 | 1 | 1
|  | 11 | 30 | 20:01-20:15 | 1 | 1
|  | 11 | 30 | 20:16-20:30 | 1 | 1
|  | 11 | 30 | 20:31-20:45 | 1 | 1
|  | 11 | 30 | 20:46-21:00 | 1 | 1
|  | 11 | 30 | 21:01-21:15 | 1 | 1
|  | 11 | 30 | 21:16-21:30 | 1 | 1
|  | 11 | 30 | 21:31-21:45 | 1 | 1
|  | 11 | 30 | 21:46-22:00 | 1 | 1
|  | 11 | 30 | 22:01-22:15 | 1 | 1
|  | 11 | 30 | 22:16-22:30 | 1 | 1
|  | 11 | 30 | 22:31-22:45 | 1 | 1
|  | 11 | 30 | 22:46-23:00 | 1 | 1
|  | 11 | 30 | 23:01-23:15 | 1 | 1
|  | 11 | 30 | 23:16-23:30 | 1 | 1
|  | 11 | 30 | 23:31-23:45 | 1 | 1
|  | 11 | 30 | 23:46-24:00 | 1 | 1
|  | 12 | 1 | 00:01-00:15 | 1 | 1
|  | 12 | 1 | 00:16-00:30 | 1 | 1
|  | 12 | 1 | 00:31-00:45 | 1 | 1
|  | 12 | 1 | 00:46-01:00 | 1 | 1
|  | 12 | 1 | 01:01-01:15 | 1 | 1
|  | 12 | 1 | 01:16-01:30 | 1 | 1
|  | 12 | 1 | 01:31-01:45 | 1 | 1
|  | 12 | 1 | 01:46-02:00 | 1 | 1
|  | 12 | 1 | 02:01-02:15 | 1 | 1
|  | 12 | 1 | 02:16-02:30 | 1 | 1
|  | 12 | 1 | 02:31-02:45 | 1 | 1
|  | 12 | 1 | 02:46-03:00 | 1 | 1
|  | 12 | 1 | 03:01-03:15 | 1 | 1
|  | 12 | 1 | 03:16-03:30 | 1 | 1
|  | 12 | 1 | 03:31-03:45 | 1 | 1
|  | 12 | 1 | 03:46-04:00 | 1 | 1
|  | 12 | 1 | 04:01-04:15 | 1 | 1
|  | 12 | 1 | 04:16-04:30 | 1 | 1
|  | 12 | 1 | 04:31-04:45 | 1 | 1
|  | 12 | 1 | 04:46-05:00 | 1 | 1
|  | 12 | 1 | 05:01-05:15 | 1 | 1
|  | 12 | 1 | 05:16-05:30 | 1 | 1
|  | 12 | 1 | 05:31-05:45 | 1 | 1
|  | 12 | 1 | 05:46-06:00 | 1 | 1
|  | 12 | 1 | 06:01-06:15 | 1 | 1
|  | 12 | 1 | 06:16-06:30 | 1 | 1
|  | 12 | 1 | 06:31-06:45 | 1 | 1
|  | 12 | 1 | 06:46-07:00 | 1 | 1
|  | 12 | 1 | 07:01-07:15 | 1 | 1
|  | 12 | 1 | 07:16-07:30 | 1 | 1
|  | 12 | 1 | 07:31-07:45 | 1 | 1
|  | 12 | 1 | 07:46-08:00 | 1 | 1
|  | 12 | 1 | 08:01-08:15 | 1 | 1
|  | 12 | 1 | 08:16-08:30 | 1 | 1
|  | 12 | 1 | 08:31-08:45 | 1 | 1
|  | 12 | 1 | 08:46-09:00 | 1 | 1
|  | 12 | 1 | 09:01-09:15 | 1 | 1
|  | 12 | 1 | 09:16-09:30 | 1 | 1
|  | 12 | 1 | 09:31-09:45 | 1 | 1
|  | 12 | 1 | 09:46-10:00 | 1 | 1
|  | 12 | 1 | 10:01-10:15 | 1 | 1
|  | 12 | 1 | 10:16-10:30 | 1 | 1
|  | 12 | 1 | 10:31-10:45 | 1 | 1
|  | 12 | 1 | 10:46-11:00 | 1 | 1
|  | 12 | 1 | 11:01-11:15 | 1 | 1
|  | 12 | 1 | 11:16-11:30 | 1 | 1
|  | 12 | 1 | 11:31-11:45 | 1 | 1
|  | 12 | 1 | 11:46-12:00 | 1 | 1
|  | 12 | 1 | 12:01-12:15 | 1 | 1
|  | 12 | 1 | 12:16-12:30 | 1 | 1
|  | 12 | 1 | 12:31-12:45 | 1 | 1
|  | 12 | 1 | 12:46-13:00 | 1 | 1
|  | 12 | 1 | 13:01-13:15 | 1 | 1
|  | 12 | 1 | 13:16-13:30 | 1 | 1
|  | 12 | 1 | 13:31-13:45 | 1 | 1
|  | 12 | 1 | 13:46-14:00 | 1 | 1
|  | 12 | 1 | 14:01-14:15 | 1 | 1
|  | 12 | 1 | 14:16-14:30 | 1 | 1
|  | 12 | 1 | 14:31-14:45 | 1 | 1
|  | 12 | 1 | 14:46-15:00 | 1 | 1
|  | 12 | 1 | 15:01-15:15 | 1 | 1
|  | 12 | 1 | 15:16-15:30 | 1 | 1
|  | 12 | 1 | 15:31-15:45 | 1 | 1
|  | 12 | 1 | 15:46-16:00 | 1 | 1
|  | 12 | 1 | 16:01-16:15 | 1 | 1
|  | 12 | 1 | 16:16-16:30 | 1 | 1
|  | 12 | 1 | 16:31-16:45 | 1 | 1
|  | 12 | 1 | 16:46-17:00 | 1 | 1
|  | 12 | 1 | 17:01-17:15 | 1 | 1
|  | 12 | 1 | 17:16-17:30 | 1 | 1
|  | 12 | 1 | 17:31-17:45 | 1 | 1
|  | 12 | 1 | 17:46-18:00 | 1 | 1
|  | 12 | 1 | 18:01-18:15 | 1 | 1
|  | 12 | 1 | 18:16-18:30 | 1 | 1
|  | 12 | 1 | 18:31-18:45 | 1 | 1
|  | 12 | 1 | 18:46-19:00 | 1 | 1
|  | 12 | 1 | 19:01-19:15 | 1 | 1
|  | 12 | 1 | 19:16-19:30 | 1 | 1
|  | 12 | 1 | 19:31-19:45 | 1 | 1
|  | 12 | 1 | 19:46-20:00 | 1 | 1
|  | 12 | 1 | 20:01-20:15 | 1 | 1
|  | 12 | 1 | 20:16-20:30 | 1 | 1
|  | 12 | 1 | 20:31-20:45 | 1 | 1
|  | 12 | 1 | 20:46-21:00 | 1 | 1
|  | 12 | 1 | 21:01-21:15 | 1 | 1
|  | 12 | 1 | 21:16-21:30 | 1 | 1
|  | 12 | 1 | 21:31-21:45 | 1 | 1
|  | 12 | 1 | 21:46-22:00 | 1 | 1
|  | 12 | 1 | 22:01-22:15 | 1 | 1
|  | 12 | 1 | 22:16-22:30 | 1 | 1
|  | 12 | 1 | 22:31-22:45 | 1 | 1
|  | 12 | 1 | 22:46-23:00 | 1 | 1
|  | 12 | 1 | 23:01-23:15 | 1 | 1
|  | 12 | 1 | 23:16-23:30 | 1 | 1
|  | 12 | 1 | 23:31-23:45 | 1 | 1
|  | 12 | 1 | 23:46-24:00 | 1 | 1
|  | 12 | 2 | 00:01-00:15 | 0 | 1
|  | 12 | 2 | 00:16-00:30 | 0 | 1
|  | 12 | 2 | 00:31-00:45 | 0 | 1
|  | 12 | 2 | 00:46-01:00 | 0 | 1
|  | 12 | 2 | 01:01-01:15 | 0 | 1
|  | 12 | 2 | 01:16-01:30 | 0 | 1
|  | 12 | 2 | 01:31-01:45 | 0 | 1
|  | 12 | 2 | 01:46-02:00 | 0 | 1
|  | 12 | 2 | 02:01-02:15 | 0 | 1
|  | 12 | 2 | 02:16-02:30 | 0 | 1
|  | 12 | 2 | 02:31-02:45 | 0 | 1
|  | 12 | 2 | 02:46-03:00 | 0 | 1
|  | 12 | 2 | 03:01-03:15 | 0 | 1
|  | 12 | 2 | 03:16-03:30 | 0 | 1
|  | 12 | 2 | 03:31-03:45 | 0 | 1
|  | 12 | 2 | 03:46-04:00 | 0 | 1
|  | 12 | 2 | 04:01-04:15 | 0 | 1
|  | 12 | 2 | 04:16-04:30 | 0 | 1
|  | 12 | 2 | 04:31-04:45 | 0 | 1
|  | 12 | 2 | 04:46-05:00 | 0 | 1
|  | 12 | 2 | 05:01-05:15 | 0 | 1
|  | 12 | 2 | 05:16-05:30 | 0 | 1
|  | 12 | 2 | 05:31-05:45 | 0 | 1
|  | 12 | 2 | 05:46-06:00 | 0 | 1
|  | 12 | 2 | 06:01-06:15 | 0 | 1
|  | 12 | 2 | 06:16-06:30 | 0 | 1
|  | 12 | 2 | 06:31-06:45 | 0 | 1
|  | 12 | 2 | 06:46-07:00 | 0 | 1
|  | 12 | 2 | 07:01-07:15 | 0 | 1
|  | 12 | 2 | 07:16-07:30 | 0 | 1
|  | 12 | 2 | 07:31-07:45 | 0 | 1
|  | 12 | 2 | 07:46-08:00 | 0 | 1
|  | 12 | 2 | 08:01-08:15 | 0 | 1
|  | 12 | 2 | 08:16-08:30 | 0 | 1
|  | 12 | 2 | 08:31-08:45 | 0 | 1
|  | 12 | 2 | 08:46-09:00 | 0 | 1
|  | 12 | 2 | 09:01-09:15 | 0 | 1
|  | 12 | 2 | 09:16-09:30 | 0 | 1
|  | 12 | 2 | 09:31-09:45 | 0 | 1
|  | 12 | 2 | 09:46-10:00 | 0 | 1
|  | 12 | 2 | 10:01-10:15 | 0 | 1
|  | 12 | 2 | 10:16-10:30 | 0 | 1
|  | 12 | 2 | 10:31-10:45 | 0 | 1
|  | 12 | 2 | 10:46-11:00 | 0 | 1
|  | 12 | 2 | 11:01-11:15 | 0 | 1
|  | 12 | 2 | 11:16-11:30 | 0 | 1
|  | 12 | 2 | 11:31-11:45 | 0 | 1
|  | 12 | 2 | 11:46-12:00 | 0 | 1
|  | 12 | 2 | 12:01-12:15 | 0 | 1
|  | 12 | 2 | 12:16-12:30 | 0 | 1
|  | 12 | 2 | 12:31-12:45 | 0 | 1
|  | 12 | 2 | 12:46-13:00 | 0 | 1
|  | 12 | 2 | 13:01-13:15 | 0 | 1
|  | 12 | 2 | 13:16-13:30 | 0 | 1
|  | 12 | 2 | 13:31-13:45 | 0 | 1
|  | 12 | 2 | 13:46-14:00 | 0 | 1
|  | 12 | 2 | 14:01-14:15 | 0 | 1
|  | 12 | 2 | 14:16-14:30 | 0 | 1
|  | 12 | 2 | 14:31-14:45 | 0 | 1
|  | 12 | 2 | 14:46-15:00 | 0 | 1
|  | 12 | 2 | 15:01-15:15 | 0 | 1
|  | 12 | 2 | 15:16-15:30 | 0 | 1
|  | 12 | 2 | 15:31-15:45 | 0 | 1
|  | 12 | 2 | 15:46-16:00 | 0 | 1
|  | 12 | 2 | 16:01-16:15 | 0 | 1
|  | 12 | 2 | 16:16-16:30 | 0 | 1
|  | 12 | 2 | 16:31-16:45 | 0 | 1
|  | 12 | 2 | 16:46-17:00 | 0 | 1
|  | 12 | 2 | 17:01-17:15 | 0 | 1
|  | 12 | 2 | 17:16-17:30 | 0 | 1
|  | 12 | 2 | 17:31-17:45 | 0 | 1
|  | 12 | 2 | 17:46-18:00 | 0 | 1
|  | 12 | 2 | 18:01-18:15 | 0 | 1
|  | 12 | 2 | 18:16-18:30 | 0 | 1
|  | 12 | 2 | 18:31-18:45 | 0 | 1
|  | 12 | 2 | 18:46-19:00 | 0 | 1
|  | 12 | 2 | 19:01-19:15 | 0 | 1
|  | 12 | 2 | 19:16-19:30 | 0 | 1
|  | 12 | 2 | 19:31-19:45 | 0 | 1
|  | 12 | 2 | 19:46-20:00 | 0 | 1
|  | 12 | 2 | 20:01-20:15 | 0 | 1
|  | 12 | 2 | 20:16-20:30 | 0 | 1
|  | 12 | 2 | 20:31-20:45 | 0 | 1
|  | 12 | 2 | 20:46-21:00 | 0 | 1
|  | 12 | 2 | 21:01-21:15 | 0 | 1
|  | 12 | 2 | 21:16-21:30 | 0 | 1
|  | 12 | 2 | 21:31-21:45 | 0 | 1
|  | 12 | 2 | 21:46-22:00 | 0 | 1
|  | 12 | 2 | 22:01-22:15 | 0 | 1
|  | 12 | 2 | 22:16-22:30 | 0 | 1
|  | 12 | 2 | 22:31-22:45 | 0 | 1
|  | 12 | 2 | 22:46-23:00 | 0 | 1
|  | 12 | 2 | 23:01-23:15 | 0 | 1
|  | 12 | 2 | 23:16-23:30 | 0 | 1
|  | 12 | 2 | 23:31-23:45 | 0 | 1
|  | 12 | 2 | 23:46-24:00 | 0 | 1
|  | 12 | 3 | 00:01-00:15 | 0 | 1
|  | 12 | 3 | 00:16-00:30 | 0 | 1
|  | 12 | 3 | 00:31-00:45 | 0 | 1
|  | 12 | 3 | 00:46-01:00 | 0 | 1
|  | 12 | 3 | 01:01-01:15 | 0 | 1
|  | 12 | 3 | 01:16-01:30 | 0 | 1
|  | 12 | 3 | 01:31-01:45 | 0 | 1
|  | 12 | 3 | 01:46-02:00 | 0 | 1
|  | 12 | 3 | 02:01-02:15 | 0 | 1
|  | 12 | 3 | 02:16-02:30 | 0 | 1
|  | 12 | 3 | 02:31-02:45 | 0 | 1
|  | 12 | 3 | 02:46-03:00 | 0 | 1
|  | 12 | 3 | 03:01-03:15 | 0 | 1
|  | 12 | 3 | 03:16-03:30 | 0 | 1
|  | 12 | 3 | 03:31-03:45 | 0 | 1
|  | 12 | 3 | 03:46-04:00 | 0 | 1
|  | 12 | 3 | 04:01-04:15 | 0 | 1
|  | 12 | 3 | 04:16-04:30 | 0 | 1
|  | 12 | 3 | 04:31-04:45 | 0 | 1
|  | 12 | 3 | 04:46-05:00 | 0 | 1
|  | 12 | 3 | 05:01-05:15 | 0 | 1
|  | 12 | 3 | 05:16-05:30 | 0 | 1
|  | 12 | 3 | 05:31-05:45 | 0 | 1
|  | 12 | 3 | 05:46-06:00 | 0 | 1
|  | 12 | 3 | 06:01-06:15 | 0 | 1
|  | 12 | 3 | 06:16-06:30 | 0 | 1
|  | 12 | 3 | 06:31-06:45 | 0 | 1
|  | 12 | 3 | 06:46-07:00 | 0 | 1
|  | 12 | 3 | 07:01-07:15 | 0 | 1
|  | 12 | 3 | 07:16-07:30 | 0 | 1
|  | 12 | 3 | 07:31-07:45 | 0 | 1
|  | 12 | 3 | 07:46-08:00 | 0 | 1
|  | 12 | 3 | 08:01-08:15 | 0 | 1
|  | 12 | 3 | 08:16-08:30 | 0 | 1
|  | 12 | 3 | 08:31-08:45 | 0 | 1
|  | 12 | 3 | 08:46-09:00 | 0 | 1
|  | 12 | 3 | 09:01-09:15 | 0 | 1
|  | 12 | 3 | 09:16-09:30 | 0 | 1
|  | 12 | 3 | 09:31-09:45 | 0 | 1
|  | 12 | 3 | 09:46-10:00 | 0 | 1
|  | 12 | 3 | 10:01-10:15 | 0 | 1
|  | 12 | 3 | 10:16-10:30 | 0 | 1
|  | 12 | 3 | 10:31-10:45 | 0 | 1
|  | 12 | 3 | 10:46-11:00 | 0 | 1
|  | 12 | 3 | 11:01-11:15 | 0 | 1
|  | 12 | 3 | 11:16-11:30 | 0 | 1
|  | 12 | 3 | 11:31-11:45 | 0 | 1
|  | 12 | 3 | 11:46-12:00 | 0 | 1
|  | 12 | 3 | 12:01-12:15 | 0 | 1
|  | 12 | 3 | 12:16-12:30 | 0 | 1
|  | 12 | 3 | 12:31-12:45 | 0 | 1
|  | 12 | 3 | 12:46-13:00 | 0 | 1
|  | 12 | 3 | 13:01-13:15 | 0 | 1
|  | 12 | 3 | 13:16-13:30 | 0 | 1
|  | 12 | 3 | 13:31-13:45 | 0 | 1
|  | 12 | 3 | 13:46-14:00 | 0 | 1
|  | 12 | 3 | 14:01-14:15 | 0 | 1
|  | 12 | 3 | 14:16-14:30 | 0 | 1
|  | 12 | 3 | 14:31-14:45 | 0 | 1
|  | 12 | 3 | 14:46-15:00 | 0 | 1
|  | 12 | 3 | 15:01-15:15 | 0 | 1
|  | 12 | 3 | 15:16-15:30 | 0 | 1
|  | 12 | 3 | 15:31-15:45 | 0 | 1
|  | 12 | 3 | 15:46-16:00 | 0 | 1
|  | 12 | 3 | 16:01-16:15 | 0 | 1
|  | 12 | 3 | 16:16-16:30 | 0 | 1
|  | 12 | 3 | 16:31-16:45 | 0 | 1
|  | 12 | 3 | 16:46-17:00 | 0 | 1
|  | 12 | 3 | 17:01-17:15 | 0 | 1
|  | 12 | 3 | 17:16-17:30 | 0 | 1
|  | 12 | 3 | 17:31-17:45 | 0 | 1
|  | 12 | 3 | 17:46-18:00 | 0 | 1
|  | 12 | 3 | 18:01-18:15 | 0 | 1
|  | 12 | 3 | 18:16-18:30 | 0 | 1
|  | 12 | 3 | 18:31-18:45 | 0 | 1
|  | 12 | 3 | 18:46-19:00 | 0 | 1
|  | 12 | 3 | 19:01-19:15 | 0 | 1
|  | 12 | 3 | 19:16-19:30 | 0 | 1
|  | 12 | 3 | 19:31-19:45 | 0 | 1
|  | 12 | 3 | 19:46-20:00 | 0 | 1
|  | 12 | 3 | 20:01-20:15 | 0 | 1
|  | 12 | 3 | 20:16-20:30 | 0 | 1
|  | 12 | 3 | 20:31-20:45 | 0 | 1
|  | 12 | 3 | 20:46-21:00 | 0 | 1
|  | 12 | 3 | 21:01-21:15 | 0 | 1
|  | 12 | 3 | 21:16-21:30 | 0 | 1
|  | 12 | 3 | 21:31-21:45 | 0 | 1
|  | 12 | 3 | 21:46-22:00 | 0 | 1
|  | 12 | 3 | 22:01-22:15 | 0 | 1
|  | 12 | 3 | 22:16-22:30 | 0 | 1
|  | 12 | 3 | 22:31-22:45 | 0 | 1
|  | 12 | 3 | 22:46-23:00 | 0 | 1
|  | 12 | 3 | 23:01-23:15 | 0 | 1
|  | 12 | 3 | 23:16-23:30 | 0 | 1
|  | 12 | 3 | 23:31-23:45 | 0 | 1
|  | 12 | 3 | 23:46-24:00 | 0 | 1
|  | 12 | 4 | 00:01-00:15 | 1 | 1
|  | 12 | 4 | 00:16-00:30 | 1 | 1
|  | 12 | 4 | 00:31-00:45 | 1 | 1
|  | 12 | 4 | 00:46-01:00 | 1 | 1
|  | 12 | 4 | 01:01-01:15 | 1 | 1
|  | 12 | 4 | 01:16-01:30 | 1 | 1
|  | 12 | 4 | 01:31-01:45 | 1 | 1
|  | 12 | 4 | 01:46-02:00 | 1 | 1
|  | 12 | 4 | 02:01-02:15 | 1 | 1
|  | 12 | 4 | 02:16-02:30 | 1 | 1
|  | 12 | 4 | 02:31-02:45 | 1 | 1
|  | 12 | 4 | 02:46-03:00 | 1 | 1
|  | 12 | 4 | 03:01-03:15 | 1 | 1
|  | 12 | 4 | 03:16-03:30 | 1 | 1
|  | 12 | 4 | 03:31-03:45 | 1 | 1
|  | 12 | 4 | 03:46-04:00 | 1 | 1
|  | 12 | 4 | 04:01-04:15 | 1 | 1
|  | 12 | 4 | 04:16-04:30 | 1 | 1
|  | 12 | 4 | 04:31-04:45 | 1 | 1
|  | 12 | 4 | 04:46-05:00 | 1 | 1
|  | 12 | 4 | 05:01-05:15 | 1 | 1
|  | 12 | 4 | 05:16-05:30 | 1 | 1
|  | 12 | 4 | 05:31-05:45 | 1 | 1
|  | 12 | 4 | 05:46-06:00 | 1 | 1
|  | 12 | 4 | 06:01-06:15 | 1 | 1
|  | 12 | 4 | 06:16-06:30 | 1 | 1
|  | 12 | 4 | 06:31-06:45 | 1 | 1
|  | 12 | 4 | 06:46-07:00 | 1 | 1
|  | 12 | 4 | 07:01-07:15 | 1 | 1
|  | 12 | 4 | 07:16-07:30 | 1 | 1
|  | 12 | 4 | 07:31-07:45 | 1 | 1
|  | 12 | 4 | 07:46-08:00 | 1 | 1
|  | 12 | 4 | 08:01-08:15 | 1 | 1
|  | 12 | 4 | 08:16-08:30 | 1 | 1
|  | 12 | 4 | 08:31-08:45 | 1 | 1
|  | 12 | 4 | 08:46-09:00 | 1 | 1
|  | 12 | 4 | 09:01-09:15 | 1 | 1
|  | 12 | 4 | 09:16-09:30 | 1 | 1
|  | 12 | 4 | 09:31-09:45 | 1 | 1
|  | 12 | 4 | 09:46-10:00 | 1 | 1
|  | 12 | 4 | 10:01-10:15 | 1 | 1
|  | 12 | 4 | 10:16-10:30 | 1 | 1
|  | 12 | 4 | 10:31-10:45 | 1 | 1
|  | 12 | 4 | 10:46-11:00 | 1 | 1
|  | 12 | 4 | 11:01-11:15 | 1 | 1
|  | 12 | 4 | 11:16-11:30 | 1 | 1
|  | 12 | 4 | 11:31-11:45 | 1 | 1
|  | 12 | 4 | 11:46-12:00 | 1 | 1
|  | 12 | 4 | 12:01-12:15 | 1 | 1
|  | 12 | 4 | 12:16-12:30 | 1 | 1
|  | 12 | 4 | 12:31-12:45 | 1 | 1
|  | 12 | 4 | 12:46-13:00 | 1 | 1
|  | 12 | 4 | 13:01-13:15 | 1 | 1
|  | 12 | 4 | 13:16-13:30 | 1 | 1
|  | 12 | 4 | 13:31-13:45 | 1 | 1
|  | 12 | 4 | 13:46-14:00 | 1 | 1
|  | 12 | 4 | 14:01-14:15 | 1 | 1
|  | 12 | 4 | 14:16-14:30 | 1 | 1
|  | 12 | 4 | 14:31-14:45 | 1 | 1
|  | 12 | 4 | 14:46-15:00 | 1 | 1
|  | 12 | 4 | 15:01-15:15 | 1 | 1
|  | 12 | 4 | 15:16-15:30 | 1 | 1
|  | 12 | 4 | 15:31-15:45 | 1 | 1
|  | 12 | 4 | 15:46-16:00 | 1 | 1
|  | 12 | 4 | 16:01-16:15 | 1 | 1
|  | 12 | 4 | 16:16-16:30 | 1 | 1
|  | 12 | 4 | 16:31-16:45 | 1 | 1
|  | 12 | 4 | 16:46-17:00 | 1 | 1
|  | 12 | 4 | 17:01-17:15 | 1 | 1
|  | 12 | 4 | 17:16-17:30 | 1 | 1
|  | 12 | 4 | 17:31-17:45 | 1 | 1
|  | 12 | 4 | 17:46-18:00 | 1 | 1
|  | 12 | 4 | 18:01-18:15 | 1 | 1
|  | 12 | 4 | 18:16-18:30 | 1 | 1
|  | 12 | 4 | 18:31-18:45 | 1 | 1
|  | 12 | 4 | 18:46-19:00 | 1 | 1
|  | 12 | 4 | 19:01-19:15 | 1 | 1
|  | 12 | 4 | 19:16-19:30 | 1 | 1
|  | 12 | 4 | 19:31-19:45 | 1 | 1
|  | 12 | 4 | 19:46-20:00 | 1 | 1
|  | 12 | 4 | 20:01-20:15 | 1 | 1
|  | 12 | 4 | 20:16-20:30 | 1 | 1
|  | 12 | 4 | 20:31-20:45 | 1 | 1
|  | 12 | 4 | 20:46-21:00 | 1 | 1
|  | 12 | 4 | 21:01-21:15 | 1 | 1
|  | 12 | 4 | 21:16-21:30 | 1 | 1
|  | 12 | 4 | 21:31-21:45 | 1 | 1
|  | 12 | 4 | 21:46-22:00 | 1 | 1
|  | 12 | 4 | 22:01-22:15 | 1 | 1
|  | 12 | 4 | 22:16-22:30 | 1 | 1
|  | 12 | 4 | 22:31-22:45 | 1 | 1
|  | 12 | 4 | 22:46-23:00 | 1 | 1
|  | 12 | 4 | 23:01-23:15 | 1 | 1
|  | 12 | 4 | 23:16-23:30 | 1 | 1
|  | 12 | 4 | 23:31-23:45 | 1 | 1
|  | 12 | 4 | 23:46-24:00 | 1 | 1
|  | 12 | 5 | 00:01-00:15 | 1 | 1
|  | 12 | 5 | 00:16-00:30 | 1 | 1
|  | 12 | 5 | 00:31-00:45 | 1 | 1
|  | 12 | 5 | 00:46-01:00 | 1 | 1
|  | 12 | 5 | 01:01-01:15 | 1 | 1
|  | 12 | 5 | 01:16-01:30 | 1 | 1
|  | 12 | 5 | 01:31-01:45 | 1 | 1
|  | 12 | 5 | 01:46-02:00 | 1 | 1
|  | 12 | 5 | 02:01-02:15 | 1 | 1
|  | 12 | 5 | 02:16-02:30 | 1 | 1
|  | 12 | 5 | 02:31-02:45 | 1 | 1
|  | 12 | 5 | 02:46-03:00 | 1 | 1
|  | 12 | 5 | 03:01-03:15 | 1 | 1
|  | 12 | 5 | 03:16-03:30 | 1 | 1
|  | 12 | 5 | 03:31-03:45 | 1 | 1
|  | 12 | 5 | 03:46-04:00 | 1 | 1
|  | 12 | 5 | 04:01-04:15 | 1 | 1
|  | 12 | 5 | 04:16-04:30 | 1 | 1
|  | 12 | 5 | 04:31-04:45 | 1 | 1
|  | 12 | 5 | 04:46-05:00 | 1 | 1
|  | 12 | 5 | 05:01-05:15 | 1 | 1
|  | 12 | 5 | 05:16-05:30 | 1 | 1
|  | 12 | 5 | 05:31-05:45 | 1 | 1
|  | 12 | 5 | 05:46-06:00 | 1 | 1
|  | 12 | 5 | 06:01-06:15 | 1 | 1
|  | 12 | 5 | 06:16-06:30 | 1 | 1
|  | 12 | 5 | 06:31-06:45 | 1 | 1
|  | 12 | 5 | 06:46-07:00 | 1 | 1
|  | 12 | 5 | 07:01-07:15 | 1 | 1
|  | 12 | 5 | 07:16-07:30 | 1 | 1
|  | 12 | 5 | 07:31-07:45 | 1 | 1
|  | 12 | 5 | 07:46-08:00 | 1 | 1
|  | 12 | 5 | 08:01-08:15 | 1 | 1
|  | 12 | 5 | 08:16-08:30 | 1 | 1
|  | 12 | 5 | 08:31-08:45 | 1 | 1
|  | 12 | 5 | 08:46-09:00 | 1 | 1
|  | 12 | 5 | 09:01-09:15 | 1 | 1
|  | 12 | 5 | 09:16-09:30 | 1 | 1
|  | 12 | 5 | 09:31-09:45 | 1 | 1
|  | 12 | 5 | 09:46-10:00 | 1 | 1
|  | 12 | 5 | 10:01-10:15 | 1 | 1
|  | 12 | 5 | 10:16-10:30 | 1 | 1
|  | 12 | 5 | 10:31-10:45 | 1 | 1
|  | 12 | 5 | 10:46-11:00 | 1 | 1
|  | 12 | 5 | 11:01-11:15 | 1 | 1
|  | 12 | 5 | 11:16-11:30 | 1 | 1
|  | 12 | 5 | 11:31-11:45 | 1 | 1
|  | 12 | 5 | 11:46-12:00 | 1 | 1
|  | 12 | 5 | 12:01-12:15 | 1 | 1
|  | 12 | 5 | 12:16-12:30 | 1 | 1
|  | 12 | 5 | 12:31-12:45 | 1 | 1
|  | 12 | 5 | 12:46-13:00 | 1 | 1
|  | 12 | 5 | 13:01-13:15 | 1 | 1
|  | 12 | 5 | 13:16-13:30 | 1 | 1
|  | 12 | 5 | 13:31-13:45 | 1 | 1
|  | 12 | 5 | 13:46-14:00 | 1 | 1
|  | 12 | 5 | 14:01-14:15 | 1 | 1
|  | 12 | 5 | 14:16-14:30 | 1 | 1
|  | 12 | 5 | 14:31-14:45 | 1 | 1
|  | 12 | 5 | 14:46-15:00 | 1 | 1
|  | 12 | 5 | 15:01-15:15 | 1 | 1
|  | 12 | 5 | 15:16-15:30 | 1 | 1
|  | 12 | 5 | 15:31-15:45 | 1 | 1
|  | 12 | 5 | 15:46-16:00 | 1 | 1
|  | 12 | 5 | 16:01-16:15 | 1 | 1
|  | 12 | 5 | 16:16-16:30 | 1 | 1
|  | 12 | 5 | 16:31-16:45 | 1 | 1
|  | 12 | 5 | 16:46-17:00 | 1 | 1
|  | 12 | 5 | 17:01-17:15 | 1 | 1
|  | 12 | 5 | 17:16-17:30 | 1 | 1
|  | 12 | 5 | 17:31-17:45 | 1 | 1
|  | 12 | 5 | 17:46-18:00 | 1 | 1
|  | 12 | 5 | 18:01-18:15 | 1 | 1
|  | 12 | 5 | 18:16-18:30 | 1 | 1
|  | 12 | 5 | 18:31-18:45 | 1 | 1
|  | 12 | 5 | 18:46-19:00 | 1 | 1
|  | 12 | 5 | 19:01-19:15 | 1 | 1
|  | 12 | 5 | 19:16-19:30 | 1 | 1
|  | 12 | 5 | 19:31-19:45 | 1 | 1
|  | 12 | 5 | 19:46-20:00 | 1 | 1
|  | 12 | 5 | 20:01-20:15 | 1 | 1
|  | 12 | 5 | 20:16-20:30 | 1 | 1
|  | 12 | 5 | 20:31-20:45 | 1 | 1
|  | 12 | 5 | 20:46-21:00 | 1 | 1
|  | 12 | 5 | 21:01-21:15 | 1 | 1
|  | 12 | 5 | 21:16-21:30 | 1 | 1
|  | 12 | 5 | 21:31-21:45 | 1 | 1
|  | 12 | 5 | 21:46-22:00 | 1 | 1
|  | 12 | 5 | 22:01-22:15 | 1 | 1
|  | 12 | 5 | 22:16-22:30 | 1 | 1
|  | 12 | 5 | 22:31-22:45 | 1 | 1
|  | 12 | 5 | 22:46-23:00 | 1 | 1
|  | 12 | 5 | 23:01-23:15 | 1 | 1
|  | 12 | 5 | 23:16-23:30 | 1 | 1
|  | 12 | 5 | 23:31-23:45 | 1 | 1
|  | 12 | 5 | 23:46-24:00 | 1 | 1
|  | 12 | 6 | 00:01-00:15 | 1 | 1
|  | 12 | 6 | 00:16-00:30 | 1 | 1
|  | 12 | 6 | 00:31-00:45 | 1 | 1
|  | 12 | 6 | 00:46-01:00 | 1 | 1
|  | 12 | 6 | 01:01-01:15 | 1 | 1
|  | 12 | 6 | 01:16-01:30 | 1 | 1
|  | 12 | 6 | 01:31-01:45 | 1 | 1
|  | 12 | 6 | 01:46-02:00 | 1 | 1
|  | 12 | 6 | 02:01-02:15 | 1 | 1
|  | 12 | 6 | 02:16-02:30 | 1 | 1
|  | 12 | 6 | 02:31-02:45 | 1 | 1
|  | 12 | 6 | 02:46-03:00 | 1 | 1
|  | 12 | 6 | 03:01-03:15 | 1 | 1
|  | 12 | 6 | 03:16-03:30 | 1 | 1
|  | 12 | 6 | 03:31-03:45 | 1 | 1
|  | 12 | 6 | 03:46-04:00 | 1 | 1
|  | 12 | 6 | 04:01-04:15 | 1 | 1
|  | 12 | 6 | 04:16-04:30 | 1 | 1
|  | 12 | 6 | 04:31-04:45 | 1 | 1
|  | 12 | 6 | 04:46-05:00 | 1 | 1
|  | 12 | 6 | 05:01-05:15 | 1 | 1
|  | 12 | 6 | 05:16-05:30 | 1 | 1
|  | 12 | 6 | 05:31-05:45 | 1 | 1
|  | 12 | 6 | 05:46-06:00 | 1 | 1
|  | 12 | 6 | 06:01-06:15 | 1 | 1
|  | 12 | 6 | 06:16-06:30 | 1 | 1
|  | 12 | 6 | 06:31-06:45 | 1 | 1
|  | 12 | 6 | 06:46-07:00 | 1 | 1
|  | 12 | 6 | 07:01-07:15 | 1 | 1
|  | 12 | 6 | 07:16-07:30 | 1 | 1
|  | 12 | 6 | 07:31-07:45 | 1 | 1
|  | 12 | 6 | 07:46-08:00 | 1 | 1
|  | 12 | 6 | 08:01-08:15 | 1 | 1
|  | 12 | 6 | 08:16-08:30 | 1 | 1
|  | 12 | 6 | 08:31-08:45 | 1 | 1
|  | 12 | 6 | 08:46-09:00 | 1 | 1
|  | 12 | 6 | 09:01-09:15 | 1 | 1
|  | 12 | 6 | 09:16-09:30 | 1 | 1
|  | 12 | 6 | 09:31-09:45 | 1 | 1
|  | 12 | 6 | 09:46-10:00 | 1 | 1
|  | 12 | 6 | 10:01-10:15 | 1 | 1
|  | 12 | 6 | 10:16-10:30 | 1 | 1
|  | 12 | 6 | 10:31-10:45 | 1 | 1
|  | 12 | 6 | 10:46-11:00 | 1 | 1
|  | 12 | 6 | 11:01-11:15 | 1 | 1
|  | 12 | 6 | 11:16-11:30 | 1 | 1
|  | 12 | 6 | 11:31-11:45 | 1 | 1
|  | 12 | 6 | 11:46-12:00 | 1 | 1
|  | 12 | 6 | 12:01-12:15 | 1 | 1
|  | 12 | 6 | 12:16-12:30 | 1 | 1
|  | 12 | 6 | 12:31-12:45 | 1 | 1
|  | 12 | 6 | 12:46-13:00 | 1 | 1
|  | 12 | 6 | 13:01-13:15 | 1 | 1
|  | 12 | 6 | 13:16-13:30 | 1 | 1
|  | 12 | 6 | 13:31-13:45 | 1 | 1
|  | 12 | 6 | 13:46-14:00 | 1 | 1
|  | 12 | 6 | 14:01-14:15 | 1 | 1
|  | 12 | 6 | 14:16-14:30 | 1 | 1
|  | 12 | 6 | 14:31-14:45 | 1 | 1
|  | 12 | 6 | 14:46-15:00 | 1 | 1
|  | 12 | 6 | 15:01-15:15 | 1 | 1
|  | 12 | 6 | 15:16-15:30 | 1 | 1
|  | 12 | 6 | 15:31-15:45 | 1 | 1
|  | 12 | 6 | 15:46-16:00 | 1 | 1
|  | 12 | 6 | 16:01-16:15 | 1 | 1
|  | 12 | 6 | 16:16-16:30 | 1 | 1
|  | 12 | 6 | 16:31-16:45 | 1 | 1
|  | 12 | 6 | 16:46-17:00 | 1 | 1
|  | 12 | 6 | 17:01-17:15 | 1 | 1
|  | 12 | 6 | 17:16-17:30 | 1 | 1
|  | 12 | 6 | 17:31-17:45 | 1 | 1
|  | 12 | 6 | 17:46-18:00 | 1 | 1
|  | 12 | 6 | 18:01-18:15 | 1 | 1
|  | 12 | 6 | 18:16-18:30 | 1 | 1
|  | 12 | 6 | 18:31-18:45 | 1 | 1
|  | 12 | 6 | 18:46-19:00 | 1 | 1
|  | 12 | 6 | 19:01-19:15 | 1 | 1
|  | 12 | 6 | 19:16-19:30 | 1 | 1
|  | 12 | 6 | 19:31-19:45 | 1 | 1
|  | 12 | 6 | 19:46-20:00 | 1 | 1
|  | 12 | 6 | 20:01-20:15 | 1 | 1
|  | 12 | 6 | 20:16-20:30 | 1 | 1
|  | 12 | 6 | 20:31-20:45 | 1 | 1
|  | 12 | 6 | 20:46-21:00 | 1 | 1
|  | 12 | 6 | 21:01-21:15 | 1 | 1
|  | 12 | 6 | 21:16-21:30 | 1 | 1
|  | 12 | 6 | 21:31-21:45 | 1 | 1
|  | 12 | 6 | 21:46-22:00 | 1 | 1
|  | 12 | 6 | 22:01-22:15 | 1 | 1
|  | 12 | 6 | 22:16-22:30 | 1 | 1
|  | 12 | 6 | 22:31-22:45 | 1 | 1
|  | 12 | 6 | 22:46-23:00 | 1 | 1
|  | 12 | 6 | 23:01-23:15 | 1 | 1
|  | 12 | 6 | 23:16-23:30 | 1 | 1
|  | 12 | 6 | 23:31-23:45 | 1 | 1
|  | 12 | 6 | 23:46-24:00 | 1 | 1
|  | 12 | 7 | 00:01-00:15 | 1 | 1
|  | 12 | 7 | 00:16-00:30 | 1 | 1
|  | 12 | 7 | 00:31-00:45 | 1 | 1
|  | 12 | 7 | 00:46-01:00 | 1 | 1
|  | 12 | 7 | 01:01-01:15 | 1 | 1
|  | 12 | 7 | 01:16-01:30 | 1 | 1
|  | 12 | 7 | 01:31-01:45 | 1 | 1
|  | 12 | 7 | 01:46-02:00 | 1 | 1
|  | 12 | 7 | 02:01-02:15 | 1 | 1
|  | 12 | 7 | 02:16-02:30 | 1 | 1
|  | 12 | 7 | 02:31-02:45 | 1 | 1
|  | 12 | 7 | 02:46-03:00 | 1 | 1
|  | 12 | 7 | 03:01-03:15 | 1 | 1
|  | 12 | 7 | 03:16-03:30 | 1 | 1
|  | 12 | 7 | 03:31-03:45 | 1 | 1
|  | 12 | 7 | 03:46-04:00 | 1 | 1
|  | 12 | 7 | 04:01-04:15 | 1 | 1
|  | 12 | 7 | 04:16-04:30 | 1 | 1
|  | 12 | 7 | 04:31-04:45 | 1 | 1
|  | 12 | 7 | 04:46-05:00 | 1 | 1
|  | 12 | 7 | 05:01-05:15 | 1 | 1
|  | 12 | 7 | 05:16-05:30 | 1 | 1
|  | 12 | 7 | 05:31-05:45 | 1 | 1
|  | 12 | 7 | 05:46-06:00 | 1 | 1
|  | 12 | 7 | 06:01-06:15 | 1 | 1
|  | 12 | 7 | 06:16-06:30 | 1 | 1
|  | 12 | 7 | 06:31-06:45 | 1 | 1
|  | 12 | 7 | 06:46-07:00 | 1 | 1
|  | 12 | 7 | 07:01-07:15 | 1 | 1
|  | 12 | 7 | 07:16-07:30 | 1 | 1
|  | 12 | 7 | 07:31-07:45 | 1 | 1
|  | 12 | 7 | 07:46-08:00 | 1 | 1
|  | 12 | 7 | 08:01-08:15 | 1 | 1
|  | 12 | 7 | 08:16-08:30 | 1 | 1
|  | 12 | 7 | 08:31-08:45 | 1 | 1
|  | 12 | 7 | 08:46-09:00 | 1 | 1
|  | 12 | 7 | 09:01-09:15 | 1 | 1
|  | 12 | 7 | 09:16-09:30 | 1 | 1
|  | 12 | 7 | 09:31-09:45 | 1 | 1
|  | 12 | 7 | 09:46-10:00 | 1 | 1
|  | 12 | 7 | 10:01-10:15 | 1 | 1
|  | 12 | 7 | 10:16-10:30 | 1 | 1
|  | 12 | 7 | 10:31-10:45 | 1 | 1
|  | 12 | 7 | 10:46-11:00 | 1 | 1
|  | 12 | 7 | 11:01-11:15 | 1 | 1
|  | 12 | 7 | 11:16-11:30 | 1 | 1
|  | 12 | 7 | 11:31-11:45 | 1 | 1
|  | 12 | 7 | 11:46-12:00 | 1 | 1
|  | 12 | 7 | 12:01-12:15 | 1 | 1
|  | 12 | 7 | 12:16-12:30 | 1 | 1
|  | 12 | 7 | 12:31-12:45 | 1 | 1
|  | 12 | 7 | 12:46-13:00 | 1 | 1
|  | 12 | 7 | 13:01-13:15 | 1 | 1
|  | 12 | 7 | 13:16-13:30 | 1 | 1
|  | 12 | 7 | 13:31-13:45 | 1 | 1
|  | 12 | 7 | 13:46-14:00 | 1 | 1
|  | 12 | 7 | 14:01-14:15 | 1 | 1
|  | 12 | 7 | 14:16-14:30 | 1 | 1
|  | 12 | 7 | 14:31-14:45 | 1 | 1
|  | 12 | 7 | 14:46-15:00 | 1 | 1
|  | 12 | 7 | 15:01-15:15 | 1 | 1
|  | 12 | 7 | 15:16-15:30 | 1 | 1
|  | 12 | 7 | 15:31-15:45 | 1 | 1
|  | 12 | 7 | 15:46-16:00 | 1 | 1
|  | 12 | 7 | 16:01-16:15 | 1 | 1
|  | 12 | 7 | 16:16-16:30 | 1 | 1
|  | 12 | 7 | 16:31-16:45 | 1 | 1
|  | 12 | 7 | 16:46-17:00 | 1 | 1
|  | 12 | 7 | 17:01-17:15 | 1 | 1
|  | 12 | 7 | 17:16-17:30 | 1 | 1
|  | 12 | 7 | 17:31-17:45 | 1 | 1
|  | 12 | 7 | 17:46-18:00 | 1 | 1
|  | 12 | 7 | 18:01-18:15 | 1 | 1
|  | 12 | 7 | 18:16-18:30 | 1 | 1
|  | 12 | 7 | 18:31-18:45 | 1 | 1
|  | 12 | 7 | 18:46-19:00 | 1 | 1
|  | 12 | 7 | 19:01-19:15 | 1 | 1
|  | 12 | 7 | 19:16-19:30 | 1 | 1
|  | 12 | 7 | 19:31-19:45 | 1 | 1
|  | 12 | 7 | 19:46-20:00 | 1 | 1
|  | 12 | 7 | 20:01-20:15 | 1 | 1
|  | 12 | 7 | 20:16-20:30 | 1 | 1
|  | 12 | 7 | 20:31-20:45 | 1 | 1
|  | 12 | 7 | 20:46-21:00 | 1 | 1
|  | 12 | 7 | 21:01-21:15 | 1 | 1
|  | 12 | 7 | 21:16-21:30 | 1 | 1
|  | 12 | 7 | 21:31-21:45 | 1 | 1
|  | 12 | 7 | 21:46-22:00 | 1 | 1
|  | 12 | 7 | 22:01-22:15 | 1 | 1
|  | 12 | 7 | 22:16-22:30 | 1 | 1
|  | 12 | 7 | 22:31-22:45 | 1 | 1
|  | 12 | 7 | 22:46-23:00 | 1 | 1
|  | 12 | 7 | 23:01-23:15 | 1 | 1
|  | 12 | 7 | 23:16-23:30 | 1 | 1
|  | 12 | 7 | 23:31-23:45 | 1 | 1
|  | 12 | 7 | 23:46-24:00 | 1 | 1
|  | 12 | 8 | 00:01-00:15 | 1 | 1
|  | 12 | 8 | 00:16-00:30 | 1 | 1
|  | 12 | 8 | 00:31-00:45 | 1 | 1
|  | 12 | 8 | 00:46-01:00 | 1 | 1
|  | 12 | 8 | 01:01-01:15 | 1 | 1
|  | 12 | 8 | 01:16-01:30 | 1 | 1
|  | 12 | 8 | 01:31-01:45 | 1 | 1
|  | 12 | 8 | 01:46-02:00 | 1 | 1
|  | 12 | 8 | 02:01-02:15 | 1 | 1
|  | 12 | 8 | 02:16-02:30 | 1 | 1
|  | 12 | 8 | 02:31-02:45 | 1 | 1
|  | 12 | 8 | 02:46-03:00 | 1 | 1
|  | 12 | 8 | 03:01-03:15 | 1 | 1
|  | 12 | 8 | 03:16-03:30 | 1 | 1
|  | 12 | 8 | 03:31-03:45 | 1 | 1
|  | 12 | 8 | 03:46-04:00 | 1 | 1
|  | 12 | 8 | 04:01-04:15 | 1 | 1
|  | 12 | 8 | 04:16-04:30 | 1 | 1
|  | 12 | 8 | 04:31-04:45 | 1 | 1
|  | 12 | 8 | 04:46-05:00 | 1 | 1
|  | 12 | 8 | 05:01-05:15 | 1 | 1
|  | 12 | 8 | 05:16-05:30 | 1 | 1
|  | 12 | 8 | 05:31-05:45 | 1 | 1
|  | 12 | 8 | 05:46-06:00 | 1 | 1
|  | 12 | 8 | 06:01-06:15 | 1 | 1
|  | 12 | 8 | 06:16-06:30 | 1 | 1
|  | 12 | 8 | 06:31-06:45 | 1 | 1
|  | 12 | 8 | 06:46-07:00 | 1 | 1
|  | 12 | 8 | 07:01-07:15 | 1 | 1
|  | 12 | 8 | 07:16-07:30 | 1 | 1
|  | 12 | 8 | 07:31-07:45 | 1 | 1
|  | 12 | 8 | 07:46-08:00 | 1 | 1
|  | 12 | 8 | 08:01-08:15 | 1 | 1
|  | 12 | 8 | 08:16-08:30 | 1 | 1
|  | 12 | 8 | 08:31-08:45 | 1 | 1
|  | 12 | 8 | 08:46-09:00 | 1 | 1
|  | 12 | 8 | 09:01-09:15 | 1 | 1
|  | 12 | 8 | 09:16-09:30 | 1 | 1
|  | 12 | 8 | 09:31-09:45 | 1 | 1
|  | 12 | 8 | 09:46-10:00 | 1 | 1
|  | 12 | 8 | 10:01-10:15 | 1 | 1
|  | 12 | 8 | 10:16-10:30 | 1 | 1
|  | 12 | 8 | 10:31-10:45 | 1 | 1
|  | 12 | 8 | 10:46-11:00 | 1 | 1
|  | 12 | 8 | 11:01-11:15 | 1 | 1
|  | 12 | 8 | 11:16-11:30 | 1 | 1
|  | 12 | 8 | 11:31-11:45 | 1 | 1
|  | 12 | 8 | 11:46-12:00 | 1 | 1
|  | 12 | 8 | 12:01-12:15 | 1 | 1
|  | 12 | 8 | 12:16-12:30 | 1 | 1
|  | 12 | 8 | 12:31-12:45 | 1 | 1
|  | 12 | 8 | 12:46-13:00 | 1 | 1
|  | 12 | 8 | 13:01-13:15 | 1 | 1
|  | 12 | 8 | 13:16-13:30 | 1 | 1
|  | 12 | 8 | 13:31-13:45 | 1 | 1
|  | 12 | 8 | 13:46-14:00 | 1 | 1
|  | 12 | 8 | 14:01-14:15 | 1 | 1
|  | 12 | 8 | 14:16-14:30 | 1 | 1
|  | 12 | 8 | 14:31-14:45 | 1 | 1
|  | 12 | 8 | 14:46-15:00 | 1 | 1
|  | 12 | 8 | 15:01-15:15 | 1 | 1
|  | 12 | 8 | 15:16-15:30 | 1 | 1
|  | 12 | 8 | 15:31-15:45 | 1 | 1
|  | 12 | 8 | 15:46-16:00 | 1 | 1
|  | 12 | 8 | 16:01-16:15 | 1 | 1
|  | 12 | 8 | 16:16-16:30 | 1 | 1
|  | 12 | 8 | 16:31-16:45 | 1 | 1
|  | 12 | 8 | 16:46-17:00 | 1 | 1
|  | 12 | 8 | 17:01-17:15 | 1 | 1
|  | 12 | 8 | 17:16-17:30 | 1 | 1
|  | 12 | 8 | 17:31-17:45 | 1 | 1
|  | 12 | 8 | 17:46-18:00 | 1 | 1
|  | 12 | 8 | 18:01-18:15 | 1 | 1
|  | 12 | 8 | 18:16-18:30 | 1 | 1
|  | 12 | 8 | 18:31-18:45 | 1 | 1
|  | 12 | 8 | 18:46-19:00 | 1 | 1
|  | 12 | 8 | 19:01-19:15 | 1 | 1
|  | 12 | 8 | 19:16-19:30 | 1 | 1
|  | 12 | 8 | 19:31-19:45 | 1 | 1
|  | 12 | 8 | 19:46-20:00 | 1 | 1
|  | 12 | 8 | 20:01-20:15 | 1 | 1
|  | 12 | 8 | 20:16-20:30 | 1 | 1
|  | 12 | 8 | 20:31-20:45 | 1 | 1
|  | 12 | 8 | 20:46-21:00 | 1 | 1
|  | 12 | 8 | 21:01-21:15 | 1 | 1
|  | 12 | 8 | 21:16-21:30 | 1 | 1
|  | 12 | 8 | 21:31-21:45 | 1 | 1
|  | 12 | 8 | 21:46-22:00 | 1 | 1
|  | 12 | 8 | 22:01-22:15 | 1 | 1
|  | 12 | 8 | 22:16-22:30 | 1 | 1
|  | 12 | 8 | 22:31-22:45 | 1 | 1
|  | 12 | 8 | 22:46-23:00 | 1 | 1
|  | 12 | 8 | 23:01-23:15 | 1 | 1
|  | 12 | 8 | 23:16-23:30 | 1 | 1
|  | 12 | 8 | 23:31-23:45 | 1 | 1
|  | 12 | 8 | 23:46-24:00 | 1 | 1
|  | 12 | 9 | 00:01-00:15 | 0 | 1
|  | 12 | 9 | 00:16-00:30 | 0 | 1
|  | 12 | 9 | 00:31-00:45 | 0 | 1
|  | 12 | 9 | 00:46-01:00 | 0 | 1
|  | 12 | 9 | 01:01-01:15 | 0 | 1
|  | 12 | 9 | 01:16-01:30 | 0 | 1
|  | 12 | 9 | 01:31-01:45 | 0 | 1
|  | 12 | 9 | 01:46-02:00 | 0 | 1
|  | 12 | 9 | 02:01-02:15 | 0 | 1
|  | 12 | 9 | 02:16-02:30 | 0 | 1
|  | 12 | 9 | 02:31-02:45 | 0 | 1
|  | 12 | 9 | 02:46-03:00 | 0 | 1
|  | 12 | 9 | 03:01-03:15 | 0 | 1
|  | 12 | 9 | 03:16-03:30 | 0 | 1
|  | 12 | 9 | 03:31-03:45 | 0 | 1
|  | 12 | 9 | 03:46-04:00 | 0 | 1
|  | 12 | 9 | 04:01-04:15 | 0 | 1
|  | 12 | 9 | 04:16-04:30 | 0 | 1
|  | 12 | 9 | 04:31-04:45 | 0 | 1
|  | 12 | 9 | 04:46-05:00 | 0 | 1
|  | 12 | 9 | 05:01-05:15 | 0 | 1
|  | 12 | 9 | 05:16-05:30 | 0 | 1
|  | 12 | 9 | 05:31-05:45 | 0 | 1
|  | 12 | 9 | 05:46-06:00 | 0 | 1
|  | 12 | 9 | 06:01-06:15 | 0 | 1
|  | 12 | 9 | 06:16-06:30 | 0 | 1
|  | 12 | 9 | 06:31-06:45 | 0 | 1
|  | 12 | 9 | 06:46-07:00 | 0 | 1
|  | 12 | 9 | 07:01-07:15 | 0 | 1
|  | 12 | 9 | 07:16-07:30 | 0 | 1
|  | 12 | 9 | 07:31-07:45 | 0 | 1
|  | 12 | 9 | 07:46-08:00 | 0 | 1
|  | 12 | 9 | 08:01-08:15 | 0 | 1
|  | 12 | 9 | 08:16-08:30 | 0 | 1
|  | 12 | 9 | 08:31-08:45 | 0 | 1
|  | 12 | 9 | 08:46-09:00 | 0 | 1
|  | 12 | 9 | 09:01-09:15 | 0 | 1
|  | 12 | 9 | 09:16-09:30 | 0 | 1
|  | 12 | 9 | 09:31-09:45 | 0 | 1
|  | 12 | 9 | 09:46-10:00 | 0 | 1
|  | 12 | 9 | 10:01-10:15 | 0 | 1
|  | 12 | 9 | 10:16-10:30 | 0 | 1
|  | 12 | 9 | 10:31-10:45 | 0 | 1
|  | 12 | 9 | 10:46-11:00 | 0 | 1
|  | 12 | 9 | 11:01-11:15 | 0 | 1
|  | 12 | 9 | 11:16-11:30 | 0 | 1
|  | 12 | 9 | 11:31-11:45 | 0 | 1
|  | 12 | 9 | 11:46-12:00 | 0 | 1
|  | 12 | 9 | 12:01-12:15 | 0 | 1
|  | 12 | 9 | 12:16-12:30 | 0 | 1
|  | 12 | 9 | 12:31-12:45 | 0 | 1
|  | 12 | 9 | 12:46-13:00 | 0 | 1
|  | 12 | 9 | 13:01-13:15 | 0 | 1
|  | 12 | 9 | 13:16-13:30 | 0 | 1
|  | 12 | 9 | 13:31-13:45 | 0 | 1
|  | 12 | 9 | 13:46-14:00 | 0 | 1
|  | 12 | 9 | 14:01-14:15 | 0 | 1
|  | 12 | 9 | 14:16-14:30 | 0 | 1
|  | 12 | 9 | 14:31-14:45 | 0 | 1
|  | 12 | 9 | 14:46-15:00 | 0 | 1
|  | 12 | 9 | 15:01-15:15 | 0 | 1
|  | 12 | 9 | 15:16-15:30 | 0 | 1
|  | 12 | 9 | 15:31-15:45 | 0 | 1
|  | 12 | 9 | 15:46-16:00 | 0 | 1
|  | 12 | 9 | 16:01-16:15 | 0 | 1
|  | 12 | 9 | 16:16-16:30 | 0 | 1
|  | 12 | 9 | 16:31-16:45 | 0 | 1
|  | 12 | 9 | 16:46-17:00 | 0 | 1
|  | 12 | 9 | 17:01-17:15 | 0 | 1
|  | 12 | 9 | 17:16-17:30 | 0 | 1
|  | 12 | 9 | 17:31-17:45 | 0 | 1
|  | 12 | 9 | 17:46-18:00 | 0 | 1
|  | 12 | 9 | 18:01-18:15 | 0 | 1
|  | 12 | 9 | 18:16-18:30 | 0 | 1
|  | 12 | 9 | 18:31-18:45 | 0 | 1
|  | 12 | 9 | 18:46-19:00 | 0 | 1
|  | 12 | 9 | 19:01-19:15 | 0 | 1
|  | 12 | 9 | 19:16-19:30 | 0 | 1
|  | 12 | 9 | 19:31-19:45 | 0 | 1
|  | 12 | 9 | 19:46-20:00 | 0 | 1
|  | 12 | 9 | 20:01-20:15 | 0 | 1
|  | 12 | 9 | 20:16-20:30 | 0 | 1
|  | 12 | 9 | 20:31-20:45 | 0 | 1
|  | 12 | 9 | 20:46-21:00 | 0 | 1
|  | 12 | 9 | 21:01-21:15 | 0 | 1
|  | 12 | 9 | 21:16-21:30 | 0 | 1
|  | 12 | 9 | 21:31-21:45 | 0 | 1
|  | 12 | 9 | 21:46-22:00 | 0 | 1
|  | 12 | 9 | 22:01-22:15 | 0 | 1
|  | 12 | 9 | 22:16-22:30 | 0 | 1
|  | 12 | 9 | 22:31-22:45 | 0 | 1
|  | 12 | 9 | 22:46-23:00 | 0 | 1
|  | 12 | 9 | 23:01-23:15 | 0 | 1
|  | 12 | 9 | 23:16-23:30 | 0 | 1
|  | 12 | 9 | 23:31-23:45 | 0 | 1
|  | 12 | 9 | 23:46-24:00 | 0 | 1
|  | 12 | 10 | 00:01-00:15 | 0 | 1
|  | 12 | 10 | 00:16-00:30 | 0 | 1
|  | 12 | 10 | 00:31-00:45 | 0 | 1
|  | 12 | 10 | 00:46-01:00 | 0 | 1
|  | 12 | 10 | 01:01-01:15 | 0 | 1
|  | 12 | 10 | 01:16-01:30 | 0 | 1
|  | 12 | 10 | 01:31-01:45 | 0 | 1
|  | 12 | 10 | 01:46-02:00 | 0 | 1
|  | 12 | 10 | 02:01-02:15 | 0 | 1
|  | 12 | 10 | 02:16-02:30 | 0 | 1
|  | 12 | 10 | 02:31-02:45 | 0 | 1
|  | 12 | 10 | 02:46-03:00 | 0 | 1
|  | 12 | 10 | 03:01-03:15 | 0 | 1
|  | 12 | 10 | 03:16-03:30 | 0 | 1
|  | 12 | 10 | 03:31-03:45 | 0 | 1
|  | 12 | 10 | 03:46-04:00 | 0 | 1
|  | 12 | 10 | 04:01-04:15 | 0 | 1
|  | 12 | 10 | 04:16-04:30 | 0 | 1
|  | 12 | 10 | 04:31-04:45 | 0 | 1
|  | 12 | 10 | 04:46-05:00 | 0 | 1
|  | 12 | 10 | 05:01-05:15 | 0 | 1
|  | 12 | 10 | 05:16-05:30 | 0 | 1
|  | 12 | 10 | 05:31-05:45 | 0 | 1
|  | 12 | 10 | 05:46-06:00 | 0 | 1
|  | 12 | 10 | 06:01-06:15 | 0 | 1
|  | 12 | 10 | 06:16-06:30 | 0 | 1
|  | 12 | 10 | 06:31-06:45 | 0 | 1
|  | 12 | 10 | 06:46-07:00 | 0 | 1
|  | 12 | 10 | 07:01-07:15 | 0 | 1
|  | 12 | 10 | 07:16-07:30 | 0 | 1
|  | 12 | 10 | 07:31-07:45 | 0 | 1
|  | 12 | 10 | 07:46-08:00 | 0 | 1
|  | 12 | 10 | 08:01-08:15 | 0 | 1
|  | 12 | 10 | 08:16-08:30 | 0 | 1
|  | 12 | 10 | 08:31-08:45 | 0 | 1
|  | 12 | 10 | 08:46-09:00 | 0 | 1
|  | 12 | 10 | 09:01-09:15 | 0 | 1
|  | 12 | 10 | 09:16-09:30 | 0 | 1
|  | 12 | 10 | 09:31-09:45 | 0 | 1
|  | 12 | 10 | 09:46-10:00 | 0 | 1
|  | 12 | 10 | 10:01-10:15 | 0 | 1
|  | 12 | 10 | 10:16-10:30 | 0 | 1
|  | 12 | 10 | 10:31-10:45 | 0 | 1
|  | 12 | 10 | 10:46-11:00 | 0 | 1
|  | 12 | 10 | 11:01-11:15 | 0 | 1
|  | 12 | 10 | 11:16-11:30 | 0 | 1
|  | 12 | 10 | 11:31-11:45 | 0 | 1
|  | 12 | 10 | 11:46-12:00 | 0 | 1
|  | 12 | 10 | 12:01-12:15 | 0 | 1
|  | 12 | 10 | 12:16-12:30 | 0 | 1
|  | 12 | 10 | 12:31-12:45 | 0 | 1
|  | 12 | 10 | 12:46-13:00 | 0 | 1
|  | 12 | 10 | 13:01-13:15 | 0 | 1
|  | 12 | 10 | 13:16-13:30 | 0 | 1
|  | 12 | 10 | 13:31-13:45 | 0 | 1
|  | 12 | 10 | 13:46-14:00 | 0 | 1
|  | 12 | 10 | 14:01-14:15 | 0 | 1
|  | 12 | 10 | 14:16-14:30 | 0 | 1
|  | 12 | 10 | 14:31-14:45 | 0 | 1
|  | 12 | 10 | 14:46-15:00 | 0 | 1
|  | 12 | 10 | 15:01-15:15 | 0 | 1
|  | 12 | 10 | 15:16-15:30 | 0 | 1
|  | 12 | 10 | 15:31-15:45 | 0 | 1
|  | 12 | 10 | 15:46-16:00 | 0 | 1
|  | 12 | 10 | 16:01-16:15 | 0 | 1
|  | 12 | 10 | 16:16-16:30 | 0 | 1
|  | 12 | 10 | 16:31-16:45 | 0 | 1
|  | 12 | 10 | 16:46-17:00 | 0 | 1
|  | 12 | 10 | 17:01-17:15 | 0 | 1
|  | 12 | 10 | 17:16-17:30 | 0 | 1
|  | 12 | 10 | 17:31-17:45 | 0 | 1
|  | 12 | 10 | 17:46-18:00 | 0 | 1
|  | 12 | 10 | 18:01-18:15 | 0 | 1
|  | 12 | 10 | 18:16-18:30 | 0 | 1
|  | 12 | 10 | 18:31-18:45 | 0 | 1
|  | 12 | 10 | 18:46-19:00 | 0 | 1
|  | 12 | 10 | 19:01-19:15 | 0 | 1
|  | 12 | 10 | 19:16-19:30 | 0 | 1
|  | 12 | 10 | 19:31-19:45 | 0 | 1
|  | 12 | 10 | 19:46-20:00 | 0 | 1
|  | 12 | 10 | 20:01-20:15 | 0 | 1
|  | 12 | 10 | 20:16-20:30 | 0 | 1
|  | 12 | 10 | 20:31-20:45 | 0 | 1
|  | 12 | 10 | 20:46-21:00 | 0 | 1
|  | 12 | 10 | 21:01-21:15 | 0 | 1
|  | 12 | 10 | 21:16-21:30 | 0 | 1
|  | 12 | 10 | 21:31-21:45 | 0 | 1
|  | 12 | 10 | 21:46-22:00 | 0 | 1
|  | 12 | 10 | 22:01-22:15 | 0 | 1
|  | 12 | 10 | 22:16-22:30 | 0 | 1
|  | 12 | 10 | 22:31-22:45 | 0 | 1
|  | 12 | 10 | 22:46-23:00 | 0 | 1
|  | 12 | 10 | 23:01-23:15 | 0 | 1
|  | 12 | 10 | 23:16-23:30 | 0 | 1
|  | 12 | 10 | 23:31-23:45 | 0 | 1
|  | 12 | 10 | 23:46-24:00 | 0 | 1
|  | 12 | 11 | 00:01-00:15 | 1 | 1
|  | 12 | 11 | 00:16-00:30 | 1 | 1
|  | 12 | 11 | 00:31-00:45 | 1 | 1
|  | 12 | 11 | 00:46-01:00 | 1 | 1
|  | 12 | 11 | 01:01-01:15 | 1 | 1
|  | 12 | 11 | 01:16-01:30 | 1 | 1
|  | 12 | 11 | 01:31-01:45 | 1 | 1
|  | 12 | 11 | 01:46-02:00 | 1 | 1
|  | 12 | 11 | 02:01-02:15 | 1 | 1
|  | 12 | 11 | 02:16-02:30 | 1 | 1
|  | 12 | 11 | 02:31-02:45 | 1 | 1
|  | 12 | 11 | 02:46-03:00 | 1 | 1
|  | 12 | 11 | 03:01-03:15 | 1 | 1
|  | 12 | 11 | 03:16-03:30 | 1 | 1
|  | 12 | 11 | 03:31-03:45 | 1 | 1
|  | 12 | 11 | 03:46-04:00 | 1 | 1
|  | 12 | 11 | 04:01-04:15 | 1 | 1
|  | 12 | 11 | 04:16-04:30 | 1 | 1
|  | 12 | 11 | 04:31-04:45 | 1 | 1
|  | 12 | 11 | 04:46-05:00 | 1 | 1
|  | 12 | 11 | 05:01-05:15 | 1 | 1
|  | 12 | 11 | 05:16-05:30 | 1 | 1
|  | 12 | 11 | 05:31-05:45 | 1 | 1
|  | 12 | 11 | 05:46-06:00 | 1 | 1
|  | 12 | 11 | 06:01-06:15 | 1 | 1
|  | 12 | 11 | 06:16-06:30 | 1 | 1
|  | 12 | 11 | 06:31-06:45 | 1 | 1
|  | 12 | 11 | 06:46-07:00 | 1 | 1
|  | 12 | 11 | 07:01-07:15 | 1 | 1
|  | 12 | 11 | 07:16-07:30 | 1 | 1
|  | 12 | 11 | 07:31-07:45 | 1 | 1
|  | 12 | 11 | 07:46-08:00 | 1 | 1
|  | 12 | 11 | 08:01-08:15 | 1 | 1
|  | 12 | 11 | 08:16-08:30 | 1 | 1
|  | 12 | 11 | 08:31-08:45 | 1 | 1
|  | 12 | 11 | 08:46-09:00 | 1 | 1
|  | 12 | 11 | 09:01-09:15 | 1 | 1
|  | 12 | 11 | 09:16-09:30 | 1 | 1
|  | 12 | 11 | 09:31-09:45 | 1 | 1
|  | 12 | 11 | 09:46-10:00 | 1 | 1
|  | 12 | 11 | 10:01-10:15 | 1 | 1
|  | 12 | 11 | 10:16-10:30 | 1 | 1
|  | 12 | 11 | 10:31-10:45 | 1 | 1
|  | 12 | 11 | 10:46-11:00 | 1 | 1
|  | 12 | 11 | 11:01-11:15 | 1 | 1
|  | 12 | 11 | 11:16-11:30 | 1 | 1
|  | 12 | 11 | 11:31-11:45 | 1 | 1
|  | 12 | 11 | 11:46-12:00 | 1 | 1
|  | 12 | 11 | 12:01-12:15 | 1 | 1
|  | 12 | 11 | 12:16-12:30 | 1 | 1
|  | 12 | 11 | 12:31-12:45 | 1 | 1
|  | 12 | 11 | 12:46-13:00 | 1 | 1
|  | 12 | 11 | 13:01-13:15 | 1 | 1
|  | 12 | 11 | 13:16-13:30 | 1 | 1
|  | 12 | 11 | 13:31-13:45 | 1 | 1
|  | 12 | 11 | 13:46-14:00 | 1 | 1
|  | 12 | 11 | 14:01-14:15 | 1 | 1
|  | 12 | 11 | 14:16-14:30 | 1 | 1
|  | 12 | 11 | 14:31-14:45 | 1 | 1
|  | 12 | 11 | 14:46-15:00 | 1 | 1
|  | 12 | 11 | 15:01-15:15 | 1 | 1
|  | 12 | 11 | 15:16-15:30 | 1 | 1
|  | 12 | 11 | 15:31-15:45 | 1 | 1
|  | 12 | 11 | 15:46-16:00 | 1 | 1
|  | 12 | 11 | 16:01-16:15 | 1 | 1
|  | 12 | 11 | 16:16-16:30 | 1 | 1
|  | 12 | 11 | 16:31-16:45 | 1 | 1
|  | 12 | 11 | 16:46-17:00 | 1 | 1
|  | 12 | 11 | 17:01-17:15 | 1 | 1
|  | 12 | 11 | 17:16-17:30 | 1 | 1
|  | 12 | 11 | 17:31-17:45 | 1 | 1
|  | 12 | 11 | 17:46-18:00 | 1 | 1
|  | 12 | 11 | 18:01-18:15 | 1 | 1
|  | 12 | 11 | 18:16-18:30 | 1 | 1
|  | 12 | 11 | 18:31-18:45 | 1 | 1
|  | 12 | 11 | 18:46-19:00 | 1 | 1
|  | 12 | 11 | 19:01-19:15 | 1 | 1
|  | 12 | 11 | 19:16-19:30 | 1 | 1
|  | 12 | 11 | 19:31-19:45 | 1 | 1
|  | 12 | 11 | 19:46-20:00 | 1 | 1
|  | 12 | 11 | 20:01-20:15 | 1 | 1
|  | 12 | 11 | 20:16-20:30 | 1 | 1
|  | 12 | 11 | 20:31-20:45 | 1 | 1
|  | 12 | 11 | 20:46-21:00 | 1 | 1
|  | 12 | 11 | 21:01-21:15 | 1 | 1
|  | 12 | 11 | 21:16-21:30 | 1 | 1
|  | 12 | 11 | 21:31-21:45 | 1 | 1
|  | 12 | 11 | 21:46-22:00 | 1 | 1
|  | 12 | 11 | 22:01-22:15 | 1 | 1
|  | 12 | 11 | 22:16-22:30 | 1 | 1
|  | 12 | 11 | 22:31-22:45 | 1 | 1
|  | 12 | 11 | 22:46-23:00 | 1 | 1
|  | 12 | 11 | 23:01-23:15 | 1 | 1
|  | 12 | 11 | 23:16-23:30 | 1 | 1
|  | 12 | 11 | 23:31-23:45 | 1 | 1
|  | 12 | 11 | 23:46-24:00 | 1 | 1
|  | 12 | 12 | 00:01-00:15 | 1 | 1
|  | 12 | 12 | 00:16-00:30 | 1 | 1
|  | 12 | 12 | 00:31-00:45 | 1 | 1
|  | 12 | 12 | 00:46-01:00 | 1 | 1
|  | 12 | 12 | 01:01-01:15 | 1 | 1
|  | 12 | 12 | 01:16-01:30 | 1 | 1
|  | 12 | 12 | 01:31-01:45 | 1 | 1
|  | 12 | 12 | 01:46-02:00 | 1 | 1
|  | 12 | 12 | 02:01-02:15 | 1 | 1
|  | 12 | 12 | 02:16-02:30 | 1 | 1
|  | 12 | 12 | 02:31-02:45 | 1 | 1
|  | 12 | 12 | 02:46-03:00 | 1 | 1
|  | 12 | 12 | 03:01-03:15 | 1 | 1
|  | 12 | 12 | 03:16-03:30 | 1 | 1
|  | 12 | 12 | 03:31-03:45 | 1 | 1
|  | 12 | 12 | 03:46-04:00 | 1 | 1
|  | 12 | 12 | 04:01-04:15 | 1 | 1
|  | 12 | 12 | 04:16-04:30 | 1 | 1
|  | 12 | 12 | 04:31-04:45 | 1 | 1
|  | 12 | 12 | 04:46-05:00 | 1 | 1
|  | 12 | 12 | 05:01-05:15 | 1 | 1
|  | 12 | 12 | 05:16-05:30 | 1 | 1
|  | 12 | 12 | 05:31-05:45 | 1 | 1
|  | 12 | 12 | 05:46-06:00 | 1 | 1
|  | 12 | 12 | 06:01-06:15 | 1 | 1
|  | 12 | 12 | 06:16-06:30 | 1 | 1
|  | 12 | 12 | 06:31-06:45 | 1 | 1
|  | 12 | 12 | 06:46-07:00 | 1 | 1
|  | 12 | 12 | 07:01-07:15 | 1 | 1
|  | 12 | 12 | 07:16-07:30 | 1 | 1
|  | 12 | 12 | 07:31-07:45 | 1 | 1
|  | 12 | 12 | 07:46-08:00 | 1 | 1
|  | 12 | 12 | 08:01-08:15 | 1 | 1
|  | 12 | 12 | 08:16-08:30 | 1 | 1
|  | 12 | 12 | 08:31-08:45 | 1 | 1
|  | 12 | 12 | 08:46-09:00 | 1 | 1
|  | 12 | 12 | 09:01-09:15 | 1 | 1
|  | 12 | 12 | 09:16-09:30 | 1 | 1
|  | 12 | 12 | 09:31-09:45 | 1 | 1
|  | 12 | 12 | 09:46-10:00 | 1 | 1
|  | 12 | 12 | 10:01-10:15 | 1 | 1
|  | 12 | 12 | 10:16-10:30 | 1 | 1
|  | 12 | 12 | 10:31-10:45 | 1 | 1
|  | 12 | 12 | 10:46-11:00 | 1 | 1
|  | 12 | 12 | 11:01-11:15 | 1 | 1
|  | 12 | 12 | 11:16-11:30 | 1 | 1
|  | 12 | 12 | 11:31-11:45 | 1 | 1
|  | 12 | 12 | 11:46-12:00 | 1 | 1
|  | 12 | 12 | 12:01-12:15 | 1 | 1
|  | 12 | 12 | 12:16-12:30 | 1 | 1
|  | 12 | 12 | 12:31-12:45 | 1 | 1
|  | 12 | 12 | 12:46-13:00 | 1 | 1
|  | 12 | 12 | 13:01-13:15 | 1 | 1
|  | 12 | 12 | 13:16-13:30 | 1 | 1
|  | 12 | 12 | 13:31-13:45 | 1 | 1
|  | 12 | 12 | 13:46-14:00 | 1 | 1
|  | 12 | 12 | 14:01-14:15 | 1 | 1
|  | 12 | 12 | 14:16-14:30 | 1 | 1
|  | 12 | 12 | 14:31-14:45 | 1 | 1
|  | 12 | 12 | 14:46-15:00 | 1 | 1
|  | 12 | 12 | 15:01-15:15 | 1 | 1
|  | 12 | 12 | 15:16-15:30 | 1 | 1
|  | 12 | 12 | 15:31-15:45 | 1 | 1
|  | 12 | 12 | 15:46-16:00 | 1 | 1
|  | 12 | 12 | 16:01-16:15 | 1 | 1
|  | 12 | 12 | 16:16-16:30 | 1 | 1
|  | 12 | 12 | 16:31-16:45 | 1 | 1
|  | 12 | 12 | 16:46-17:00 | 1 | 1
|  | 12 | 12 | 17:01-17:15 | 1 | 1
|  | 12 | 12 | 17:16-17:30 | 1 | 1
|  | 12 | 12 | 17:31-17:45 | 1 | 1
|  | 12 | 12 | 17:46-18:00 | 1 | 1
|  | 12 | 12 | 18:01-18:15 | 1 | 1
|  | 12 | 12 | 18:16-18:30 | 1 | 1
|  | 12 | 12 | 18:31-18:45 | 1 | 1
|  | 12 | 12 | 18:46-19:00 | 1 | 1
|  | 12 | 12 | 19:01-19:15 | 1 | 1
|  | 12 | 12 | 19:16-19:30 | 1 | 1
|  | 12 | 12 | 19:31-19:45 | 1 | 1
|  | 12 | 12 | 19:46-20:00 | 1 | 1
|  | 12 | 12 | 20:01-20:15 | 1 | 1
|  | 12 | 12 | 20:16-20:30 | 1 | 1
|  | 12 | 12 | 20:31-20:45 | 1 | 1
|  | 12 | 12 | 20:46-21:00 | 1 | 1
|  | 12 | 12 | 21:01-21:15 | 1 | 1
|  | 12 | 12 | 21:16-21:30 | 1 | 1
|  | 12 | 12 | 21:31-21:45 | 1 | 1
|  | 12 | 12 | 21:46-22:00 | 1 | 1
|  | 12 | 12 | 22:01-22:15 | 1 | 1
|  | 12 | 12 | 22:16-22:30 | 1 | 1
|  | 12 | 12 | 22:31-22:45 | 1 | 1
|  | 12 | 12 | 22:46-23:00 | 1 | 1
|  | 12 | 12 | 23:01-23:15 | 1 | 1
|  | 12 | 12 | 23:16-23:30 | 1 | 1
|  | 12 | 12 | 23:31-23:45 | 1 | 1
|  | 12 | 12 | 23:46-24:00 | 1 | 1
|  | 12 | 13 | 00:01-00:15 | 1 | 1
|  | 12 | 13 | 00:16-00:30 | 1 | 1
|  | 12 | 13 | 00:31-00:45 | 1 | 1
|  | 12 | 13 | 00:46-01:00 | 1 | 1
|  | 12 | 13 | 01:01-01:15 | 1 | 1
|  | 12 | 13 | 01:16-01:30 | 1 | 1
|  | 12 | 13 | 01:31-01:45 | 1 | 1
|  | 12 | 13 | 01:46-02:00 | 1 | 1
|  | 12 | 13 | 02:01-02:15 | 1 | 1
|  | 12 | 13 | 02:16-02:30 | 1 | 1
|  | 12 | 13 | 02:31-02:45 | 1 | 1
|  | 12 | 13 | 02:46-03:00 | 1 | 1
|  | 12 | 13 | 03:01-03:15 | 1 | 1
|  | 12 | 13 | 03:16-03:30 | 1 | 1
|  | 12 | 13 | 03:31-03:45 | 1 | 1
|  | 12 | 13 | 03:46-04:00 | 1 | 1
|  | 12 | 13 | 04:01-04:15 | 1 | 1
|  | 12 | 13 | 04:16-04:30 | 1 | 1
|  | 12 | 13 | 04:31-04:45 | 1 | 1
|  | 12 | 13 | 04:46-05:00 | 1 | 1
|  | 12 | 13 | 05:01-05:15 | 1 | 1
|  | 12 | 13 | 05:16-05:30 | 1 | 1
|  | 12 | 13 | 05:31-05:45 | 1 | 1
|  | 12 | 13 | 05:46-06:00 | 1 | 1
|  | 12 | 13 | 06:01-06:15 | 1 | 1
|  | 12 | 13 | 06:16-06:30 | 1 | 1
|  | 12 | 13 | 06:31-06:45 | 1 | 1
|  | 12 | 13 | 06:46-07:00 | 1 | 1
|  | 12 | 13 | 07:01-07:15 | 1 | 1
|  | 12 | 13 | 07:16-07:30 | 1 | 1
|  | 12 | 13 | 07:31-07:45 | 1 | 1
|  | 12 | 13 | 07:46-08:00 | 1 | 1
|  | 12 | 13 | 08:01-08:15 | 1 | 1
|  | 12 | 13 | 08:16-08:30 | 1 | 1
|  | 12 | 13 | 08:31-08:45 | 1 | 1
|  | 12 | 13 | 08:46-09:00 | 1 | 1
|  | 12 | 13 | 09:01-09:15 | 1 | 1
|  | 12 | 13 | 09:16-09:30 | 1 | 1
|  | 12 | 13 | 09:31-09:45 | 1 | 1
|  | 12 | 13 | 09:46-10:00 | 1 | 1
|  | 12 | 13 | 10:01-10:15 | 1 | 1
|  | 12 | 13 | 10:16-10:30 | 1 | 1
|  | 12 | 13 | 10:31-10:45 | 1 | 1
|  | 12 | 13 | 10:46-11:00 | 1 | 1
|  | 12 | 13 | 11:01-11:15 | 1 | 1
|  | 12 | 13 | 11:16-11:30 | 1 | 1
|  | 12 | 13 | 11:31-11:45 | 1 | 1
|  | 12 | 13 | 11:46-12:00 | 1 | 1
|  | 12 | 13 | 12:01-12:15 | 1 | 1
|  | 12 | 13 | 12:16-12:30 | 1 | 1
|  | 12 | 13 | 12:31-12:45 | 1 | 1
|  | 12 | 13 | 12:46-13:00 | 1 | 1
|  | 12 | 13 | 13:01-13:15 | 1 | 1
|  | 12 | 13 | 13:16-13:30 | 1 | 1
|  | 12 | 13 | 13:31-13:45 | 1 | 1
|  | 12 | 13 | 13:46-14:00 | 1 | 1
|  | 12 | 13 | 14:01-14:15 | 1 | 1
|  | 12 | 13 | 14:16-14:30 | 1 | 1
|  | 12 | 13 | 14:31-14:45 | 1 | 1
|  | 12 | 13 | 14:46-15:00 | 1 | 1
|  | 12 | 13 | 15:01-15:15 | 1 | 1
|  | 12 | 13 | 15:16-15:30 | 1 | 1
|  | 12 | 13 | 15:31-15:45 | 1 | 1
|  | 12 | 13 | 15:46-16:00 | 1 | 1
|  | 12 | 13 | 16:01-16:15 | 1 | 1
|  | 12 | 13 | 16:16-16:30 | 1 | 1
|  | 12 | 13 | 16:31-16:45 | 1 | 1
|  | 12 | 13 | 16:46-17:00 | 1 | 1
|  | 12 | 13 | 17:01-17:15 | 1 | 1
|  | 12 | 13 | 17:16-17:30 | 1 | 1
|  | 12 | 13 | 17:31-17:45 | 1 | 1
|  | 12 | 13 | 17:46-18:00 | 1 | 1
|  | 12 | 13 | 18:01-18:15 | 1 | 1
|  | 12 | 13 | 18:16-18:30 | 1 | 1
|  | 12 | 13 | 18:31-18:45 | 1 | 1
|  | 12 | 13 | 18:46-19:00 | 1 | 1
|  | 12 | 13 | 19:01-19:15 | 1 | 1
|  | 12 | 13 | 19:16-19:30 | 1 | 1
|  | 12 | 13 | 19:31-19:45 | 1 | 1
|  | 12 | 13 | 19:46-20:00 | 1 | 1
|  | 12 | 13 | 20:01-20:15 | 1 | 1
|  | 12 | 13 | 20:16-20:30 | 1 | 1
|  | 12 | 13 | 20:31-20:45 | 1 | 1
|  | 12 | 13 | 20:46-21:00 | 1 | 1
|  | 12 | 13 | 21:01-21:15 | 1 | 1
|  | 12 | 13 | 21:16-21:30 | 1 | 1
|  | 12 | 13 | 21:31-21:45 | 1 | 1
|  | 12 | 13 | 21:46-22:00 | 1 | 1
|  | 12 | 13 | 22:01-22:15 | 1 | 1
|  | 12 | 13 | 22:16-22:30 | 1 | 1
|  | 12 | 13 | 22:31-22:45 | 1 | 1
|  | 12 | 13 | 22:46-23:00 | 1 | 1
|  | 12 | 13 | 23:01-23:15 | 1 | 1
|  | 12 | 13 | 23:16-23:30 | 1 | 1
|  | 12 | 13 | 23:31-23:45 | 1 | 1
|  | 12 | 13 | 23:46-24:00 | 1 | 1
|  | 12 | 14 | 00:01-00:15 | 1 | 1
|  | 12 | 14 | 00:16-00:30 | 1 | 1
|  | 12 | 14 | 00:31-00:45 | 1 | 1
|  | 12 | 14 | 00:46-01:00 | 1 | 1
|  | 12 | 14 | 01:01-01:15 | 1 | 1
|  | 12 | 14 | 01:16-01:30 | 1 | 1
|  | 12 | 14 | 01:31-01:45 | 1 | 1
|  | 12 | 14 | 01:46-02:00 | 1 | 1
|  | 12 | 14 | 02:01-02:15 | 1 | 1
|  | 12 | 14 | 02:16-02:30 | 1 | 1
|  | 12 | 14 | 02:31-02:45 | 1 | 1
|  | 12 | 14 | 02:46-03:00 | 1 | 1
|  | 12 | 14 | 03:01-03:15 | 1 | 1
|  | 12 | 14 | 03:16-03:30 | 1 | 1
|  | 12 | 14 | 03:31-03:45 | 1 | 1
|  | 12 | 14 | 03:46-04:00 | 1 | 1
|  | 12 | 14 | 04:01-04:15 | 1 | 1
|  | 12 | 14 | 04:16-04:30 | 1 | 1
|  | 12 | 14 | 04:31-04:45 | 1 | 1
|  | 12 | 14 | 04:46-05:00 | 1 | 1
|  | 12 | 14 | 05:01-05:15 | 1 | 1
|  | 12 | 14 | 05:16-05:30 | 1 | 1
|  | 12 | 14 | 05:31-05:45 | 1 | 1
|  | 12 | 14 | 05:46-06:00 | 1 | 1
|  | 12 | 14 | 06:01-06:15 | 1 | 1
|  | 12 | 14 | 06:16-06:30 | 1 | 1
|  | 12 | 14 | 06:31-06:45 | 1 | 1
|  | 12 | 14 | 06:46-07:00 | 1 | 1
|  | 12 | 14 | 07:01-07:15 | 1 | 1
|  | 12 | 14 | 07:16-07:30 | 1 | 1
|  | 12 | 14 | 07:31-07:45 | 1 | 1
|  | 12 | 14 | 07:46-08:00 | 1 | 1
|  | 12 | 14 | 08:01-08:15 | 1 | 1
|  | 12 | 14 | 08:16-08:30 | 1 | 1
|  | 12 | 14 | 08:31-08:45 | 1 | 1
|  | 12 | 14 | 08:46-09:00 | 1 | 1
|  | 12 | 14 | 09:01-09:15 | 1 | 1
|  | 12 | 14 | 09:16-09:30 | 1 | 1
|  | 12 | 14 | 09:31-09:45 | 1 | 1
|  | 12 | 14 | 09:46-10:00 | 1 | 1
|  | 12 | 14 | 10:01-10:15 | 1 | 1
|  | 12 | 14 | 10:16-10:30 | 1 | 1
|  | 12 | 14 | 10:31-10:45 | 1 | 1
|  | 12 | 14 | 10:46-11:00 | 1 | 1
|  | 12 | 14 | 11:01-11:15 | 1 | 1
|  | 12 | 14 | 11:16-11:30 | 1 | 1
|  | 12 | 14 | 11:31-11:45 | 1 | 1
|  | 12 | 14 | 11:46-12:00 | 1 | 1
|  | 12 | 14 | 12:01-12:15 | 1 | 1
|  | 12 | 14 | 12:16-12:30 | 1 | 1
|  | 12 | 14 | 12:31-12:45 | 1 | 1
|  | 12 | 14 | 12:46-13:00 | 1 | 1
|  | 12 | 14 | 13:01-13:15 | 1 | 1
|  | 12 | 14 | 13:16-13:30 | 1 | 1
|  | 12 | 14 | 13:31-13:45 | 1 | 1
|  | 12 | 14 | 13:46-14:00 | 1 | 1
|  | 12 | 14 | 14:01-14:15 | 1 | 1
|  | 12 | 14 | 14:16-14:30 | 1 | 1
|  | 12 | 14 | 14:31-14:45 | 1 | 1
|  | 12 | 14 | 14:46-15:00 | 1 | 1
|  | 12 | 14 | 15:01-15:15 | 1 | 1
|  | 12 | 14 | 15:16-15:30 | 1 | 1
|  | 12 | 14 | 15:31-15:45 | 1 | 1
|  | 12 | 14 | 15:46-16:00 | 1 | 1
|  | 12 | 14 | 16:01-16:15 | 1 | 1
|  | 12 | 14 | 16:16-16:30 | 1 | 1
|  | 12 | 14 | 16:31-16:45 | 1 | 1
|  | 12 | 14 | 16:46-17:00 | 1 | 1
|  | 12 | 14 | 17:01-17:15 | 1 | 1
|  | 12 | 14 | 17:16-17:30 | 1 | 1
|  | 12 | 14 | 17:31-17:45 | 1 | 1
|  | 12 | 14 | 17:46-18:00 | 1 | 1
|  | 12 | 14 | 18:01-18:15 | 1 | 1
|  | 12 | 14 | 18:16-18:30 | 1 | 1
|  | 12 | 14 | 18:31-18:45 | 1 | 1
|  | 12 | 14 | 18:46-19:00 | 1 | 1
|  | 12 | 14 | 19:01-19:15 | 1 | 1
|  | 12 | 14 | 19:16-19:30 | 1 | 1
|  | 12 | 14 | 19:31-19:45 | 1 | 1
|  | 12 | 14 | 19:46-20:00 | 1 | 1
|  | 12 | 14 | 20:01-20:15 | 1 | 1
|  | 12 | 14 | 20:16-20:30 | 1 | 1
|  | 12 | 14 | 20:31-20:45 | 1 | 1
|  | 12 | 14 | 20:46-21:00 | 1 | 1
|  | 12 | 14 | 21:01-21:15 | 1 | 1
|  | 12 | 14 | 21:16-21:30 | 1 | 1
|  | 12 | 14 | 21:31-21:45 | 1 | 1
|  | 12 | 14 | 21:46-22:00 | 1 | 1
|  | 12 | 14 | 22:01-22:15 | 1 | 1
|  | 12 | 14 | 22:16-22:30 | 1 | 1
|  | 12 | 14 | 22:31-22:45 | 1 | 1
|  | 12 | 14 | 22:46-23:00 | 1 | 1
|  | 12 | 14 | 23:01-23:15 | 1 | 1
|  | 12 | 14 | 23:16-23:30 | 1 | 1
|  | 12 | 14 | 23:31-23:45 | 1 | 1
|  | 12 | 14 | 23:46-24:00 | 1 | 1
|  | 12 | 15 | 00:01-00:15 | 1 | 1
|  | 12 | 15 | 00:16-00:30 | 1 | 1
|  | 12 | 15 | 00:31-00:45 | 1 | 1
|  | 12 | 15 | 00:46-01:00 | 1 | 1
|  | 12 | 15 | 01:01-01:15 | 1 | 1
|  | 12 | 15 | 01:16-01:30 | 1 | 1
|  | 12 | 15 | 01:31-01:45 | 1 | 1
|  | 12 | 15 | 01:46-02:00 | 1 | 1
|  | 12 | 15 | 02:01-02:15 | 1 | 1
|  | 12 | 15 | 02:16-02:30 | 1 | 1
|  | 12 | 15 | 02:31-02:45 | 1 | 1
|  | 12 | 15 | 02:46-03:00 | 1 | 1
|  | 12 | 15 | 03:01-03:15 | 1 | 1
|  | 12 | 15 | 03:16-03:30 | 1 | 1
|  | 12 | 15 | 03:31-03:45 | 1 | 1
|  | 12 | 15 | 03:46-04:00 | 1 | 1
|  | 12 | 15 | 04:01-04:15 | 1 | 1
|  | 12 | 15 | 04:16-04:30 | 1 | 1
|  | 12 | 15 | 04:31-04:45 | 1 | 1
|  | 12 | 15 | 04:46-05:00 | 1 | 1
|  | 12 | 15 | 05:01-05:15 | 1 | 1
|  | 12 | 15 | 05:16-05:30 | 1 | 1
|  | 12 | 15 | 05:31-05:45 | 1 | 1
|  | 12 | 15 | 05:46-06:00 | 1 | 1
|  | 12 | 15 | 06:01-06:15 | 1 | 1
|  | 12 | 15 | 06:16-06:30 | 1 | 1
|  | 12 | 15 | 06:31-06:45 | 1 | 1
|  | 12 | 15 | 06:46-07:00 | 1 | 1
|  | 12 | 15 | 07:01-07:15 | 1 | 1
|  | 12 | 15 | 07:16-07:30 | 1 | 1
|  | 12 | 15 | 07:31-07:45 | 1 | 1
|  | 12 | 15 | 07:46-08:00 | 1 | 1
|  | 12 | 15 | 08:01-08:15 | 1 | 1
|  | 12 | 15 | 08:16-08:30 | 1 | 1
|  | 12 | 15 | 08:31-08:45 | 1 | 1
|  | 12 | 15 | 08:46-09:00 | 1 | 1
|  | 12 | 15 | 09:01-09:15 | 1 | 1
|  | 12 | 15 | 09:16-09:30 | 1 | 1
|  | 12 | 15 | 09:31-09:45 | 1 | 1
|  | 12 | 15 | 09:46-10:00 | 1 | 1
|  | 12 | 15 | 10:01-10:15 | 1 | 1
|  | 12 | 15 | 10:16-10:30 | 1 | 1
|  | 12 | 15 | 10:31-10:45 | 1 | 1
|  | 12 | 15 | 10:46-11:00 | 1 | 1
|  | 12 | 15 | 11:01-11:15 | 1 | 1
|  | 12 | 15 | 11:16-11:30 | 1 | 1
|  | 12 | 15 | 11:31-11:45 | 1 | 1
|  | 12 | 15 | 11:46-12:00 | 1 | 1
|  | 12 | 15 | 12:01-12:15 | 1 | 1
|  | 12 | 15 | 12:16-12:30 | 1 | 1
|  | 12 | 15 | 12:31-12:45 | 1 | 1
|  | 12 | 15 | 12:46-13:00 | 1 | 1
|  | 12 | 15 | 13:01-13:15 | 1 | 1
|  | 12 | 15 | 13:16-13:30 | 1 | 1
|  | 12 | 15 | 13:31-13:45 | 1 | 1
|  | 12 | 15 | 13:46-14:00 | 1 | 1
|  | 12 | 15 | 14:01-14:15 | 1 | 1
|  | 12 | 15 | 14:16-14:30 | 1 | 1
|  | 12 | 15 | 14:31-14:45 | 1 | 1
|  | 12 | 15 | 14:46-15:00 | 1 | 1
|  | 12 | 15 | 15:01-15:15 | 1 | 1
|  | 12 | 15 | 15:16-15:30 | 1 | 1
|  | 12 | 15 | 15:31-15:45 | 1 | 1
|  | 12 | 15 | 15:46-16:00 | 1 | 1
|  | 12 | 15 | 16:01-16:15 | 1 | 1
|  | 12 | 15 | 16:16-16:30 | 1 | 1
|  | 12 | 15 | 16:31-16:45 | 1 | 1
|  | 12 | 15 | 16:46-17:00 | 1 | 1
|  | 12 | 15 | 17:01-17:15 | 1 | 1
|  | 12 | 15 | 17:16-17:30 | 1 | 1
|  | 12 | 15 | 17:31-17:45 | 1 | 1
|  | 12 | 15 | 17:46-18:00 | 1 | 1
|  | 12 | 15 | 18:01-18:15 | 1 | 1
|  | 12 | 15 | 18:16-18:30 | 1 | 1
|  | 12 | 15 | 18:31-18:45 | 1 | 1
|  | 12 | 15 | 18:46-19:00 | 1 | 1
|  | 12 | 15 | 19:01-19:15 | 1 | 1
|  | 12 | 15 | 19:16-19:30 | 1 | 1
|  | 12 | 15 | 19:31-19:45 | 1 | 1
|  | 12 | 15 | 19:46-20:00 | 1 | 1
|  | 12 | 15 | 20:01-20:15 | 1 | 1
|  | 12 | 15 | 20:16-20:30 | 1 | 1
|  | 12 | 15 | 20:31-20:45 | 1 | 1
|  | 12 | 15 | 20:46-21:00 | 1 | 1
|  | 12 | 15 | 21:01-21:15 | 1 | 1
|  | 12 | 15 | 21:16-21:30 | 1 | 1
|  | 12 | 15 | 21:31-21:45 | 1 | 1
|  | 12 | 15 | 21:46-22:00 | 1 | 1
|  | 12 | 15 | 22:01-22:15 | 1 | 1
|  | 12 | 15 | 22:16-22:30 | 1 | 1
|  | 12 | 15 | 22:31-22:45 | 1 | 1
|  | 12 | 15 | 22:46-23:00 | 1 | 1
|  | 12 | 15 | 23:01-23:15 | 1 | 1
|  | 12 | 15 | 23:16-23:30 | 1 | 1
|  | 12 | 15 | 23:31-23:45 | 1 | 1
|  | 12 | 15 | 23:46-24:00 | 1 | 1
|  | 12 | 16 | 00:01-00:15 | 0 | 1
|  | 12 | 16 | 00:16-00:30 | 0 | 1
|  | 12 | 16 | 00:31-00:45 | 0 | 1
|  | 12 | 16 | 00:46-01:00 | 0 | 1
|  | 12 | 16 | 01:01-01:15 | 0 | 1
|  | 12 | 16 | 01:16-01:30 | 0 | 1
|  | 12 | 16 | 01:31-01:45 | 0 | 1
|  | 12 | 16 | 01:46-02:00 | 0 | 1
|  | 12 | 16 | 02:01-02:15 | 0 | 1
|  | 12 | 16 | 02:16-02:30 | 0 | 1
|  | 12 | 16 | 02:31-02:45 | 0 | 1
|  | 12 | 16 | 02:46-03:00 | 0 | 1
|  | 12 | 16 | 03:01-03:15 | 0 | 1
|  | 12 | 16 | 03:16-03:30 | 0 | 1
|  | 12 | 16 | 03:31-03:45 | 0 | 1
|  | 12 | 16 | 03:46-04:00 | 0 | 1
|  | 12 | 16 | 04:01-04:15 | 0 | 1
|  | 12 | 16 | 04:16-04:30 | 0 | 1
|  | 12 | 16 | 04:31-04:45 | 0 | 1
|  | 12 | 16 | 04:46-05:00 | 0 | 1
|  | 12 | 16 | 05:01-05:15 | 0 | 1
|  | 12 | 16 | 05:16-05:30 | 0 | 1
|  | 12 | 16 | 05:31-05:45 | 0 | 1
|  | 12 | 16 | 05:46-06:00 | 0 | 1
|  | 12 | 16 | 06:01-06:15 | 0 | 1
|  | 12 | 16 | 06:16-06:30 | 0 | 1
|  | 12 | 16 | 06:31-06:45 | 0 | 1
|  | 12 | 16 | 06:46-07:00 | 0 | 1
|  | 12 | 16 | 07:01-07:15 | 0 | 1
|  | 12 | 16 | 07:16-07:30 | 0 | 1
|  | 12 | 16 | 07:31-07:45 | 0 | 1
|  | 12 | 16 | 07:46-08:00 | 0 | 1
|  | 12 | 16 | 08:01-08:15 | 0 | 1
|  | 12 | 16 | 08:16-08:30 | 0 | 1
|  | 12 | 16 | 08:31-08:45 | 0 | 1
|  | 12 | 16 | 08:46-09:00 | 0 | 1
|  | 12 | 16 | 09:01-09:15 | 0 | 1
|  | 12 | 16 | 09:16-09:30 | 0 | 1
|  | 12 | 16 | 09:31-09:45 | 0 | 1
|  | 12 | 16 | 09:46-10:00 | 0 | 1
|  | 12 | 16 | 10:01-10:15 | 0 | 1
|  | 12 | 16 | 10:16-10:30 | 0 | 1
|  | 12 | 16 | 10:31-10:45 | 0 | 1
|  | 12 | 16 | 10:46-11:00 | 0 | 1
|  | 12 | 16 | 11:01-11:15 | 0 | 1
|  | 12 | 16 | 11:16-11:30 | 0 | 1
|  | 12 | 16 | 11:31-11:45 | 0 | 1
|  | 12 | 16 | 11:46-12:00 | 0 | 1
|  | 12 | 16 | 12:01-12:15 | 0 | 1
|  | 12 | 16 | 12:16-12:30 | 0 | 1
|  | 12 | 16 | 12:31-12:45 | 0 | 1
|  | 12 | 16 | 12:46-13:00 | 0 | 1
|  | 12 | 16 | 13:01-13:15 | 0 | 1
|  | 12 | 16 | 13:16-13:30 | 0 | 1
|  | 12 | 16 | 13:31-13:45 | 0 | 1
|  | 12 | 16 | 13:46-14:00 | 0 | 1
|  | 12 | 16 | 14:01-14:15 | 0 | 1
|  | 12 | 16 | 14:16-14:30 | 0 | 1
|  | 12 | 16 | 14:31-14:45 | 0 | 1
|  | 12 | 16 | 14:46-15:00 | 0 | 1
|  | 12 | 16 | 15:01-15:15 | 0 | 1
|  | 12 | 16 | 15:16-15:30 | 0 | 1
|  | 12 | 16 | 15:31-15:45 | 0 | 1
|  | 12 | 16 | 15:46-16:00 | 0 | 1
|  | 12 | 16 | 16:01-16:15 | 0 | 1
|  | 12 | 16 | 16:16-16:30 | 0 | 1
|  | 12 | 16 | 16:31-16:45 | 0 | 1
|  | 12 | 16 | 16:46-17:00 | 0 | 1
|  | 12 | 16 | 17:01-17:15 | 0 | 1
|  | 12 | 16 | 17:16-17:30 | 0 | 1
|  | 12 | 16 | 17:31-17:45 | 0 | 1
|  | 12 | 16 | 17:46-18:00 | 0 | 1
|  | 12 | 16 | 18:01-18:15 | 0 | 1
|  | 12 | 16 | 18:16-18:30 | 0 | 1
|  | 12 | 16 | 18:31-18:45 | 0 | 1
|  | 12 | 16 | 18:46-19:00 | 0 | 1
|  | 12 | 16 | 19:01-19:15 | 0 | 1
|  | 12 | 16 | 19:16-19:30 | 0 | 1
|  | 12 | 16 | 19:31-19:45 | 0 | 1
|  | 12 | 16 | 19:46-20:00 | 0 | 1
|  | 12 | 16 | 20:01-20:15 | 0 | 1
|  | 12 | 16 | 20:16-20:30 | 0 | 1
|  | 12 | 16 | 20:31-20:45 | 0 | 1
|  | 12 | 16 | 20:46-21:00 | 0 | 1
|  | 12 | 16 | 21:01-21:15 | 0 | 1
|  | 12 | 16 | 21:16-21:30 | 0 | 1
|  | 12 | 16 | 21:31-21:45 | 0 | 1
|  | 12 | 16 | 21:46-22:00 | 0 | 1
|  | 12 | 16 | 22:01-22:15 | 0 | 1
|  | 12 | 16 | 22:16-22:30 | 0 | 1
|  | 12 | 16 | 22:31-22:45 | 0 | 1
|  | 12 | 16 | 22:46-23:00 | 0 | 1
|  | 12 | 16 | 23:01-23:15 | 0 | 1
|  | 12 | 16 | 23:16-23:30 | 0 | 1
|  | 12 | 16 | 23:31-23:45 | 0 | 1
|  | 12 | 16 | 23:46-24:00 | 0 | 1
|  | 12 | 17 | 00:01-00:15 | 0 | 1
|  | 12 | 17 | 00:16-00:30 | 0 | 1
|  | 12 | 17 | 00:31-00:45 | 0 | 1
|  | 12 | 17 | 00:46-01:00 | 0 | 1
|  | 12 | 17 | 01:01-01:15 | 0 | 1
|  | 12 | 17 | 01:16-01:30 | 0 | 1
|  | 12 | 17 | 01:31-01:45 | 0 | 1
|  | 12 | 17 | 01:46-02:00 | 0 | 1
|  | 12 | 17 | 02:01-02:15 | 0 | 1
|  | 12 | 17 | 02:16-02:30 | 0 | 1
|  | 12 | 17 | 02:31-02:45 | 0 | 1
|  | 12 | 17 | 02:46-03:00 | 0 | 1
|  | 12 | 17 | 03:01-03:15 | 0 | 1
|  | 12 | 17 | 03:16-03:30 | 0 | 1
|  | 12 | 17 | 03:31-03:45 | 0 | 1
|  | 12 | 17 | 03:46-04:00 | 0 | 1
|  | 12 | 17 | 04:01-04:15 | 0 | 1
|  | 12 | 17 | 04:16-04:30 | 0 | 1
|  | 12 | 17 | 04:31-04:45 | 0 | 1
|  | 12 | 17 | 04:46-05:00 | 0 | 1
|  | 12 | 17 | 05:01-05:15 | 0 | 1
|  | 12 | 17 | 05:16-05:30 | 0 | 1
|  | 12 | 17 | 05:31-05:45 | 0 | 1
|  | 12 | 17 | 05:46-06:00 | 0 | 1
|  | 12 | 17 | 06:01-06:15 | 0 | 1
|  | 12 | 17 | 06:16-06:30 | 0 | 1
|  | 12 | 17 | 06:31-06:45 | 0 | 1
|  | 12 | 17 | 06:46-07:00 | 0 | 1
|  | 12 | 17 | 07:01-07:15 | 0 | 1
|  | 12 | 17 | 07:16-07:30 | 0 | 1
|  | 12 | 17 | 07:31-07:45 | 0 | 1
|  | 12 | 17 | 07:46-08:00 | 0 | 1
|  | 12 | 17 | 08:01-08:15 | 0 | 1
|  | 12 | 17 | 08:16-08:30 | 0 | 1
|  | 12 | 17 | 08:31-08:45 | 0 | 1
|  | 12 | 17 | 08:46-09:00 | 0 | 1
|  | 12 | 17 | 09:01-09:15 | 0 | 1
|  | 12 | 17 | 09:16-09:30 | 0 | 1
|  | 12 | 17 | 09:31-09:45 | 0 | 1
|  | 12 | 17 | 09:46-10:00 | 0 | 1
|  | 12 | 17 | 10:01-10:15 | 0 | 1
|  | 12 | 17 | 10:16-10:30 | 0 | 1
|  | 12 | 17 | 10:31-10:45 | 0 | 1
|  | 12 | 17 | 10:46-11:00 | 0 | 1
|  | 12 | 17 | 11:01-11:15 | 0 | 1
|  | 12 | 17 | 11:16-11:30 | 0 | 1
|  | 12 | 17 | 11:31-11:45 | 0 | 1
|  | 12 | 17 | 11:46-12:00 | 0 | 1
|  | 12 | 17 | 12:01-12:15 | 0 | 1
|  | 12 | 17 | 12:16-12:30 | 0 | 1
|  | 12 | 17 | 12:31-12:45 | 0 | 1
|  | 12 | 17 | 12:46-13:00 | 0 | 1
|  | 12 | 17 | 13:01-13:15 | 0 | 1
|  | 12 | 17 | 13:16-13:30 | 0 | 1
|  | 12 | 17 | 13:31-13:45 | 0 | 1
|  | 12 | 17 | 13:46-14:00 | 0 | 1
|  | 12 | 17 | 14:01-14:15 | 0 | 1
|  | 12 | 17 | 14:16-14:30 | 0 | 1
|  | 12 | 17 | 14:31-14:45 | 0 | 1
|  | 12 | 17 | 14:46-15:00 | 0 | 1
|  | 12 | 17 | 15:01-15:15 | 0 | 1
|  | 12 | 17 | 15:16-15:30 | 0 | 1
|  | 12 | 17 | 15:31-15:45 | 0 | 1
|  | 12 | 17 | 15:46-16:00 | 0 | 1
|  | 12 | 17 | 16:01-16:15 | 0 | 1
|  | 12 | 17 | 16:16-16:30 | 0 | 1
|  | 12 | 17 | 16:31-16:45 | 0 | 1
|  | 12 | 17 | 16:46-17:00 | 0 | 1
|  | 12 | 17 | 17:01-17:15 | 0 | 1
|  | 12 | 17 | 17:16-17:30 | 0 | 1
|  | 12 | 17 | 17:31-17:45 | 0 | 1
|  | 12 | 17 | 17:46-18:00 | 0 | 1
|  | 12 | 17 | 18:01-18:15 | 0 | 1
|  | 12 | 17 | 18:16-18:30 | 0 | 1
|  | 12 | 17 | 18:31-18:45 | 0 | 1
|  | 12 | 17 | 18:46-19:00 | 0 | 1
|  | 12 | 17 | 19:01-19:15 | 0 | 1
|  | 12 | 17 | 19:16-19:30 | 0 | 1
|  | 12 | 17 | 19:31-19:45 | 0 | 1
|  | 12 | 17 | 19:46-20:00 | 0 | 1
|  | 12 | 17 | 20:01-20:15 | 0 | 1
|  | 12 | 17 | 20:16-20:30 | 0 | 1
|  | 12 | 17 | 20:31-20:45 | 0 | 1
|  | 12 | 17 | 20:46-21:00 | 0 | 1
|  | 12 | 17 | 21:01-21:15 | 0 | 1
|  | 12 | 17 | 21:16-21:30 | 0 | 1
|  | 12 | 17 | 21:31-21:45 | 0 | 1
|  | 12 | 17 | 21:46-22:00 | 0 | 1
|  | 12 | 17 | 22:01-22:15 | 0 | 1
|  | 12 | 17 | 22:16-22:30 | 0 | 1
|  | 12 | 17 | 22:31-22:45 | 0 | 1
|  | 12 | 17 | 22:46-23:00 | 0 | 1
|  | 12 | 17 | 23:01-23:15 | 0 | 1
|  | 12 | 17 | 23:16-23:30 | 0 | 1
|  | 12 | 17 | 23:31-23:45 | 0 | 1
|  | 12 | 17 | 23:46-24:00 | 0 | 1
|  | 12 | 18 | 00:01-00:15 | 1 | 1
|  | 12 | 18 | 00:16-00:30 | 1 | 1
|  | 12 | 18 | 00:31-00:45 | 1 | 1
|  | 12 | 18 | 00:46-01:00 | 1 | 1
|  | 12 | 18 | 01:01-01:15 | 1 | 1
|  | 12 | 18 | 01:16-01:30 | 1 | 1
|  | 12 | 18 | 01:31-01:45 | 1 | 1
|  | 12 | 18 | 01:46-02:00 | 1 | 1
|  | 12 | 18 | 02:01-02:15 | 1 | 1
|  | 12 | 18 | 02:16-02:30 | 1 | 1
|  | 12 | 18 | 02:31-02:45 | 1 | 1
|  | 12 | 18 | 02:46-03:00 | 1 | 1
|  | 12 | 18 | 03:01-03:15 | 1 | 1
|  | 12 | 18 | 03:16-03:30 | 1 | 1
|  | 12 | 18 | 03:31-03:45 | 1 | 1
|  | 12 | 18 | 03:46-04:00 | 1 | 1
|  | 12 | 18 | 04:01-04:15 | 1 | 1
|  | 12 | 18 | 04:16-04:30 | 1 | 1
|  | 12 | 18 | 04:31-04:45 | 1 | 1
|  | 12 | 18 | 04:46-05:00 | 1 | 1
|  | 12 | 18 | 05:01-05:15 | 1 | 1
|  | 12 | 18 | 05:16-05:30 | 1 | 1
|  | 12 | 18 | 05:31-05:45 | 1 | 1
|  | 12 | 18 | 05:46-06:00 | 1 | 1
|  | 12 | 18 | 06:01-06:15 | 1 | 1
|  | 12 | 18 | 06:16-06:30 | 1 | 1
|  | 12 | 18 | 06:31-06:45 | 1 | 1
|  | 12 | 18 | 06:46-07:00 | 1 | 1
|  | 12 | 18 | 07:01-07:15 | 1 | 1
|  | 12 | 18 | 07:16-07:30 | 1 | 1
|  | 12 | 18 | 07:31-07:45 | 1 | 1
|  | 12 | 18 | 07:46-08:00 | 1 | 1
|  | 12 | 18 | 08:01-08:15 | 1 | 1
|  | 12 | 18 | 08:16-08:30 | 1 | 1
|  | 12 | 18 | 08:31-08:45 | 1 | 1
|  | 12 | 18 | 08:46-09:00 | 1 | 1
|  | 12 | 18 | 09:01-09:15 | 1 | 1
|  | 12 | 18 | 09:16-09:30 | 1 | 1
|  | 12 | 18 | 09:31-09:45 | 1 | 1
|  | 12 | 18 | 09:46-10:00 | 1 | 1
|  | 12 | 18 | 10:01-10:15 | 1 | 1
|  | 12 | 18 | 10:16-10:30 | 1 | 1
|  | 12 | 18 | 10:31-10:45 | 1 | 1
|  | 12 | 18 | 10:46-11:00 | 1 | 1
|  | 12 | 18 | 11:01-11:15 | 1 | 1
|  | 12 | 18 | 11:16-11:30 | 1 | 1
|  | 12 | 18 | 11:31-11:45 | 1 | 1
|  | 12 | 18 | 11:46-12:00 | 1 | 1
|  | 12 | 18 | 12:01-12:15 | 1 | 1
|  | 12 | 18 | 12:16-12:30 | 1 | 1
|  | 12 | 18 | 12:31-12:45 | 1 | 1
|  | 12 | 18 | 12:46-13:00 | 1 | 1
|  | 12 | 18 | 13:01-13:15 | 1 | 1
|  | 12 | 18 | 13:16-13:30 | 1 | 1
|  | 12 | 18 | 13:31-13:45 | 1 | 1
|  | 12 | 18 | 13:46-14:00 | 1 | 1
|  | 12 | 18 | 14:01-14:15 | 1 | 1
|  | 12 | 18 | 14:16-14:30 | 1 | 1
|  | 12 | 18 | 14:31-14:45 | 1 | 1
|  | 12 | 18 | 14:46-15:00 | 1 | 1
|  | 12 | 18 | 15:01-15:15 | 1 | 1
|  | 12 | 18 | 15:16-15:30 | 1 | 1
|  | 12 | 18 | 15:31-15:45 | 1 | 1
|  | 12 | 18 | 15:46-16:00 | 1 | 1
|  | 12 | 18 | 16:01-16:15 | 1 | 1
|  | 12 | 18 | 16:16-16:30 | 1 | 1
|  | 12 | 18 | 16:31-16:45 | 1 | 1
|  | 12 | 18 | 16:46-17:00 | 1 | 1
|  | 12 | 18 | 17:01-17:15 | 1 | 1
|  | 12 | 18 | 17:16-17:30 | 1 | 1
|  | 12 | 18 | 17:31-17:45 | 1 | 1
|  | 12 | 18 | 17:46-18:00 | 1 | 1
|  | 12 | 18 | 18:01-18:15 | 1 | 1
|  | 12 | 18 | 18:16-18:30 | 1 | 1
|  | 12 | 18 | 18:31-18:45 | 1 | 1
|  | 12 | 18 | 18:46-19:00 | 1 | 1
|  | 12 | 18 | 19:01-19:15 | 1 | 1
|  | 12 | 18 | 19:16-19:30 | 1 | 1
|  | 12 | 18 | 19:31-19:45 | 1 | 1
|  | 12 | 18 | 19:46-20:00 | 1 | 1
|  | 12 | 18 | 20:01-20:15 | 1 | 1
|  | 12 | 18 | 20:16-20:30 | 1 | 1
|  | 12 | 18 | 20:31-20:45 | 1 | 1
|  | 12 | 18 | 20:46-21:00 | 1 | 1
|  | 12 | 18 | 21:01-21:15 | 1 | 1
|  | 12 | 18 | 21:16-21:30 | 1 | 1
|  | 12 | 18 | 21:31-21:45 | 1 | 1
|  | 12 | 18 | 21:46-22:00 | 1 | 1
|  | 12 | 18 | 22:01-22:15 | 1 | 1
|  | 12 | 18 | 22:16-22:30 | 1 | 1
|  | 12 | 18 | 22:31-22:45 | 1 | 1
|  | 12 | 18 | 22:46-23:00 | 1 | 1
|  | 12 | 18 | 23:01-23:15 | 1 | 1
|  | 12 | 18 | 23:16-23:30 | 1 | 1
|  | 12 | 18 | 23:31-23:45 | 1 | 1
|  | 12 | 18 | 23:46-24:00 | 1 | 1
|  | 12 | 19 | 00:01-00:15 | 1 | 1
|  | 12 | 19 | 00:16-00:30 | 1 | 1
|  | 12 | 19 | 00:31-00:45 | 1 | 1
|  | 12 | 19 | 00:46-01:00 | 1 | 1
|  | 12 | 19 | 01:01-01:15 | 1 | 1
|  | 12 | 19 | 01:16-01:30 | 1 | 1
|  | 12 | 19 | 01:31-01:45 | 1 | 1
|  | 12 | 19 | 01:46-02:00 | 1 | 1
|  | 12 | 19 | 02:01-02:15 | 1 | 1
|  | 12 | 19 | 02:16-02:30 | 1 | 1
|  | 12 | 19 | 02:31-02:45 | 1 | 1
|  | 12 | 19 | 02:46-03:00 | 1 | 1
|  | 12 | 19 | 03:01-03:15 | 1 | 1
|  | 12 | 19 | 03:16-03:30 | 1 | 1
|  | 12 | 19 | 03:31-03:45 | 1 | 1
|  | 12 | 19 | 03:46-04:00 | 1 | 1
|  | 12 | 19 | 04:01-04:15 | 1 | 1
|  | 12 | 19 | 04:16-04:30 | 1 | 1
|  | 12 | 19 | 04:31-04:45 | 1 | 1
|  | 12 | 19 | 04:46-05:00 | 1 | 1
|  | 12 | 19 | 05:01-05:15 | 1 | 1
|  | 12 | 19 | 05:16-05:30 | 1 | 1
|  | 12 | 19 | 05:31-05:45 | 1 | 1
|  | 12 | 19 | 05:46-06:00 | 1 | 1
|  | 12 | 19 | 06:01-06:15 | 1 | 1
|  | 12 | 19 | 06:16-06:30 | 1 | 1
|  | 12 | 19 | 06:31-06:45 | 1 | 1
|  | 12 | 19 | 06:46-07:00 | 1 | 1
|  | 12 | 19 | 07:01-07:15 | 1 | 1
|  | 12 | 19 | 07:16-07:30 | 1 | 1
|  | 12 | 19 | 07:31-07:45 | 1 | 1
|  | 12 | 19 | 07:46-08:00 | 1 | 1
|  | 12 | 19 | 08:01-08:15 | 1 | 1
|  | 12 | 19 | 08:16-08:30 | 1 | 1
|  | 12 | 19 | 08:31-08:45 | 1 | 1
|  | 12 | 19 | 08:46-09:00 | 1 | 1
|  | 12 | 19 | 09:01-09:15 | 1 | 1
|  | 12 | 19 | 09:16-09:30 | 1 | 1
|  | 12 | 19 | 09:31-09:45 | 1 | 1
|  | 12 | 19 | 09:46-10:00 | 1 | 1
|  | 12 | 19 | 10:01-10:15 | 1 | 1
|  | 12 | 19 | 10:16-10:30 | 1 | 1
|  | 12 | 19 | 10:31-10:45 | 1 | 1
|  | 12 | 19 | 10:46-11:00 | 1 | 1
|  | 12 | 19 | 11:01-11:15 | 1 | 1
|  | 12 | 19 | 11:16-11:30 | 1 | 1
|  | 12 | 19 | 11:31-11:45 | 1 | 1
|  | 12 | 19 | 11:46-12:00 | 1 | 1
|  | 12 | 19 | 12:01-12:15 | 1 | 1
|  | 12 | 19 | 12:16-12:30 | 1 | 1
|  | 12 | 19 | 12:31-12:45 | 1 | 1
|  | 12 | 19 | 12:46-13:00 | 1 | 1
|  | 12 | 19 | 13:01-13:15 | 1 | 1
|  | 12 | 19 | 13:16-13:30 | 1 | 1
|  | 12 | 19 | 13:31-13:45 | 1 | 1
|  | 12 | 19 | 13:46-14:00 | 1 | 1
|  | 12 | 19 | 14:01-14:15 | 1 | 1
|  | 12 | 19 | 14:16-14:30 | 1 | 1
|  | 12 | 19 | 14:31-14:45 | 1 | 1
|  | 12 | 19 | 14:46-15:00 | 1 | 1
|  | 12 | 19 | 15:01-15:15 | 1 | 1
|  | 12 | 19 | 15:16-15:30 | 1 | 1
|  | 12 | 19 | 15:31-15:45 | 1 | 1
|  | 12 | 19 | 15:46-16:00 | 1 | 1
|  | 12 | 19 | 16:01-16:15 | 1 | 1
|  | 12 | 19 | 16:16-16:30 | 1 | 1
|  | 12 | 19 | 16:31-16:45 | 1 | 1
|  | 12 | 19 | 16:46-17:00 | 1 | 1
|  | 12 | 19 | 17:01-17:15 | 1 | 1
|  | 12 | 19 | 17:16-17:30 | 1 | 1
|  | 12 | 19 | 17:31-17:45 | 1 | 1
|  | 12 | 19 | 17:46-18:00 | 1 | 1
|  | 12 | 19 | 18:01-18:15 | 1 | 1
|  | 12 | 19 | 18:16-18:30 | 1 | 1
|  | 12 | 19 | 18:31-18:45 | 1 | 1
|  | 12 | 19 | 18:46-19:00 | 1 | 1
|  | 12 | 19 | 19:01-19:15 | 1 | 1
|  | 12 | 19 | 19:16-19:30 | 1 | 1
|  | 12 | 19 | 19:31-19:45 | 1 | 1
|  | 12 | 19 | 19:46-20:00 | 1 | 1
|  | 12 | 19 | 20:01-20:15 | 1 | 1
|  | 12 | 19 | 20:16-20:30 | 1 | 1
|  | 12 | 19 | 20:31-20:45 | 1 | 1
|  | 12 | 19 | 20:46-21:00 | 1 | 1
|  | 12 | 19 | 21:01-21:15 | 1 | 1
|  | 12 | 19 | 21:16-21:30 | 1 | 1
|  | 12 | 19 | 21:31-21:45 | 1 | 1
|  | 12 | 19 | 21:46-22:00 | 1 | 1
|  | 12 | 19 | 22:01-22:15 | 1 | 1
|  | 12 | 19 | 22:16-22:30 | 1 | 1
|  | 12 | 19 | 22:31-22:45 | 1 | 1
|  | 12 | 19 | 22:46-23:00 | 1 | 1
|  | 12 | 19 | 23:01-23:15 | 1 | 1
|  | 12 | 19 | 23:16-23:30 | 1 | 1
|  | 12 | 19 | 23:31-23:45 | 1 | 1
|  | 12 | 19 | 23:46-24:00 | 1 | 1
|  | 12 | 20 | 00:01-00:15 | 1 | 1
|  | 12 | 20 | 00:16-00:30 | 1 | 1
|  | 12 | 20 | 00:31-00:45 | 1 | 1
|  | 12 | 20 | 00:46-01:00 | 1 | 1
|  | 12 | 20 | 01:01-01:15 | 1 | 1
|  | 12 | 20 | 01:16-01:30 | 1 | 1
|  | 12 | 20 | 01:31-01:45 | 1 | 1
|  | 12 | 20 | 01:46-02:00 | 1 | 1
|  | 12 | 20 | 02:01-02:15 | 1 | 1
|  | 12 | 20 | 02:16-02:30 | 1 | 1
|  | 12 | 20 | 02:31-02:45 | 1 | 1
|  | 12 | 20 | 02:46-03:00 | 1 | 1
|  | 12 | 20 | 03:01-03:15 | 1 | 1
|  | 12 | 20 | 03:16-03:30 | 1 | 1
|  | 12 | 20 | 03:31-03:45 | 1 | 1
|  | 12 | 20 | 03:46-04:00 | 1 | 1
|  | 12 | 20 | 04:01-04:15 | 1 | 1
|  | 12 | 20 | 04:16-04:30 | 1 | 1
|  | 12 | 20 | 04:31-04:45 | 1 | 1
|  | 12 | 20 | 04:46-05:00 | 1 | 1
|  | 12 | 20 | 05:01-05:15 | 1 | 1
|  | 12 | 20 | 05:16-05:30 | 1 | 1
|  | 12 | 20 | 05:31-05:45 | 1 | 1
|  | 12 | 20 | 05:46-06:00 | 1 | 1
|  | 12 | 20 | 06:01-06:15 | 1 | 1
|  | 12 | 20 | 06:16-06:30 | 1 | 1
|  | 12 | 20 | 06:31-06:45 | 1 | 1
|  | 12 | 20 | 06:46-07:00 | 1 | 1
|  | 12 | 20 | 07:01-07:15 | 1 | 1
|  | 12 | 20 | 07:16-07:30 | 1 | 1
|  | 12 | 20 | 07:31-07:45 | 1 | 1
|  | 12 | 20 | 07:46-08:00 | 1 | 1
|  | 12 | 20 | 08:01-08:15 | 1 | 1
|  | 12 | 20 | 08:16-08:30 | 1 | 1
|  | 12 | 20 | 08:31-08:45 | 1 | 1
|  | 12 | 20 | 08:46-09:00 | 1 | 1
|  | 12 | 20 | 09:01-09:15 | 1 | 1
|  | 12 | 20 | 09:16-09:30 | 1 | 1
|  | 12 | 20 | 09:31-09:45 | 1 | 1
|  | 12 | 20 | 09:46-10:00 | 1 | 1
|  | 12 | 20 | 10:01-10:15 | 1 | 1
|  | 12 | 20 | 10:16-10:30 | 1 | 1
|  | 12 | 20 | 10:31-10:45 | 1 | 1
|  | 12 | 20 | 10:46-11:00 | 1 | 1
|  | 12 | 20 | 11:01-11:15 | 1 | 1
|  | 12 | 20 | 11:16-11:30 | 1 | 1
|  | 12 | 20 | 11:31-11:45 | 1 | 1
|  | 12 | 20 | 11:46-12:00 | 1 | 1
|  | 12 | 20 | 12:01-12:15 | 1 | 1
|  | 12 | 20 | 12:16-12:30 | 1 | 1
|  | 12 | 20 | 12:31-12:45 | 1 | 1
|  | 12 | 20 | 12:46-13:00 | 1 | 1
|  | 12 | 20 | 13:01-13:15 | 1 | 1
|  | 12 | 20 | 13:16-13:30 | 1 | 1
|  | 12 | 20 | 13:31-13:45 | 1 | 1
|  | 12 | 20 | 13:46-14:00 | 1 | 1
|  | 12 | 20 | 14:01-14:15 | 1 | 1
|  | 12 | 20 | 14:16-14:30 | 1 | 1
|  | 12 | 20 | 14:31-14:45 | 1 | 1
|  | 12 | 20 | 14:46-15:00 | 1 | 1
|  | 12 | 20 | 15:01-15:15 | 1 | 1
|  | 12 | 20 | 15:16-15:30 | 1 | 1
|  | 12 | 20 | 15:31-15:45 | 1 | 1
|  | 12 | 20 | 15:46-16:00 | 1 | 1
|  | 12 | 20 | 16:01-16:15 | 1 | 1
|  | 12 | 20 | 16:16-16:30 | 1 | 1
|  | 12 | 20 | 16:31-16:45 | 1 | 1
|  | 12 | 20 | 16:46-17:00 | 1 | 1
|  | 12 | 20 | 17:01-17:15 | 1 | 1
|  | 12 | 20 | 17:16-17:30 | 1 | 1
|  | 12 | 20 | 17:31-17:45 | 1 | 1
|  | 12 | 20 | 17:46-18:00 | 1 | 1
|  | 12 | 20 | 18:01-18:15 | 1 | 1
|  | 12 | 20 | 18:16-18:30 | 1 | 1
|  | 12 | 20 | 18:31-18:45 | 1 | 1
|  | 12 | 20 | 18:46-19:00 | 1 | 1
|  | 12 | 20 | 19:01-19:15 | 1 | 1
|  | 12 | 20 | 19:16-19:30 | 1 | 1
|  | 12 | 20 | 19:31-19:45 | 1 | 1
|  | 12 | 20 | 19:46-20:00 | 1 | 1
|  | 12 | 20 | 20:01-20:15 | 1 | 1
|  | 12 | 20 | 20:16-20:30 | 1 | 1
|  | 12 | 20 | 20:31-20:45 | 1 | 1
|  | 12 | 20 | 20:46-21:00 | 1 | 1
|  | 12 | 20 | 21:01-21:15 | 1 | 1
|  | 12 | 20 | 21:16-21:30 | 1 | 1
|  | 12 | 20 | 21:31-21:45 | 1 | 1
|  | 12 | 20 | 21:46-22:00 | 1 | 1
|  | 12 | 20 | 22:01-22:15 | 1 | 1
|  | 12 | 20 | 22:16-22:30 | 1 | 1
|  | 12 | 20 | 22:31-22:45 | 1 | 1
|  | 12 | 20 | 22:46-23:00 | 1 | 1
|  | 12 | 20 | 23:01-23:15 | 1 | 1
|  | 12 | 20 | 23:16-23:30 | 1 | 1
|  | 12 | 20 | 23:31-23:45 | 1 | 1
|  | 12 | 20 | 23:46-24:00 | 1 | 1
|  | 12 | 21 | 00:01-00:15 | 1 | 1
|  | 12 | 21 | 00:16-00:30 | 1 | 1
|  | 12 | 21 | 00:31-00:45 | 1 | 1
|  | 12 | 21 | 00:46-01:00 | 1 | 1
|  | 12 | 21 | 01:01-01:15 | 1 | 1
|  | 12 | 21 | 01:16-01:30 | 1 | 1
|  | 12 | 21 | 01:31-01:45 | 1 | 1
|  | 12 | 21 | 01:46-02:00 | 1 | 1
|  | 12 | 21 | 02:01-02:15 | 1 | 1
|  | 12 | 21 | 02:16-02:30 | 1 | 1
|  | 12 | 21 | 02:31-02:45 | 1 | 1
|  | 12 | 21 | 02:46-03:00 | 1 | 1
|  | 12 | 21 | 03:01-03:15 | 1 | 1
|  | 12 | 21 | 03:16-03:30 | 1 | 1
|  | 12 | 21 | 03:31-03:45 | 1 | 1
|  | 12 | 21 | 03:46-04:00 | 1 | 1
|  | 12 | 21 | 04:01-04:15 | 1 | 1
|  | 12 | 21 | 04:16-04:30 | 1 | 1
|  | 12 | 21 | 04:31-04:45 | 1 | 1
|  | 12 | 21 | 04:46-05:00 | 1 | 1
|  | 12 | 21 | 05:01-05:15 | 1 | 1
|  | 12 | 21 | 05:16-05:30 | 1 | 1
|  | 12 | 21 | 05:31-05:45 | 1 | 1
|  | 12 | 21 | 05:46-06:00 | 1 | 1
|  | 12 | 21 | 06:01-06:15 | 1 | 1
|  | 12 | 21 | 06:16-06:30 | 1 | 1
|  | 12 | 21 | 06:31-06:45 | 1 | 1
|  | 12 | 21 | 06:46-07:00 | 1 | 1
|  | 12 | 21 | 07:01-07:15 | 1 | 1
|  | 12 | 21 | 07:16-07:30 | 1 | 1
|  | 12 | 21 | 07:31-07:45 | 1 | 1
|  | 12 | 21 | 07:46-08:00 | 1 | 1
|  | 12 | 21 | 08:01-08:15 | 1 | 1
|  | 12 | 21 | 08:16-08:30 | 1 | 1
|  | 12 | 21 | 08:31-08:45 | 1 | 1
|  | 12 | 21 | 08:46-09:00 | 1 | 1
|  | 12 | 21 | 09:01-09:15 | 1 | 1
|  | 12 | 21 | 09:16-09:30 | 1 | 1
|  | 12 | 21 | 09:31-09:45 | 1 | 1
|  | 12 | 21 | 09:46-10:00 | 1 | 1
|  | 12 | 21 | 10:01-10:15 | 1 | 1
|  | 12 | 21 | 10:16-10:30 | 1 | 1
|  | 12 | 21 | 10:31-10:45 | 1 | 1
|  | 12 | 21 | 10:46-11:00 | 1 | 1
|  | 12 | 21 | 11:01-11:15 | 1 | 1
|  | 12 | 21 | 11:16-11:30 | 1 | 1
|  | 12 | 21 | 11:31-11:45 | 1 | 1
|  | 12 | 21 | 11:46-12:00 | 1 | 1
|  | 12 | 21 | 12:01-12:15 | 1 | 1
|  | 12 | 21 | 12:16-12:30 | 1 | 1
|  | 12 | 21 | 12:31-12:45 | 1 | 1
|  | 12 | 21 | 12:46-13:00 | 1 | 1
|  | 12 | 21 | 13:01-13:15 | 1 | 1
|  | 12 | 21 | 13:16-13:30 | 1 | 1
|  | 12 | 21 | 13:31-13:45 | 1 | 1
|  | 12 | 21 | 13:46-14:00 | 1 | 1
|  | 12 | 21 | 14:01-14:15 | 1 | 1
|  | 12 | 21 | 14:16-14:30 | 1 | 1
|  | 12 | 21 | 14:31-14:45 | 1 | 1
|  | 12 | 21 | 14:46-15:00 | 1 | 1
|  | 12 | 21 | 15:01-15:15 | 1 | 1
|  | 12 | 21 | 15:16-15:30 | 1 | 1
|  | 12 | 21 | 15:31-15:45 | 1 | 1
|  | 12 | 21 | 15:46-16:00 | 1 | 1
|  | 12 | 21 | 16:01-16:15 | 1 | 1
|  | 12 | 21 | 16:16-16:30 | 1 | 1
|  | 12 | 21 | 16:31-16:45 | 1 | 1
|  | 12 | 21 | 16:46-17:00 | 1 | 1
|  | 12 | 21 | 17:01-17:15 | 1 | 1
|  | 12 | 21 | 17:16-17:30 | 1 | 1
|  | 12 | 21 | 17:31-17:45 | 1 | 1
|  | 12 | 21 | 17:46-18:00 | 1 | 1
|  | 12 | 21 | 18:01-18:15 | 1 | 1
|  | 12 | 21 | 18:16-18:30 | 1 | 1
|  | 12 | 21 | 18:31-18:45 | 1 | 1
|  | 12 | 21 | 18:46-19:00 | 1 | 1
|  | 12 | 21 | 19:01-19:15 | 1 | 1
|  | 12 | 21 | 19:16-19:30 | 1 | 1
|  | 12 | 21 | 19:31-19:45 | 1 | 1
|  | 12 | 21 | 19:46-20:00 | 1 | 1
|  | 12 | 21 | 20:01-20:15 | 1 | 1
|  | 12 | 21 | 20:16-20:30 | 1 | 1
|  | 12 | 21 | 20:31-20:45 | 1 | 1
|  | 12 | 21 | 20:46-21:00 | 1 | 1
|  | 12 | 21 | 21:01-21:15 | 1 | 1
|  | 12 | 21 | 21:16-21:30 | 1 | 1
|  | 12 | 21 | 21:31-21:45 | 1 | 1
|  | 12 | 21 | 21:46-22:00 | 1 | 1
|  | 12 | 21 | 22:01-22:15 | 1 | 1
|  | 12 | 21 | 22:16-22:30 | 1 | 1
|  | 12 | 21 | 22:31-22:45 | 1 | 1
|  | 12 | 21 | 22:46-23:00 | 1 | 1
|  | 12 | 21 | 23:01-23:15 | 1 | 1
|  | 12 | 21 | 23:16-23:30 | 1 | 1
|  | 12 | 21 | 23:31-23:45 | 1 | 1
|  | 12 | 21 | 23:46-24:00 | 1 | 1
|  | 12 | 22 | 00:01-00:15 | 1 | 1
|  | 12 | 22 | 00:16-00:30 | 1 | 1
|  | 12 | 22 | 00:31-00:45 | 1 | 1
|  | 12 | 22 | 00:46-01:00 | 1 | 1
|  | 12 | 22 | 01:01-01:15 | 1 | 1
|  | 12 | 22 | 01:16-01:30 | 1 | 1
|  | 12 | 22 | 01:31-01:45 | 1 | 1
|  | 12 | 22 | 01:46-02:00 | 1 | 1
|  | 12 | 22 | 02:01-02:15 | 1 | 1
|  | 12 | 22 | 02:16-02:30 | 1 | 1
|  | 12 | 22 | 02:31-02:45 | 1 | 1
|  | 12 | 22 | 02:46-03:00 | 1 | 1
|  | 12 | 22 | 03:01-03:15 | 1 | 1
|  | 12 | 22 | 03:16-03:30 | 1 | 1
|  | 12 | 22 | 03:31-03:45 | 1 | 1
|  | 12 | 22 | 03:46-04:00 | 1 | 1
|  | 12 | 22 | 04:01-04:15 | 1 | 1
|  | 12 | 22 | 04:16-04:30 | 1 | 1
|  | 12 | 22 | 04:31-04:45 | 1 | 1
|  | 12 | 22 | 04:46-05:00 | 1 | 1
|  | 12 | 22 | 05:01-05:15 | 1 | 1
|  | 12 | 22 | 05:16-05:30 | 1 | 1
|  | 12 | 22 | 05:31-05:45 | 1 | 1
|  | 12 | 22 | 05:46-06:00 | 1 | 1
|  | 12 | 22 | 06:01-06:15 | 1 | 1
|  | 12 | 22 | 06:16-06:30 | 1 | 1
|  | 12 | 22 | 06:31-06:45 | 1 | 1
|  | 12 | 22 | 06:46-07:00 | 1 | 1
|  | 12 | 22 | 07:01-07:15 | 1 | 1
|  | 12 | 22 | 07:16-07:30 | 1 | 1
|  | 12 | 22 | 07:31-07:45 | 1 | 1
|  | 12 | 22 | 07:46-08:00 | 1 | 1
|  | 12 | 22 | 08:01-08:15 | 1 | 1
|  | 12 | 22 | 08:16-08:30 | 1 | 1
|  | 12 | 22 | 08:31-08:45 | 1 | 1
|  | 12 | 22 | 08:46-09:00 | 1 | 1
|  | 12 | 22 | 09:01-09:15 | 1 | 1
|  | 12 | 22 | 09:16-09:30 | 1 | 1
|  | 12 | 22 | 09:31-09:45 | 1 | 1
|  | 12 | 22 | 09:46-10:00 | 1 | 1
|  | 12 | 22 | 10:01-10:15 | 1 | 1
|  | 12 | 22 | 10:16-10:30 | 1 | 1
|  | 12 | 22 | 10:31-10:45 | 1 | 1
|  | 12 | 22 | 10:46-11:00 | 1 | 1
|  | 12 | 22 | 11:01-11:15 | 1 | 1
|  | 12 | 22 | 11:16-11:30 | 1 | 1
|  | 12 | 22 | 11:31-11:45 | 1 | 1
|  | 12 | 22 | 11:46-12:00 | 1 | 1
|  | 12 | 22 | 12:01-12:15 | 1 | 1
|  | 12 | 22 | 12:16-12:30 | 1 | 1
|  | 12 | 22 | 12:31-12:45 | 1 | 1
|  | 12 | 22 | 12:46-13:00 | 1 | 1
|  | 12 | 22 | 13:01-13:15 | 1 | 1
|  | 12 | 22 | 13:16-13:30 | 1 | 1
|  | 12 | 22 | 13:31-13:45 | 1 | 1
|  | 12 | 22 | 13:46-14:00 | 1 | 1
|  | 12 | 22 | 14:01-14:15 | 1 | 1
|  | 12 | 22 | 14:16-14:30 | 1 | 1
|  | 12 | 22 | 14:31-14:45 | 1 | 1
|  | 12 | 22 | 14:46-15:00 | 1 | 1
|  | 12 | 22 | 15:01-15:15 | 1 | 1
|  | 12 | 22 | 15:16-15:30 | 1 | 1
|  | 12 | 22 | 15:31-15:45 | 1 | 1
|  | 12 | 22 | 15:46-16:00 | 1 | 1
|  | 12 | 22 | 16:01-16:15 | 1 | 1
|  | 12 | 22 | 16:16-16:30 | 1 | 1
|  | 12 | 22 | 16:31-16:45 | 1 | 1
|  | 12 | 22 | 16:46-17:00 | 1 | 1
|  | 12 | 22 | 17:01-17:15 | 1 | 1
|  | 12 | 22 | 17:16-17:30 | 1 | 1
|  | 12 | 22 | 17:31-17:45 | 1 | 1
|  | 12 | 22 | 17:46-18:00 | 1 | 1
|  | 12 | 22 | 18:01-18:15 | 1 | 1
|  | 12 | 22 | 18:16-18:30 | 1 | 1
|  | 12 | 22 | 18:31-18:45 | 1 | 1
|  | 12 | 22 | 18:46-19:00 | 1 | 1
|  | 12 | 22 | 19:01-19:15 | 1 | 1
|  | 12 | 22 | 19:16-19:30 | 1 | 1
|  | 12 | 22 | 19:31-19:45 | 1 | 1
|  | 12 | 22 | 19:46-20:00 | 1 | 1
|  | 12 | 22 | 20:01-20:15 | 1 | 1
|  | 12 | 22 | 20:16-20:30 | 1 | 1
|  | 12 | 22 | 20:31-20:45 | 1 | 1
|  | 12 | 22 | 20:46-21:00 | 1 | 1
|  | 12 | 22 | 21:01-21:15 | 1 | 1
|  | 12 | 22 | 21:16-21:30 | 1 | 1
|  | 12 | 22 | 21:31-21:45 | 1 | 1
|  | 12 | 22 | 21:46-22:00 | 1 | 1
|  | 12 | 22 | 22:01-22:15 | 1 | 1
|  | 12 | 22 | 22:16-22:30 | 1 | 1
|  | 12 | 22 | 22:31-22:45 | 1 | 1
|  | 12 | 22 | 22:46-23:00 | 1 | 1
|  | 12 | 22 | 23:01-23:15 | 1 | 1
|  | 12 | 22 | 23:16-23:30 | 1 | 1
|  | 12 | 22 | 23:31-23:45 | 1 | 1
|  | 12 | 22 | 23:46-24:00 | 1 | 1
|  | 12 | 23 | 00:01-00:15 | 0 | 1
|  | 12 | 23 | 00:16-00:30 | 0 | 1
|  | 12 | 23 | 00:31-00:45 | 0 | 1
|  | 12 | 23 | 00:46-01:00 | 0 | 1
|  | 12 | 23 | 01:01-01:15 | 0 | 1
|  | 12 | 23 | 01:16-01:30 | 0 | 1
|  | 12 | 23 | 01:31-01:45 | 0 | 1
|  | 12 | 23 | 01:46-02:00 | 0 | 1
|  | 12 | 23 | 02:01-02:15 | 0 | 1
|  | 12 | 23 | 02:16-02:30 | 0 | 1
|  | 12 | 23 | 02:31-02:45 | 0 | 1
|  | 12 | 23 | 02:46-03:00 | 0 | 1
|  | 12 | 23 | 03:01-03:15 | 0 | 1
|  | 12 | 23 | 03:16-03:30 | 0 | 1
|  | 12 | 23 | 03:31-03:45 | 0 | 1
|  | 12 | 23 | 03:46-04:00 | 0 | 1
|  | 12 | 23 | 04:01-04:15 | 0 | 1
|  | 12 | 23 | 04:16-04:30 | 0 | 1
|  | 12 | 23 | 04:31-04:45 | 0 | 1
|  | 12 | 23 | 04:46-05:00 | 0 | 1
|  | 12 | 23 | 05:01-05:15 | 0 | 1
|  | 12 | 23 | 05:16-05:30 | 0 | 1
|  | 12 | 23 | 05:31-05:45 | 0 | 1
|  | 12 | 23 | 05:46-06:00 | 0 | 1
|  | 12 | 23 | 06:01-06:15 | 0 | 1
|  | 12 | 23 | 06:16-06:30 | 0 | 1
|  | 12 | 23 | 06:31-06:45 | 0 | 1
|  | 12 | 23 | 06:46-07:00 | 0 | 1
|  | 12 | 23 | 07:01-07:15 | 0 | 1
|  | 12 | 23 | 07:16-07:30 | 0 | 1
|  | 12 | 23 | 07:31-07:45 | 0 | 1
|  | 12 | 23 | 07:46-08:00 | 0 | 1
|  | 12 | 23 | 08:01-08:15 | 0 | 1
|  | 12 | 23 | 08:16-08:30 | 0 | 1
|  | 12 | 23 | 08:31-08:45 | 0 | 1
|  | 12 | 23 | 08:46-09:00 | 0 | 1
|  | 12 | 23 | 09:01-09:15 | 0 | 1
|  | 12 | 23 | 09:16-09:30 | 0 | 1
|  | 12 | 23 | 09:31-09:45 | 0 | 1
|  | 12 | 23 | 09:46-10:00 | 0 | 1
|  | 12 | 23 | 10:01-10:15 | 0 | 1
|  | 12 | 23 | 10:16-10:30 | 0 | 1
|  | 12 | 23 | 10:31-10:45 | 0 | 1
|  | 12 | 23 | 10:46-11:00 | 0 | 1
|  | 12 | 23 | 11:01-11:15 | 0 | 1
|  | 12 | 23 | 11:16-11:30 | 0 | 1
|  | 12 | 23 | 11:31-11:45 | 0 | 1
|  | 12 | 23 | 11:46-12:00 | 0 | 1
|  | 12 | 23 | 12:01-12:15 | 0 | 1
|  | 12 | 23 | 12:16-12:30 | 0 | 1
|  | 12 | 23 | 12:31-12:45 | 0 | 1
|  | 12 | 23 | 12:46-13:00 | 0 | 1
|  | 12 | 23 | 13:01-13:15 | 0 | 1
|  | 12 | 23 | 13:16-13:30 | 0 | 1
|  | 12 | 23 | 13:31-13:45 | 0 | 1
|  | 12 | 23 | 13:46-14:00 | 0 | 1
|  | 12 | 23 | 14:01-14:15 | 0 | 1
|  | 12 | 23 | 14:16-14:30 | 0 | 1
|  | 12 | 23 | 14:31-14:45 | 0 | 1
|  | 12 | 23 | 14:46-15:00 | 0 | 1
|  | 12 | 23 | 15:01-15:15 | 0 | 1
|  | 12 | 23 | 15:16-15:30 | 0 | 1
|  | 12 | 23 | 15:31-15:45 | 0 | 1
|  | 12 | 23 | 15:46-16:00 | 0 | 1
|  | 12 | 23 | 16:01-16:15 | 0 | 1
|  | 12 | 23 | 16:16-16:30 | 0 | 1
|  | 12 | 23 | 16:31-16:45 | 0 | 1
|  | 12 | 23 | 16:46-17:00 | 0 | 1
|  | 12 | 23 | 17:01-17:15 | 0 | 1
|  | 12 | 23 | 17:16-17:30 | 0 | 1
|  | 12 | 23 | 17:31-17:45 | 0 | 1
|  | 12 | 23 | 17:46-18:00 | 0 | 1
|  | 12 | 23 | 18:01-18:15 | 0 | 1
|  | 12 | 23 | 18:16-18:30 | 0 | 1
|  | 12 | 23 | 18:31-18:45 | 0 | 1
|  | 12 | 23 | 18:46-19:00 | 0 | 1
|  | 12 | 23 | 19:01-19:15 | 0 | 1
|  | 12 | 23 | 19:16-19:30 | 0 | 1
|  | 12 | 23 | 19:31-19:45 | 0 | 1
|  | 12 | 23 | 19:46-20:00 | 0 | 1
|  | 12 | 23 | 20:01-20:15 | 0 | 1
|  | 12 | 23 | 20:16-20:30 | 0 | 1
|  | 12 | 23 | 20:31-20:45 | 0 | 1
|  | 12 | 23 | 20:46-21:00 | 0 | 1
|  | 12 | 23 | 21:01-21:15 | 0 | 1
|  | 12 | 23 | 21:16-21:30 | 0 | 1
|  | 12 | 23 | 21:31-21:45 | 0 | 1
|  | 12 | 23 | 21:46-22:00 | 0 | 1
|  | 12 | 23 | 22:01-22:15 | 0 | 1
|  | 12 | 23 | 22:16-22:30 | 0 | 1
|  | 12 | 23 | 22:31-22:45 | 0 | 1
|  | 12 | 23 | 22:46-23:00 | 0 | 1
|  | 12 | 23 | 23:01-23:15 | 0 | 1
|  | 12 | 23 | 23:16-23:30 | 0 | 1
|  | 12 | 23 | 23:31-23:45 | 0 | 1
|  | 12 | 23 | 23:46-24:00 | 0 | 1
|  | 12 | 24 | 00:01-00:15 | 0 | 1
|  | 12 | 24 | 00:16-00:30 | 0 | 1
|  | 12 | 24 | 00:31-00:45 | 0 | 1
|  | 12 | 24 | 00:46-01:00 | 0 | 1
|  | 12 | 24 | 01:01-01:15 | 0 | 1
|  | 12 | 24 | 01:16-01:30 | 0 | 1
|  | 12 | 24 | 01:31-01:45 | 0 | 1
|  | 12 | 24 | 01:46-02:00 | 0 | 1
|  | 12 | 24 | 02:01-02:15 | 0 | 1
|  | 12 | 24 | 02:16-02:30 | 0 | 1
|  | 12 | 24 | 02:31-02:45 | 0 | 1
|  | 12 | 24 | 02:46-03:00 | 0 | 1
|  | 12 | 24 | 03:01-03:15 | 0 | 1
|  | 12 | 24 | 03:16-03:30 | 0 | 1
|  | 12 | 24 | 03:31-03:45 | 0 | 1
|  | 12 | 24 | 03:46-04:00 | 0 | 1
|  | 12 | 24 | 04:01-04:15 | 0 | 1
|  | 12 | 24 | 04:16-04:30 | 0 | 1
|  | 12 | 24 | 04:31-04:45 | 0 | 1
|  | 12 | 24 | 04:46-05:00 | 0 | 1
|  | 12 | 24 | 05:01-05:15 | 0 | 1
|  | 12 | 24 | 05:16-05:30 | 0 | 1
|  | 12 | 24 | 05:31-05:45 | 0 | 1
|  | 12 | 24 | 05:46-06:00 | 0 | 1
|  | 12 | 24 | 06:01-06:15 | 0 | 1
|  | 12 | 24 | 06:16-06:30 | 0 | 1
|  | 12 | 24 | 06:31-06:45 | 0 | 1
|  | 12 | 24 | 06:46-07:00 | 0 | 1
|  | 12 | 24 | 07:01-07:15 | 0 | 1
|  | 12 | 24 | 07:16-07:30 | 0 | 1
|  | 12 | 24 | 07:31-07:45 | 0 | 1
|  | 12 | 24 | 07:46-08:00 | 0 | 1
|  | 12 | 24 | 08:01-08:15 | 0 | 1
|  | 12 | 24 | 08:16-08:30 | 0 | 1
|  | 12 | 24 | 08:31-08:45 | 0 | 1
|  | 12 | 24 | 08:46-09:00 | 0 | 1
|  | 12 | 24 | 09:01-09:15 | 0 | 1
|  | 12 | 24 | 09:16-09:30 | 0 | 1
|  | 12 | 24 | 09:31-09:45 | 0 | 1
|  | 12 | 24 | 09:46-10:00 | 0 | 1
|  | 12 | 24 | 10:01-10:15 | 0 | 1
|  | 12 | 24 | 10:16-10:30 | 0 | 1
|  | 12 | 24 | 10:31-10:45 | 0 | 1
|  | 12 | 24 | 10:46-11:00 | 0 | 1
|  | 12 | 24 | 11:01-11:15 | 0 | 1
|  | 12 | 24 | 11:16-11:30 | 0 | 1
|  | 12 | 24 | 11:31-11:45 | 0 | 1
|  | 12 | 24 | 11:46-12:00 | 0 | 1
|  | 12 | 24 | 12:01-12:15 | 0 | 1
|  | 12 | 24 | 12:16-12:30 | 0 | 1
|  | 12 | 24 | 12:31-12:45 | 0 | 1
|  | 12 | 24 | 12:46-13:00 | 0 | 1
|  | 12 | 24 | 13:01-13:15 | 0 | 1
|  | 12 | 24 | 13:16-13:30 | 0 | 1
|  | 12 | 24 | 13:31-13:45 | 0 | 1
|  | 12 | 24 | 13:46-14:00 | 0 | 1
|  | 12 | 24 | 14:01-14:15 | 0 | 1
|  | 12 | 24 | 14:16-14:30 | 0 | 1
|  | 12 | 24 | 14:31-14:45 | 0 | 1
|  | 12 | 24 | 14:46-15:00 | 0 | 1
|  | 12 | 24 | 15:01-15:15 | 0 | 1
|  | 12 | 24 | 15:16-15:30 | 0 | 1
|  | 12 | 24 | 15:31-15:45 | 0 | 1
|  | 12 | 24 | 15:46-16:00 | 0 | 1
|  | 12 | 24 | 16:01-16:15 | 0 | 1
|  | 12 | 24 | 16:16-16:30 | 0 | 1
|  | 12 | 24 | 16:31-16:45 | 0 | 1
|  | 12 | 24 | 16:46-17:00 | 0 | 1
|  | 12 | 24 | 17:01-17:15 | 0 | 1
|  | 12 | 24 | 17:16-17:30 | 0 | 1
|  | 12 | 24 | 17:31-17:45 | 0 | 1
|  | 12 | 24 | 17:46-18:00 | 0 | 1
|  | 12 | 24 | 18:01-18:15 | 0 | 1
|  | 12 | 24 | 18:16-18:30 | 0 | 1
|  | 12 | 24 | 18:31-18:45 | 0 | 1
|  | 12 | 24 | 18:46-19:00 | 0 | 1
|  | 12 | 24 | 19:01-19:15 | 0 | 1
|  | 12 | 24 | 19:16-19:30 | 0 | 1
|  | 12 | 24 | 19:31-19:45 | 0 | 1
|  | 12 | 24 | 19:46-20:00 | 0 | 1
|  | 12 | 24 | 20:01-20:15 | 0 | 1
|  | 12 | 24 | 20:16-20:30 | 0 | 1
|  | 12 | 24 | 20:31-20:45 | 0 | 1
|  | 12 | 24 | 20:46-21:00 | 0 | 1
|  | 12 | 24 | 21:01-21:15 | 0 | 1
|  | 12 | 24 | 21:16-21:30 | 0 | 1
|  | 12 | 24 | 21:31-21:45 | 0 | 1
|  | 12 | 24 | 21:46-22:00 | 0 | 1
|  | 12 | 24 | 22:01-22:15 | 0 | 1
|  | 12 | 24 | 22:16-22:30 | 0 | 1
|  | 12 | 24 | 22:31-22:45 | 0 | 1
|  | 12 | 24 | 22:46-23:00 | 0 | 1
|  | 12 | 24 | 23:01-23:15 | 0 | 1
|  | 12 | 24 | 23:16-23:30 | 0 | 1
|  | 12 | 24 | 23:31-23:45 | 0 | 1
|  | 12 | 24 | 23:46-24:00 | 0 | 1
|  | 12 | 25 | 00:01-00:15 | 1 | 1
|  | 12 | 25 | 00:16-00:30 | 1 | 1
|  | 12 | 25 | 00:31-00:45 | 1 | 1
|  | 12 | 25 | 00:46-01:00 | 1 | 1
|  | 12 | 25 | 01:01-01:15 | 1 | 1
|  | 12 | 25 | 01:16-01:30 | 1 | 1
|  | 12 | 25 | 01:31-01:45 | 1 | 1
|  | 12 | 25 | 01:46-02:00 | 1 | 1
|  | 12 | 25 | 02:01-02:15 | 1 | 1
|  | 12 | 25 | 02:16-02:30 | 1 | 1
|  | 12 | 25 | 02:31-02:45 | 1 | 1
|  | 12 | 25 | 02:46-03:00 | 1 | 1
|  | 12 | 25 | 03:01-03:15 | 1 | 1
|  | 12 | 25 | 03:16-03:30 | 1 | 1
|  | 12 | 25 | 03:31-03:45 | 1 | 1
|  | 12 | 25 | 03:46-04:00 | 1 | 1
|  | 12 | 25 | 04:01-04:15 | 1 | 1
|  | 12 | 25 | 04:16-04:30 | 1 | 1
|  | 12 | 25 | 04:31-04:45 | 1 | 1
|  | 12 | 25 | 04:46-05:00 | 1 | 1
|  | 12 | 25 | 05:01-05:15 | 1 | 1
|  | 12 | 25 | 05:16-05:30 | 1 | 1
|  | 12 | 25 | 05:31-05:45 | 1 | 1
|  | 12 | 25 | 05:46-06:00 | 1 | 1
|  | 12 | 25 | 06:01-06:15 | 1 | 1
|  | 12 | 25 | 06:16-06:30 | 1 | 1
|  | 12 | 25 | 06:31-06:45 | 1 | 1
|  | 12 | 25 | 06:46-07:00 | 1 | 1
|  | 12 | 25 | 07:01-07:15 | 1 | 1
|  | 12 | 25 | 07:16-07:30 | 1 | 1
|  | 12 | 25 | 07:31-07:45 | 1 | 1
|  | 12 | 25 | 07:46-08:00 | 1 | 1
|  | 12 | 25 | 08:01-08:15 | 1 | 1
|  | 12 | 25 | 08:16-08:30 | 1 | 1
|  | 12 | 25 | 08:31-08:45 | 1 | 1
|  | 12 | 25 | 08:46-09:00 | 1 | 1
|  | 12 | 25 | 09:01-09:15 | 1 | 1
|  | 12 | 25 | 09:16-09:30 | 1 | 1
|  | 12 | 25 | 09:31-09:45 | 1 | 1
|  | 12 | 25 | 09:46-10:00 | 1 | 1
|  | 12 | 25 | 10:01-10:15 | 1 | 1
|  | 12 | 25 | 10:16-10:30 | 1 | 1
|  | 12 | 25 | 10:31-10:45 | 1 | 1
|  | 12 | 25 | 10:46-11:00 | 1 | 1
|  | 12 | 25 | 11:01-11:15 | 1 | 1
|  | 12 | 25 | 11:16-11:30 | 1 | 1
|  | 12 | 25 | 11:31-11:45 | 1 | 1
|  | 12 | 25 | 11:46-12:00 | 1 | 1
|  | 12 | 25 | 12:01-12:15 | 1 | 1
|  | 12 | 25 | 12:16-12:30 | 1 | 1
|  | 12 | 25 | 12:31-12:45 | 1 | 1
|  | 12 | 25 | 12:46-13:00 | 1 | 1
|  | 12 | 25 | 13:01-13:15 | 1 | 1
|  | 12 | 25 | 13:16-13:30 | 1 | 1
|  | 12 | 25 | 13:31-13:45 | 1 | 1
|  | 12 | 25 | 13:46-14:00 | 1 | 1
|  | 12 | 25 | 14:01-14:15 | 1 | 1
|  | 12 | 25 | 14:16-14:30 | 1 | 1
|  | 12 | 25 | 14:31-14:45 | 1 | 1
|  | 12 | 25 | 14:46-15:00 | 1 | 1
|  | 12 | 25 | 15:01-15:15 | 1 | 1
|  | 12 | 25 | 15:16-15:30 | 1 | 1
|  | 12 | 25 | 15:31-15:45 | 1 | 1
|  | 12 | 25 | 15:46-16:00 | 1 | 1
|  | 12 | 25 | 16:01-16:15 | 1 | 1
|  | 12 | 25 | 16:16-16:30 | 1 | 1
|  | 12 | 25 | 16:31-16:45 | 1 | 1
|  | 12 | 25 | 16:46-17:00 | 1 | 1
|  | 12 | 25 | 17:01-17:15 | 1 | 1
|  | 12 | 25 | 17:16-17:30 | 1 | 1
|  | 12 | 25 | 17:31-17:45 | 1 | 1
|  | 12 | 25 | 17:46-18:00 | 1 | 1
|  | 12 | 25 | 18:01-18:15 | 1 | 1
|  | 12 | 25 | 18:16-18:30 | 1 | 1
|  | 12 | 25 | 18:31-18:45 | 1 | 1
|  | 12 | 25 | 18:46-19:00 | 1 | 1
|  | 12 | 25 | 19:01-19:15 | 1 | 1
|  | 12 | 25 | 19:16-19:30 | 1 | 1
|  | 12 | 25 | 19:31-19:45 | 1 | 1
|  | 12 | 25 | 19:46-20:00 | 1 | 1
|  | 12 | 25 | 20:01-20:15 | 1 | 1
|  | 12 | 25 | 20:16-20:30 | 1 | 1
|  | 12 | 25 | 20:31-20:45 | 1 | 1
|  | 12 | 25 | 20:46-21:00 | 1 | 1
|  | 12 | 25 | 21:01-21:15 | 1 | 1
|  | 12 | 25 | 21:16-21:30 | 1 | 1
|  | 12 | 25 | 21:31-21:45 | 1 | 1
|  | 12 | 25 | 21:46-22:00 | 1 | 1
|  | 12 | 25 | 22:01-22:15 | 1 | 1
|  | 12 | 25 | 22:16-22:30 | 1 | 1
|  | 12 | 25 | 22:31-22:45 | 1 | 1
|  | 12 | 25 | 22:46-23:00 | 1 | 1
|  | 12 | 25 | 23:01-23:15 | 1 | 1
|  | 12 | 25 | 23:16-23:30 | 1 | 1
|  | 12 | 25 | 23:31-23:45 | 1 | 1
|  | 12 | 25 | 23:46-24:00 | 1 | 1
|  | 12 | 26 | 00:01-00:15 | 1 | 1
|  | 12 | 26 | 00:16-00:30 | 1 | 1
|  | 12 | 26 | 00:31-00:45 | 1 | 1
|  | 12 | 26 | 00:46-01:00 | 1 | 1
|  | 12 | 26 | 01:01-01:15 | 1 | 1
|  | 12 | 26 | 01:16-01:30 | 1 | 1
|  | 12 | 26 | 01:31-01:45 | 1 | 1
|  | 12 | 26 | 01:46-02:00 | 1 | 1
|  | 12 | 26 | 02:01-02:15 | 1 | 1
|  | 12 | 26 | 02:16-02:30 | 1 | 1
|  | 12 | 26 | 02:31-02:45 | 1 | 1
|  | 12 | 26 | 02:46-03:00 | 1 | 1
|  | 12 | 26 | 03:01-03:15 | 1 | 1
|  | 12 | 26 | 03:16-03:30 | 1 | 1
|  | 12 | 26 | 03:31-03:45 | 1 | 1
|  | 12 | 26 | 03:46-04:00 | 1 | 1
|  | 12 | 26 | 04:01-04:15 | 1 | 1
|  | 12 | 26 | 04:16-04:30 | 1 | 1
|  | 12 | 26 | 04:31-04:45 | 1 | 1
|  | 12 | 26 | 04:46-05:00 | 1 | 1
|  | 12 | 26 | 05:01-05:15 | 1 | 1
|  | 12 | 26 | 05:16-05:30 | 1 | 1
|  | 12 | 26 | 05:31-05:45 | 1 | 1
|  | 12 | 26 | 05:46-06:00 | 1 | 1
|  | 12 | 26 | 06:01-06:15 | 1 | 1
|  | 12 | 26 | 06:16-06:30 | 1 | 1
|  | 12 | 26 | 06:31-06:45 | 1 | 1
|  | 12 | 26 | 06:46-07:00 | 1 | 1
|  | 12 | 26 | 07:01-07:15 | 1 | 1
|  | 12 | 26 | 07:16-07:30 | 1 | 1
|  | 12 | 26 | 07:31-07:45 | 1 | 1
|  | 12 | 26 | 07:46-08:00 | 1 | 1
|  | 12 | 26 | 08:01-08:15 | 1 | 1
|  | 12 | 26 | 08:16-08:30 | 1 | 1
|  | 12 | 26 | 08:31-08:45 | 1 | 1
|  | 12 | 26 | 08:46-09:00 | 1 | 1
|  | 12 | 26 | 09:01-09:15 | 1 | 1
|  | 12 | 26 | 09:16-09:30 | 1 | 1
|  | 12 | 26 | 09:31-09:45 | 1 | 1
|  | 12 | 26 | 09:46-10:00 | 1 | 1
|  | 12 | 26 | 10:01-10:15 | 1 | 1
|  | 12 | 26 | 10:16-10:30 | 1 | 1
|  | 12 | 26 | 10:31-10:45 | 1 | 1
|  | 12 | 26 | 10:46-11:00 | 1 | 1
|  | 12 | 26 | 11:01-11:15 | 1 | 1
|  | 12 | 26 | 11:16-11:30 | 1 | 1
|  | 12 | 26 | 11:31-11:45 | 1 | 1
|  | 12 | 26 | 11:46-12:00 | 1 | 1
|  | 12 | 26 | 12:01-12:15 | 1 | 1
|  | 12 | 26 | 12:16-12:30 | 1 | 1
|  | 12 | 26 | 12:31-12:45 | 1 | 1
|  | 12 | 26 | 12:46-13:00 | 1 | 1
|  | 12 | 26 | 13:01-13:15 | 1 | 1
|  | 12 | 26 | 13:16-13:30 | 1 | 1
|  | 12 | 26 | 13:31-13:45 | 1 | 1
|  | 12 | 26 | 13:46-14:00 | 1 | 1
|  | 12 | 26 | 14:01-14:15 | 1 | 1
|  | 12 | 26 | 14:16-14:30 | 1 | 1
|  | 12 | 26 | 14:31-14:45 | 1 | 1
|  | 12 | 26 | 14:46-15:00 | 1 | 1
|  | 12 | 26 | 15:01-15:15 | 1 | 1
|  | 12 | 26 | 15:16-15:30 | 1 | 1
|  | 12 | 26 | 15:31-15:45 | 1 | 1
|  | 12 | 26 | 15:46-16:00 | 1 | 1
|  | 12 | 26 | 16:01-16:15 | 1 | 1
|  | 12 | 26 | 16:16-16:30 | 1 | 1
|  | 12 | 26 | 16:31-16:45 | 1 | 1
|  | 12 | 26 | 16:46-17:00 | 1 | 1
|  | 12 | 26 | 17:01-17:15 | 1 | 1
|  | 12 | 26 | 17:16-17:30 | 1 | 1
|  | 12 | 26 | 17:31-17:45 | 1 | 1
|  | 12 | 26 | 17:46-18:00 | 1 | 1
|  | 12 | 26 | 18:01-18:15 | 1 | 1
|  | 12 | 26 | 18:16-18:30 | 1 | 1
|  | 12 | 26 | 18:31-18:45 | 1 | 1
|  | 12 | 26 | 18:46-19:00 | 1 | 1
|  | 12 | 26 | 19:01-19:15 | 1 | 1
|  | 12 | 26 | 19:16-19:30 | 1 | 1
|  | 12 | 26 | 19:31-19:45 | 1 | 1
|  | 12 | 26 | 19:46-20:00 | 1 | 1
|  | 12 | 26 | 20:01-20:15 | 1 | 1
|  | 12 | 26 | 20:16-20:30 | 1 | 1
|  | 12 | 26 | 20:31-20:45 | 1 | 1
|  | 12 | 26 | 20:46-21:00 | 1 | 1
|  | 12 | 26 | 21:01-21:15 | 1 | 1
|  | 12 | 26 | 21:16-21:30 | 1 | 1
|  | 12 | 26 | 21:31-21:45 | 1 | 1
|  | 12 | 26 | 21:46-22:00 | 1 | 1
|  | 12 | 26 | 22:01-22:15 | 1 | 1
|  | 12 | 26 | 22:16-22:30 | 1 | 1
|  | 12 | 26 | 22:31-22:45 | 1 | 1
|  | 12 | 26 | 22:46-23:00 | 1 | 1
|  | 12 | 26 | 23:01-23:15 | 1 | 1
|  | 12 | 26 | 23:16-23:30 | 1 | 1
|  | 12 | 26 | 23:31-23:45 | 1 | 1
|  | 12 | 26 | 23:46-24:00 | 1 | 1
|  | 12 | 27 | 00:01-00:15 | 1 | 1
|  | 12 | 27 | 00:16-00:30 | 1 | 1
|  | 12 | 27 | 00:31-00:45 | 1 | 1
|  | 12 | 27 | 00:46-01:00 | 1 | 1
|  | 12 | 27 | 01:01-01:15 | 1 | 1
|  | 12 | 27 | 01:16-01:30 | 1 | 1
|  | 12 | 27 | 01:31-01:45 | 1 | 1
|  | 12 | 27 | 01:46-02:00 | 1 | 1
|  | 12 | 27 | 02:01-02:15 | 1 | 1
|  | 12 | 27 | 02:16-02:30 | 1 | 1
|  | 12 | 27 | 02:31-02:45 | 1 | 1
|  | 12 | 27 | 02:46-03:00 | 1 | 1
|  | 12 | 27 | 03:01-03:15 | 1 | 1
|  | 12 | 27 | 03:16-03:30 | 1 | 1
|  | 12 | 27 | 03:31-03:45 | 1 | 1
|  | 12 | 27 | 03:46-04:00 | 1 | 1
|  | 12 | 27 | 04:01-04:15 | 1 | 1
|  | 12 | 27 | 04:16-04:30 | 1 | 1
|  | 12 | 27 | 04:31-04:45 | 1 | 1
|  | 12 | 27 | 04:46-05:00 | 1 | 1
|  | 12 | 27 | 05:01-05:15 | 1 | 1
|  | 12 | 27 | 05:16-05:30 | 1 | 1
|  | 12 | 27 | 05:31-05:45 | 1 | 1
|  | 12 | 27 | 05:46-06:00 | 1 | 1
|  | 12 | 27 | 06:01-06:15 | 1 | 1
|  | 12 | 27 | 06:16-06:30 | 1 | 1
|  | 12 | 27 | 06:31-06:45 | 1 | 1
|  | 12 | 27 | 06:46-07:00 | 1 | 1
|  | 12 | 27 | 07:01-07:15 | 1 | 1
|  | 12 | 27 | 07:16-07:30 | 1 | 1
|  | 12 | 27 | 07:31-07:45 | 1 | 1
|  | 12 | 27 | 07:46-08:00 | 1 | 1
|  | 12 | 27 | 08:01-08:15 | 1 | 1
|  | 12 | 27 | 08:16-08:30 | 1 | 1
|  | 12 | 27 | 08:31-08:45 | 1 | 1
|  | 12 | 27 | 08:46-09:00 | 1 | 1
|  | 12 | 27 | 09:01-09:15 | 1 | 1
|  | 12 | 27 | 09:16-09:30 | 1 | 1
|  | 12 | 27 | 09:31-09:45 | 1 | 1
|  | 12 | 27 | 09:46-10:00 | 1 | 1
|  | 12 | 27 | 10:01-10:15 | 1 | 1
|  | 12 | 27 | 10:16-10:30 | 1 | 1
|  | 12 | 27 | 10:31-10:45 | 1 | 1
|  | 12 | 27 | 10:46-11:00 | 1 | 1
|  | 12 | 27 | 11:01-11:15 | 1 | 1
|  | 12 | 27 | 11:16-11:30 | 1 | 1
|  | 12 | 27 | 11:31-11:45 | 1 | 1
|  | 12 | 27 | 11:46-12:00 | 1 | 1
|  | 12 | 27 | 12:01-12:15 | 1 | 1
|  | 12 | 27 | 12:16-12:30 | 1 | 1
|  | 12 | 27 | 12:31-12:45 | 1 | 1
|  | 12 | 27 | 12:46-13:00 | 1 | 1
|  | 12 | 27 | 13:01-13:15 | 1 | 1
|  | 12 | 27 | 13:16-13:30 | 1 | 1
|  | 12 | 27 | 13:31-13:45 | 1 | 1
|  | 12 | 27 | 13:46-14:00 | 1 | 1
|  | 12 | 27 | 14:01-14:15 | 1 | 1
|  | 12 | 27 | 14:16-14:30 | 1 | 1
|  | 12 | 27 | 14:31-14:45 | 1 | 1
|  | 12 | 27 | 14:46-15:00 | 1 | 1
|  | 12 | 27 | 15:01-15:15 | 1 | 1
|  | 12 | 27 | 15:16-15:30 | 1 | 1
|  | 12 | 27 | 15:31-15:45 | 1 | 1
|  | 12 | 27 | 15:46-16:00 | 1 | 1
|  | 12 | 27 | 16:01-16:15 | 1 | 1
|  | 12 | 27 | 16:16-16:30 | 1 | 1
|  | 12 | 27 | 16:31-16:45 | 1 | 1
|  | 12 | 27 | 16:46-17:00 | 1 | 1
|  | 12 | 27 | 17:01-17:15 | 1 | 1
|  | 12 | 27 | 17:16-17:30 | 1 | 1
|  | 12 | 27 | 17:31-17:45 | 1 | 1
|  | 12 | 27 | 17:46-18:00 | 1 | 1
|  | 12 | 27 | 18:01-18:15 | 1 | 1
|  | 12 | 27 | 18:16-18:30 | 1 | 1
|  | 12 | 27 | 18:31-18:45 | 1 | 1
|  | 12 | 27 | 18:46-19:00 | 1 | 1
|  | 12 | 27 | 19:01-19:15 | 1 | 1
|  | 12 | 27 | 19:16-19:30 | 1 | 1
|  | 12 | 27 | 19:31-19:45 | 1 | 1
|  | 12 | 27 | 19:46-20:00 | 1 | 1
|  | 12 | 27 | 20:01-20:15 | 1 | 1
|  | 12 | 27 | 20:16-20:30 | 1 | 1
|  | 12 | 27 | 20:31-20:45 | 1 | 1
|  | 12 | 27 | 20:46-21:00 | 1 | 1
|  | 12 | 27 | 21:01-21:15 | 1 | 1
|  | 12 | 27 | 21:16-21:30 | 1 | 1
|  | 12 | 27 | 21:31-21:45 | 1 | 1
|  | 12 | 27 | 21:46-22:00 | 1 | 1
|  | 12 | 27 | 22:01-22:15 | 1 | 1
|  | 12 | 27 | 22:16-22:30 | 1 | 1
|  | 12 | 27 | 22:31-22:45 | 1 | 1
|  | 12 | 27 | 22:46-23:00 | 1 | 1
|  | 12 | 27 | 23:01-23:15 | 1 | 1
|  | 12 | 27 | 23:16-23:30 | 1 | 1
|  | 12 | 27 | 23:31-23:45 | 1 | 1
|  | 12 | 27 | 23:46-24:00 | 1 | 1
|  | 12 | 28 | 00:01-00:15 | 1 | 1
|  | 12 | 28 | 00:16-00:30 | 1 | 1
|  | 12 | 28 | 00:31-00:45 | 1 | 1
|  | 12 | 28 | 00:46-01:00 | 1 | 1
|  | 12 | 28 | 01:01-01:15 | 1 | 1
|  | 12 | 28 | 01:16-01:30 | 1 | 1
|  | 12 | 28 | 01:31-01:45 | 1 | 1
|  | 12 | 28 | 01:46-02:00 | 1 | 1
|  | 12 | 28 | 02:01-02:15 | 1 | 1
|  | 12 | 28 | 02:16-02:30 | 1 | 1
|  | 12 | 28 | 02:31-02:45 | 1 | 1
|  | 12 | 28 | 02:46-03:00 | 1 | 1
|  | 12 | 28 | 03:01-03:15 | 1 | 1
|  | 12 | 28 | 03:16-03:30 | 1 | 1
|  | 12 | 28 | 03:31-03:45 | 1 | 1
|  | 12 | 28 | 03:46-04:00 | 1 | 1
|  | 12 | 28 | 04:01-04:15 | 1 | 1
|  | 12 | 28 | 04:16-04:30 | 1 | 1
|  | 12 | 28 | 04:31-04:45 | 1 | 1
|  | 12 | 28 | 04:46-05:00 | 1 | 1
|  | 12 | 28 | 05:01-05:15 | 1 | 1
|  | 12 | 28 | 05:16-05:30 | 1 | 1
|  | 12 | 28 | 05:31-05:45 | 1 | 1
|  | 12 | 28 | 05:46-06:00 | 1 | 1
|  | 12 | 28 | 06:01-06:15 | 1 | 1
|  | 12 | 28 | 06:16-06:30 | 1 | 1
|  | 12 | 28 | 06:31-06:45 | 1 | 1
|  | 12 | 28 | 06:46-07:00 | 1 | 1
|  | 12 | 28 | 07:01-07:15 | 1 | 1
|  | 12 | 28 | 07:16-07:30 | 1 | 1
|  | 12 | 28 | 07:31-07:45 | 1 | 1
|  | 12 | 28 | 07:46-08:00 | 1 | 1
|  | 12 | 28 | 08:01-08:15 | 1 | 1
|  | 12 | 28 | 08:16-08:30 | 1 | 1
|  | 12 | 28 | 08:31-08:45 | 1 | 1
|  | 12 | 28 | 08:46-09:00 | 1 | 1
|  | 12 | 28 | 09:01-09:15 | 1 | 1
|  | 12 | 28 | 09:16-09:30 | 1 | 1
|  | 12 | 28 | 09:31-09:45 | 1 | 1
|  | 12 | 28 | 09:46-10:00 | 1 | 1
|  | 12 | 28 | 10:01-10:15 | 1 | 1
|  | 12 | 28 | 10:16-10:30 | 1 | 1
|  | 12 | 28 | 10:31-10:45 | 1 | 1
|  | 12 | 28 | 10:46-11:00 | 1 | 1
|  | 12 | 28 | 11:01-11:15 | 1 | 1
|  | 12 | 28 | 11:16-11:30 | 1 | 1
|  | 12 | 28 | 11:31-11:45 | 1 | 1
|  | 12 | 28 | 11:46-12:00 | 1 | 1
|  | 12 | 28 | 12:01-12:15 | 1 | 1
|  | 12 | 28 | 12:16-12:30 | 1 | 1
|  | 12 | 28 | 12:31-12:45 | 1 | 1
|  | 12 | 28 | 12:46-13:00 | 1 | 1
|  | 12 | 28 | 13:01-13:15 | 1 | 1
|  | 12 | 28 | 13:16-13:30 | 1 | 1
|  | 12 | 28 | 13:31-13:45 | 1 | 1
|  | 12 | 28 | 13:46-14:00 | 1 | 1
|  | 12 | 28 | 14:01-14:15 | 1 | 1
|  | 12 | 28 | 14:16-14:30 | 1 | 1
|  | 12 | 28 | 14:31-14:45 | 1 | 1
|  | 12 | 28 | 14:46-15:00 | 1 | 1
|  | 12 | 28 | 15:01-15:15 | 1 | 1
|  | 12 | 28 | 15:16-15:30 | 1 | 1
|  | 12 | 28 | 15:31-15:45 | 1 | 1
|  | 12 | 28 | 15:46-16:00 | 1 | 1
|  | 12 | 28 | 16:01-16:15 | 1 | 1
|  | 12 | 28 | 16:16-16:30 | 1 | 1
|  | 12 | 28 | 16:31-16:45 | 1 | 1
|  | 12 | 28 | 16:46-17:00 | 1 | 1
|  | 12 | 28 | 17:01-17:15 | 1 | 1
|  | 12 | 28 | 17:16-17:30 | 1 | 1
|  | 12 | 28 | 17:31-17:45 | 1 | 1
|  | 12 | 28 | 17:46-18:00 | 1 | 1
|  | 12 | 28 | 18:01-18:15 | 1 | 1
|  | 12 | 28 | 18:16-18:30 | 1 | 1
|  | 12 | 28 | 18:31-18:45 | 1 | 1
|  | 12 | 28 | 18:46-19:00 | 1 | 1
|  | 12 | 28 | 19:01-19:15 | 1 | 1
|  | 12 | 28 | 19:16-19:30 | 1 | 1
|  | 12 | 28 | 19:31-19:45 | 1 | 1
|  | 12 | 28 | 19:46-20:00 | 1 | 1
|  | 12 | 28 | 20:01-20:15 | 1 | 1
|  | 12 | 28 | 20:16-20:30 | 1 | 1
|  | 12 | 28 | 20:31-20:45 | 1 | 1
|  | 12 | 28 | 20:46-21:00 | 1 | 1
|  | 12 | 28 | 21:01-21:15 | 1 | 1
|  | 12 | 28 | 21:16-21:30 | 1 | 1
|  | 12 | 28 | 21:31-21:45 | 1 | 1
|  | 12 | 28 | 21:46-22:00 | 1 | 1
|  | 12 | 28 | 22:01-22:15 | 1 | 1
|  | 12 | 28 | 22:16-22:30 | 1 | 1
|  | 12 | 28 | 22:31-22:45 | 1 | 1
|  | 12 | 28 | 22:46-23:00 | 1 | 1
|  | 12 | 28 | 23:01-23:15 | 1 | 1
|  | 12 | 28 | 23:16-23:30 | 1 | 1
|  | 12 | 28 | 23:31-23:45 | 1 | 1
|  | 12 | 28 | 23:46-24:00 | 1 | 1
|  | 12 | 29 | 00:01-00:15 | 1 | 1
|  | 12 | 29 | 00:16-00:30 | 1 | 1
|  | 12 | 29 | 00:31-00:45 | 1 | 1
|  | 12 | 29 | 00:46-01:00 | 1 | 1
|  | 12 | 29 | 01:01-01:15 | 1 | 1
|  | 12 | 29 | 01:16-01:30 | 1 | 1
|  | 12 | 29 | 01:31-01:45 | 1 | 1
|  | 12 | 29 | 01:46-02:00 | 1 | 1
|  | 12 | 29 | 02:01-02:15 | 1 | 1
|  | 12 | 29 | 02:16-02:30 | 1 | 1
|  | 12 | 29 | 02:31-02:45 | 1 | 1
|  | 12 | 29 | 02:46-03:00 | 1 | 1
|  | 12 | 29 | 03:01-03:15 | 1 | 1
|  | 12 | 29 | 03:16-03:30 | 1 | 1
|  | 12 | 29 | 03:31-03:45 | 1 | 1
|  | 12 | 29 | 03:46-04:00 | 1 | 1
|  | 12 | 29 | 04:01-04:15 | 1 | 1
|  | 12 | 29 | 04:16-04:30 | 1 | 1
|  | 12 | 29 | 04:31-04:45 | 1 | 1
|  | 12 | 29 | 04:46-05:00 | 1 | 1
|  | 12 | 29 | 05:01-05:15 | 1 | 1
|  | 12 | 29 | 05:16-05:30 | 1 | 1
|  | 12 | 29 | 05:31-05:45 | 1 | 1
|  | 12 | 29 | 05:46-06:00 | 1 | 1
|  | 12 | 29 | 06:01-06:15 | 1 | 1
|  | 12 | 29 | 06:16-06:30 | 1 | 1
|  | 12 | 29 | 06:31-06:45 | 1 | 1
|  | 12 | 29 | 06:46-07:00 | 1 | 1
|  | 12 | 29 | 07:01-07:15 | 1 | 1
|  | 12 | 29 | 07:16-07:30 | 1 | 1
|  | 12 | 29 | 07:31-07:45 | 1 | 1
|  | 12 | 29 | 07:46-08:00 | 1 | 1
|  | 12 | 29 | 08:01-08:15 | 1 | 1
|  | 12 | 29 | 08:16-08:30 | 1 | 1
|  | 12 | 29 | 08:31-08:45 | 1 | 1
|  | 12 | 29 | 08:46-09:00 | 1 | 1
|  | 12 | 29 | 09:01-09:15 | 1 | 1
|  | 12 | 29 | 09:16-09:30 | 1 | 1
|  | 12 | 29 | 09:31-09:45 | 1 | 1
|  | 12 | 29 | 09:46-10:00 | 1 | 1
|  | 12 | 29 | 10:01-10:15 | 1 | 1
|  | 12 | 29 | 10:16-10:30 | 1 | 1
|  | 12 | 29 | 10:31-10:45 | 1 | 1
|  | 12 | 29 | 10:46-11:00 | 1 | 1
|  | 12 | 29 | 11:01-11:15 | 1 | 1
|  | 12 | 29 | 11:16-11:30 | 1 | 1
|  | 12 | 29 | 11:31-11:45 | 1 | 1
|  | 12 | 29 | 11:46-12:00 | 1 | 1
|  | 12 | 29 | 12:01-12:15 | 1 | 1
|  | 12 | 29 | 12:16-12:30 | 1 | 1
|  | 12 | 29 | 12:31-12:45 | 1 | 1
|  | 12 | 29 | 12:46-13:00 | 1 | 1
|  | 12 | 29 | 13:01-13:15 | 1 | 1
|  | 12 | 29 | 13:16-13:30 | 1 | 1
|  | 12 | 29 | 13:31-13:45 | 1 | 1
|  | 12 | 29 | 13:46-14:00 | 1 | 1
|  | 12 | 29 | 14:01-14:15 | 1 | 1
|  | 12 | 29 | 14:16-14:30 | 1 | 1
|  | 12 | 29 | 14:31-14:45 | 1 | 1
|  | 12 | 29 | 14:46-15:00 | 1 | 1
|  | 12 | 29 | 15:01-15:15 | 1 | 1
|  | 12 | 29 | 15:16-15:30 | 1 | 1
|  | 12 | 29 | 15:31-15:45 | 1 | 1
|  | 12 | 29 | 15:46-16:00 | 1 | 1
|  | 12 | 29 | 16:01-16:15 | 1 | 1
|  | 12 | 29 | 16:16-16:30 | 1 | 1
|  | 12 | 29 | 16:31-16:45 | 1 | 1
|  | 12 | 29 | 16:46-17:00 | 1 | 1
|  | 12 | 29 | 17:01-17:15 | 1 | 1
|  | 12 | 29 | 17:16-17:30 | 1 | 1
|  | 12 | 29 | 17:31-17:45 | 1 | 1
|  | 12 | 29 | 17:46-18:00 | 1 | 1
|  | 12 | 29 | 18:01-18:15 | 1 | 1
|  | 12 | 29 | 18:16-18:30 | 1 | 1
|  | 12 | 29 | 18:31-18:45 | 1 | 1
|  | 12 | 29 | 18:46-19:00 | 1 | 1
|  | 12 | 29 | 19:01-19:15 | 1 | 1
|  | 12 | 29 | 19:16-19:30 | 1 | 1
|  | 12 | 29 | 19:31-19:45 | 1 | 1
|  | 12 | 29 | 19:46-20:00 | 1 | 1
|  | 12 | 29 | 20:01-20:15 | 1 | 1
|  | 12 | 29 | 20:16-20:30 | 1 | 1
|  | 12 | 29 | 20:31-20:45 | 1 | 1
|  | 12 | 29 | 20:46-21:00 | 1 | 1
|  | 12 | 29 | 21:01-21:15 | 1 | 1
|  | 12 | 29 | 21:16-21:30 | 1 | 1
|  | 12 | 29 | 21:31-21:45 | 1 | 1
|  | 12 | 29 | 21:46-22:00 | 1 | 1
|  | 12 | 29 | 22:01-22:15 | 1 | 1
|  | 12 | 29 | 22:16-22:30 | 1 | 1
|  | 12 | 29 | 22:31-22:45 | 1 | 1
|  | 12 | 29 | 22:46-23:00 | 1 | 1
|  | 12 | 29 | 23:01-23:15 | 1 | 1
|  | 12 | 29 | 23:16-23:30 | 1 | 1
|  | 12 | 29 | 23:31-23:45 | 1 | 1
|  | 12 | 29 | 23:46-24:00 | 1 | 1
|  | 12 | 30 | 00:01-00:15 | 0 | 1
|  | 12 | 30 | 00:16-00:30 | 0 | 1
|  | 12 | 30 | 00:31-00:45 | 0 | 1
|  | 12 | 30 | 00:46-01:00 | 0 | 1
|  | 12 | 30 | 01:01-01:15 | 0 | 1
|  | 12 | 30 | 01:16-01:30 | 0 | 1
|  | 12 | 30 | 01:31-01:45 | 0 | 1
|  | 12 | 30 | 01:46-02:00 | 0 | 1
|  | 12 | 30 | 02:01-02:15 | 0 | 1
|  | 12 | 30 | 02:16-02:30 | 0 | 1
|  | 12 | 30 | 02:31-02:45 | 0 | 1
|  | 12 | 30 | 02:46-03:00 | 0 | 1
|  | 12 | 30 | 03:01-03:15 | 0 | 1
|  | 12 | 30 | 03:16-03:30 | 0 | 1
|  | 12 | 30 | 03:31-03:45 | 0 | 1
|  | 12 | 30 | 03:46-04:00 | 0 | 1
|  | 12 | 30 | 04:01-04:15 | 0 | 1
|  | 12 | 30 | 04:16-04:30 | 0 | 1
|  | 12 | 30 | 04:31-04:45 | 0 | 1
|  | 12 | 30 | 04:46-05:00 | 0 | 1
|  | 12 | 30 | 05:01-05:15 | 0 | 1
|  | 12 | 30 | 05:16-05:30 | 0 | 1
|  | 12 | 30 | 05:31-05:45 | 0 | 1
|  | 12 | 30 | 05:46-06:00 | 0 | 1
|  | 12 | 30 | 06:01-06:15 | 0 | 1
|  | 12 | 30 | 06:16-06:30 | 0 | 1
|  | 12 | 30 | 06:31-06:45 | 0 | 1
|  | 12 | 30 | 06:46-07:00 | 0 | 1
|  | 12 | 30 | 07:01-07:15 | 0 | 1
|  | 12 | 30 | 07:16-07:30 | 0 | 1
|  | 12 | 30 | 07:31-07:45 | 0 | 1
|  | 12 | 30 | 07:46-08:00 | 0 | 1
|  | 12 | 30 | 08:01-08:15 | 0 | 1
|  | 12 | 30 | 08:16-08:30 | 0 | 1
|  | 12 | 30 | 08:31-08:45 | 0 | 1
|  | 12 | 30 | 08:46-09:00 | 0 | 1
|  | 12 | 30 | 09:01-09:15 | 0 | 1
|  | 12 | 30 | 09:16-09:30 | 0 | 1
|  | 12 | 30 | 09:31-09:45 | 0 | 1
|  | 12 | 30 | 09:46-10:00 | 0 | 1
|  | 12 | 30 | 10:01-10:15 | 0 | 1
|  | 12 | 30 | 10:16-10:30 | 0 | 1
|  | 12 | 30 | 10:31-10:45 | 0 | 1
|  | 12 | 30 | 10:46-11:00 | 0 | 1
|  | 12 | 30 | 11:01-11:15 | 0 | 1
|  | 12 | 30 | 11:16-11:30 | 0 | 1
|  | 12 | 30 | 11:31-11:45 | 0 | 1
|  | 12 | 30 | 11:46-12:00 | 0 | 1
|  | 12 | 30 | 12:01-12:15 | 0 | 1
|  | 12 | 30 | 12:16-12:30 | 0 | 1
|  | 12 | 30 | 12:31-12:45 | 0 | 1
|  | 12 | 30 | 12:46-13:00 | 0 | 1
|  | 12 | 30 | 13:01-13:15 | 0 | 1
|  | 12 | 30 | 13:16-13:30 | 0 | 1
|  | 12 | 30 | 13:31-13:45 | 0 | 1
|  | 12 | 30 | 13:46-14:00 | 0 | 1
|  | 12 | 30 | 14:01-14:15 | 0 | 1
|  | 12 | 30 | 14:16-14:30 | 0 | 1
|  | 12 | 30 | 14:31-14:45 | 0 | 1
|  | 12 | 30 | 14:46-15:00 | 0 | 1
|  | 12 | 30 | 15:01-15:15 | 0 | 1
|  | 12 | 30 | 15:16-15:30 | 0 | 1
|  | 12 | 30 | 15:31-15:45 | 0 | 1
|  | 12 | 30 | 15:46-16:00 | 0 | 1
|  | 12 | 30 | 16:01-16:15 | 0 | 1
|  | 12 | 30 | 16:16-16:30 | 0 | 1
|  | 12 | 30 | 16:31-16:45 | 0 | 1
|  | 12 | 30 | 16:46-17:00 | 0 | 1
|  | 12 | 30 | 17:01-17:15 | 0 | 1
|  | 12 | 30 | 17:16-17:30 | 0 | 1
|  | 12 | 30 | 17:31-17:45 | 0 | 1
|  | 12 | 30 | 17:46-18:00 | 0 | 1
|  | 12 | 30 | 18:01-18:15 | 0 | 1
|  | 12 | 30 | 18:16-18:30 | 0 | 1
|  | 12 | 30 | 18:31-18:45 | 0 | 1
|  | 12 | 30 | 18:46-19:00 | 0 | 1
|  | 12 | 30 | 19:01-19:15 | 0 | 1
|  | 12 | 30 | 19:16-19:30 | 0 | 1
|  | 12 | 30 | 19:31-19:45 | 0 | 1
|  | 12 | 30 | 19:46-20:00 | 0 | 1
|  | 12 | 30 | 20:01-20:15 | 0 | 1
|  | 12 | 30 | 20:16-20:30 | 0 | 1
|  | 12 | 30 | 20:31-20:45 | 0 | 1
|  | 12 | 30 | 20:46-21:00 | 0 | 1
|  | 12 | 30 | 21:01-21:15 | 0 | 1
|  | 12 | 30 | 21:16-21:30 | 0 | 1
|  | 12 | 30 | 21:31-21:45 | 0 | 1
|  | 12 | 30 | 21:46-22:00 | 0 | 1
|  | 12 | 30 | 22:01-22:15 | 0 | 1
|  | 12 | 30 | 22:16-22:30 | 0 | 1
|  | 12 | 30 | 22:31-22:45 | 0 | 1
|  | 12 | 30 | 22:46-23:00 | 0 | 1
|  | 12 | 30 | 23:01-23:15 | 0 | 1
|  | 12 | 30 | 23:16-23:30 | 0 | 1
|  | 12 | 30 | 23:31-23:45 | 0 | 1
|  | 12 | 30 | 23:46-24:00 | 0 | 1
|  | 12 | 31 | 00:01-00:15 | 0 | 1
|  | 12 | 31 | 00:16-00:30 | 0 | 1
|  | 12 | 31 | 00:31-00:45 | 0 | 1
|  | 12 | 31 | 00:46-01:00 | 0 | 1
|  | 12 | 31 | 01:01-01:15 | 0 | 1
|  | 12 | 31 | 01:16-01:30 | 0 | 1
|  | 12 | 31 | 01:31-01:45 | 0 | 1
|  | 12 | 31 | 01:46-02:00 | 0 | 1
|  | 12 | 31 | 02:01-02:15 | 0 | 1
|  | 12 | 31 | 02:16-02:30 | 0 | 1
|  | 12 | 31 | 02:31-02:45 | 0 | 1
|  | 12 | 31 | 02:46-03:00 | 0 | 1
|  | 12 | 31 | 03:01-03:15 | 0 | 1
|  | 12 | 31 | 03:16-03:30 | 0 | 1
|  | 12 | 31 | 03:31-03:45 | 0 | 1
|  | 12 | 31 | 03:46-04:00 | 0 | 1
|  | 12 | 31 | 04:01-04:15 | 0 | 1
|  | 12 | 31 | 04:16-04:30 | 0 | 1
|  | 12 | 31 | 04:31-04:45 | 0 | 1
|  | 12 | 31 | 04:46-05:00 | 0 | 1
|  | 12 | 31 | 05:01-05:15 | 0 | 1
|  | 12 | 31 | 05:16-05:30 | 0 | 1
|  | 12 | 31 | 05:31-05:45 | 0 | 1
|  | 12 | 31 | 05:46-06:00 | 0 | 1
|  | 12 | 31 | 06:01-06:15 | 0 | 1
|  | 12 | 31 | 06:16-06:30 | 0 | 1
|  | 12 | 31 | 06:31-06:45 | 0 | 1
|  | 12 | 31 | 06:46-07:00 | 0 | 1
|  | 12 | 31 | 07:01-07:15 | 0 | 1
|  | 12 | 31 | 07:16-07:30 | 0 | 1
|  | 12 | 31 | 07:31-07:45 | 0 | 1
|  | 12 | 31 | 07:46-08:00 | 0 | 1
|  | 12 | 31 | 08:01-08:15 | 0 | 1
|  | 12 | 31 | 08:16-08:30 | 0 | 1
|  | 12 | 31 | 08:31-08:45 | 0 | 1
|  | 12 | 31 | 08:46-09:00 | 0 | 1
|  | 12 | 31 | 09:01-09:15 | 0 | 1
|  | 12 | 31 | 09:16-09:30 | 0 | 1
|  | 12 | 31 | 09:31-09:45 | 0 | 1
|  | 12 | 31 | 09:46-10:00 | 0 | 1
|  | 12 | 31 | 10:01-10:15 | 0 | 1
|  | 12 | 31 | 10:16-10:30 | 0 | 1
|  | 12 | 31 | 10:31-10:45 | 0 | 1
|  | 12 | 31 | 10:46-11:00 | 0 | 1
|  | 12 | 31 | 11:01-11:15 | 0 | 1
|  | 12 | 31 | 11:16-11:30 | 0 | 1
|  | 12 | 31 | 11:31-11:45 | 0 | 1
|  | 12 | 31 | 11:46-12:00 | 0 | 1
|  | 12 | 31 | 12:01-12:15 | 0 | 1
|  | 12 | 31 | 12:16-12:30 | 0 | 1
|  | 12 | 31 | 12:31-12:45 | 0 | 1
|  | 12 | 31 | 12:46-13:00 | 0 | 1
|  | 12 | 31 | 13:01-13:15 | 0 | 1
|  | 12 | 31 | 13:16-13:30 | 0 | 1
|  | 12 | 31 | 13:31-13:45 | 0 | 1
|  | 12 | 31 | 13:46-14:00 | 0 | 1
|  | 12 | 31 | 14:01-14:15 | 0 | 1
|  | 12 | 31 | 14:16-14:30 | 0 | 1
|  | 12 | 31 | 14:31-14:45 | 0 | 1
|  | 12 | 31 | 14:46-15:00 | 0 | 1
|  | 12 | 31 | 15:01-15:15 | 0 | 1
|  | 12 | 31 | 15:16-15:30 | 0 | 1
|  | 12 | 31 | 15:31-15:45 | 0 | 1
|  | 12 | 31 | 15:46-16:00 | 0 | 1
|  | 12 | 31 | 16:01-16:15 | 0 | 1
|  | 12 | 31 | 16:16-16:30 | 0 | 1
|  | 12 | 31 | 16:31-16:45 | 0 | 1
|  | 12 | 31 | 16:46-17:00 | 0 | 1
|  | 12 | 31 | 17:01-17:15 | 0 | 1
|  | 12 | 31 | 17:16-17:30 | 0 | 1
|  | 12 | 31 | 17:31-17:45 | 0 | 1
|  | 12 | 31 | 17:46-18:00 | 0 | 1
|  | 12 | 31 | 18:01-18:15 | 0 | 1
|  | 12 | 31 | 18:16-18:30 | 0 | 1
|  | 12 | 31 | 18:31-18:45 | 0 | 1
|  | 12 | 31 | 18:46-19:00 | 0 | 1
|  | 12 | 31 | 19:01-19:15 | 0 | 1
|  | 12 | 31 | 19:16-19:30 | 0 | 1
|  | 12 | 31 | 19:31-19:45 | 0 | 1
|  | 12 | 31 | 19:46-20:00 | 0 | 1
|  | 12 | 31 | 20:01-20:15 | 0 | 1
|  | 12 | 31 | 20:16-20:30 | 0 | 1
|  | 12 | 31 | 20:31-20:45 | 0 | 1
|  | 12 | 31 | 20:46-21:00 | 0 | 1
|  | 12 | 31 | 21:01-21:15 | 0 | 1
|  | 12 | 31 | 21:16-21:30 | 0 | 1
|  | 12 | 31 | 21:31-21:45 | 0 | 1
|  | 12 | 31 | 21:46-22:00 | 0 | 1
|  | 12 | 31 | 22:01-22:15 | 0 | 1
|  | 12 | 31 | 22:16-22:30 | 0 | 1
|  | 12 | 31 | 22:31-22:45 | 0 | 1
|  | 12 | 31 | 22:46-23:00 | 0 | 1
|  | 12 | 31 | 23:01-23:15 | 0 | 1
|  | 12 | 31 | 23:16-23:30 | 0 | 1
|  | 12 | 31 | 23:31-23:45 | 0 | 1
|  | 12 | 31 | 23:46-24:00 | 0 | 1

## Calculations_1h_Table (hidden)
1h_Table
(for leap years, delete 02/29) |  |  |  | Hourly load profile | Calculate peak |  |  | 1 | 2 | 3 | 4 | 5 | 6 | 7 | 8 | 9 | 10 | 11 | 12 | 13 | 14 | 15 | 16 | 17 | 18 | 19 | 20 | 21 | 22 | 23 | 24
month | day | hour | weekday (=1) | kW |  |  | 1 | bar: 1 to 24
1 | 1 | 1 | 0 | 1 |  |  | 2 | bar: 1 to 24
1 | 1 | 2 | 0 | 1 |  |  | 3 | bar: 1 to 24
1 | 1 | 3 | 0 | 1 |  |  | 4 | bar: 1 to 24
1 | 1 | 4 | 0 | 1 |  |  | 5 | bar: 1 to 24
1 | 1 | 5 | 0 | 1 |  |  | 6 | bar: 1 to 24
1 | 1 | 6 | 0 | 1 |  |  | 7 | bar: 1 to 24
1 | 1 | 7 | 0 | 1 |  |  | 8 | bar: 1 to 24
1 | 1 | 8 | 0 | 1 |  |  | 9 | bar: 1 to 24
1 | 1 | 9 | 0 | 1 |  |  | 10 | bar: 1 to 24
1 | 1 | 10 | 0 | 1 |  |  | 11 | bar: 1 to 24
1 | 1 | 11 | 0 | 1 |  |  | 12 | bar: 1 to 24
1 | 1 | 12 | 0 | 1
1 | 1 | 13 | 0 | 1 | Calculate maximum (to maintain energy balance)
1 | 1 | 14 | 0 | 1 |  |  |  | 1 | 2 | 3 | 4 | 5 | 6 | 7 | 8 | 9 | 10 | 11 | 12 | 13 | 14 | 15 | 16 | 17 | 18 | 19 | 20 | 21 | 22 | 23 | 24
1 | 1 | 15 | 0 | 1 |  |  | 1 | bar: 1 to 24
1 | 1 | 16 | 0 | 1 |  |  | 2 | bar: 1 to 24
1 | 1 | 17 | 0 | 1 |  |  | 3 | bar: 1 to 24
1 | 1 | 18 | 0 | 1 |  |  | 4 | bar: 1 to 24
1 | 1 | 19 | 0 | 1 |  |  | 5 | bar: 1 to 24
1 | 1 | 20 | 0 | 1 |  |  | 6 | bar: 1 to 24
1 | 1 | 21 | 0 | 1 |  |  | 7 | bar: 1 to 24
1 | 1 | 22 | 0 | 1 |  |  | 8 | bar: 1 to 24
1 | 1 | 23 | 0 | 1 |  |  | 9 | bar: 1 to 24
1 | 1 | 24 | 0 | 1 |  |  | 10 | bar: 1 to 24
1 | 2 | 1 | 1 | 1 |  |  | 11 | bar: 1 to 24
1 | 2 | 2 | 1 | 1 |  |  | 12 | bar: 1 to 24
1 | 2 | 3 | 1 | 1
1 | 2 | 4 | 1 | 1 | Is max day a weekday? (1 = weekday)
1 | 2 | 5 | 1 | 1 | Weekend | Weekdays |  | 1 | 2 | 3 | 4 | 5 | 6 | 7 | 8 | 9 | 10 | 11 | 12 | 13 | 14 | 15 | 16 | 17 | 18 | 19 | 20 | 21 | 22 | 23 | 24
1 | 2 | 6 | 1 | 1 | 9 | 22 | 1 | 0 | 0 | 0 | 0 | 0 | 0 | 0 | 0 | 0 | 0 | 0 | 0 | 0 | 0 | 0 | 0 | 0 | 0 | 0 | 0 | 0 | 0 | 0 | 0
1 | 2 | 7 | 1 | 1 | 8 | 20 | 2 | bar: 1 to 24
1 | 2 | 8 | 1 | 1 | 8 | 23 | 3 | bar: 1 to 24
1 | 2 | 9 | 1 | 1 | 10 | 20 | 4 | 0 | 0 | 0 | 0 | 0 | 0 | 0 | 0 | 0 | 0 | 0 | 0 | 0 | 0 | 0 | 0 | 0 | 0 | 0 | 0 | 0 | 0 | 0 | 0
1 | 2 | 10 | 1 | 1 | 8 | 23 | 5 | bar: 1 to 24
1 | 2 | 11 | 1 | 1 | 8 | 22 | 6 | bar: 1 to 24
1 | 2 | 12 | 1 | 1 | 10 | 21 | 7 | 0 | 0 | 0 | 0 | 0 | 0 | 0 | 0 | 0 | 0 | 0 | 0 | 0 | 0 | 0 | 0 | 0 | 0 | 0 | 0 | 0 | 0 | 0 | 0
1 | 2 | 13 | 1 | 1 | 8 | 23 | 8 | bar: 1 to 24
1 | 2 | 14 | 1 | 1 | 9 | 21 | 9 | bar: 1 to 24
1 | 2 | 15 | 1 | 1 | 9 | 22 | 10 | 0 | 0 | 0 | 0 | 0 | 0 | 0 | 0 | 0 | 0 | 0 | 0 | 0 | 0 | 0 | 0 | 0 | 0 | 0 | 0 | 0 | 0 | 0 | 0
1 | 2 | 16 | 1 | 1 | 8 | 22 | 11 | bar: 1 to 24
1 | 2 | 17 | 1 | 1 | 10 | 21 | 12 | bar: 1 to 24
1 | 2 | 18 | 1 | 1
1 | 2 | 19 | 1 | 1 | Re-arrange load time series
1 | 2 | 20 | 1 | 1 | wd | month | day | 1 | 2 | 3 | 4 | 5 | 6 | 7 | 8 | 9 | 10 | 11 | 12 | 13 | 14 | 15 | 16 | 17 | 18 | 19 | 20 | 21 | 22 | 23 | 24
1 | 2 | 21 | 1 | 1 | 0 | 1 | 1 | bar: 1 to 24
1 | 2 | 22 | 1 | 1 | 1 | 1 | 2 | bar: 1 to 24
1 | 2 | 23 | 1 | 1 | 1 | 1 | 3 | bar: 1 to 24
1 | 2 | 24 | 1 | 1 | 1 | 1 | 4 | bar: 1 to 24
1 | 3 | 1 | 1 | 1 | 1 | 1 | 5 | bar: 1 to 24
1 | 3 | 2 | 1 | 1 | 1 | 1 | 6 | bar: 1 to 24
1 | 3 | 3 | 1 | 1 | 0 | 1 | 7 | bar: 1 to 24
1 | 3 | 4 | 1 | 1 | 0 | 1 | 8 | bar: 1 to 24
1 | 3 | 5 | 1 | 1 | 1 | 1 | 9 | bar: 1 to 24
1 | 3 | 6 | 1 | 1 | 1 | 1 | 10 | bar: 1 to 24
1 | 3 | 7 | 1 | 1 | 1 | 1 | 11 | bar: 1 to 24
1 | 3 | 8 | 1 | 1 | 1 | 1 | 12 | bar: 1 to 24
1 | 3 | 9 | 1 | 1 | 1 | 1 | 13 | bar: 1 to 24
1 | 3 | 10 | 1 | 1 | 0 | 1 | 14 | bar: 1 to 24
1 | 3 | 11 | 1 | 1 | 0 | 1 | 15 | bar: 1 to 24
1 | 3 | 12 | 1 | 1 | 1 | 1 | 16 | bar: 1 to 24
1 | 3 | 13 | 1 | 1 | 1 | 1 | 17 | bar: 1 to 24
1 | 3 | 14 | 1 | 1 | 1 | 1 | 18 | bar: 1 to 24
1 | 3 | 15 | 1 | 1 | 1 | 1 | 19 | bar: 1 to 24
1 | 3 | 16 | 1 | 1 | 1 | 1 | 20 | bar: 1 to 24
1 | 3 | 17 | 1 | 1 | 0 | 1 | 21 | bar: 1 to 24
1 | 3 | 18 | 1 | 1 | 0 | 1 | 22 | bar: 1 to 24
1 | 3 | 19 | 1 | 1 | 1 | 1 | 23 | bar: 1 to 24
1 | 3 | 20 | 1 | 1 | 1 | 1 | 24 | bar: 1 to 24
1 | 3 | 21 | 1 | 1 | 1 | 1 | 25 | bar: 1 to 24
1 | 3 | 22 | 1 | 1 | 1 | 1 | 26 | bar: 1 to 24
1 | 3 | 23 | 1 | 1 | 1 | 1 | 27 | bar: 1 to 24
1 | 3 | 24 | 1 | 1 | 0 | 1 | 28 | bar: 1 to 24
1 | 4 | 1 | 1 | 1 | 0 | 1 | 29 | bar: 1 to 24
1 | 4 | 2 | 1 | 1 | 1 | 1 | 30 | bar: 1 to 24
1 | 4 | 3 | 1 | 1 | 1 | 1 | 31 | bar: 1 to 24
1 | 4 | 4 | 1 | 1 | 1 | 2 | 1 | bar: 1 to 24
1 | 4 | 5 | 1 | 1 | 1 | 2 | 2 | bar: 1 to 24
1 | 4 | 6 | 1 | 1 | 1 | 2 | 3 | bar: 1 to 24
1 | 4 | 7 | 1 | 1 | 0 | 2 | 4 | bar: 1 to 24
1 | 4 | 8 | 1 | 1 | 0 | 2 | 5 | bar: 1 to 24
1 | 4 | 9 | 1 | 1 | 1 | 2 | 6 | bar: 1 to 24
1 | 4 | 10 | 1 | 1 | 1 | 2 | 7 | bar: 1 to 24
1 | 4 | 11 | 1 | 1 | 1 | 2 | 8 | bar: 1 to 24
1 | 4 | 12 | 1 | 1 | 1 | 2 | 9 | bar: 1 to 24
1 | 4 | 13 | 1 | 1 | 1 | 2 | 10 | bar: 1 to 24
1 | 4 | 14 | 1 | 1 | 0 | 2 | 11 | bar: 1 to 24
1 | 4 | 15 | 1 | 1 | 0 | 2 | 12 | bar: 1 to 24
1 | 4 | 16 | 1 | 1 | 1 | 2 | 13 | bar: 1 to 24
1 | 4 | 17 | 1 | 1 | 1 | 2 | 14 | bar: 1 to 24
1 | 4 | 18 | 1 | 1 | 1 | 2 | 15 | bar: 1 to 24
1 | 4 | 19 | 1 | 1 | 1 | 2 | 16 | bar: 1 to 24
1 | 4 | 20 | 1 | 1 | 1 | 2 | 17 | bar: 1 to 24
1 | 4 | 21 | 1 | 1 | 0 | 2 | 18 | bar: 1 to 24
1 | 4 | 22 | 1 | 1 | 0 | 2 | 19 | bar: 1 to 24
1 | 4 | 23 | 1 | 1 | 1 | 2 | 20 | bar: 1 to 24
1 | 4 | 24 | 1 | 1 | 1 | 2 | 21 | bar: 1 to 24
1 | 5 | 1 | 1 | 1 | 1 | 2 | 22 | bar: 1 to 24
1 | 5 | 2 | 1 | 1 | 1 | 2 | 23 | bar: 1 to 24
1 | 5 | 3 | 1 | 1 | 1 | 2 | 24 | bar: 1 to 24
1 | 5 | 4 | 1 | 1 | 0 | 2 | 25 | bar: 1 to 24
1 | 5 | 5 | 1 | 1 | 0 | 2 | 26 | bar: 1 to 24
1 | 5 | 6 | 1 | 1 | 1 | 2 | 27 | bar: 1 to 24
1 | 5 | 7 | 1 | 1 | 1 | 2 | 28 | bar: 1 to 24
1 | 5 | 8 | 1 | 1 | 1 | 3 | 1 | bar: 1 to 24
1 | 5 | 9 | 1 | 1 | 1 | 3 | 2 | bar: 1 to 24
1 | 5 | 10 | 1 | 1 | 1 | 3 | 3 | bar: 1 to 24
1 | 5 | 11 | 1 | 1 | 0 | 3 | 4 | bar: 1 to 24
1 | 5 | 12 | 1 | 1 | 0 | 3 | 5 | bar: 1 to 24
1 | 5 | 13 | 1 | 1 | 1 | 3 | 6 | bar: 1 to 24
1 | 5 | 14 | 1 | 1 | 1 | 3 | 7 | bar: 1 to 24
1 | 5 | 15 | 1 | 1 | 1 | 3 | 8 | bar: 1 to 24
1 | 5 | 16 | 1 | 1 | 1 | 3 | 9 | bar: 1 to 24
1 | 5 | 17 | 1 | 1 | 1 | 3 | 10 | bar: 1 to 24
1 | 5 | 18 | 1 | 1 | 0 | 3 | 11 | bar: 1 to 24
1 | 5 | 19 | 1 | 1 | 0 | 3 | 12 | bar: 1 to 24
1 | 5 | 20 | 1 | 1 | 1 | 3 | 13 | bar: 1 to 24
1 | 5 | 21 | 1 | 1 | 1 | 3 | 14 | bar: 1 to 24
1 | 5 | 22 | 1 | 1 | 1 | 3 | 15 | bar: 1 to 24
1 | 5 | 23 | 1 | 1 | 1 | 3 | 16 | bar: 1 to 24
1 | 5 | 24 | 1 | 1 | 1 | 3 | 17 | bar: 1 to 24
1 | 6 | 1 | 1 | 1 | 0 | 3 | 18 | bar: 1 to 24
1 | 6 | 2 | 1 | 1 | 0 | 3 | 19 | bar: 1 to 24
1 | 6 | 3 | 1 | 1 | 1 | 3 | 20 | bar: 1 to 24
1 | 6 | 4 | 1 | 1 | 1 | 3 | 21 | bar: 1 to 24
1 | 6 | 5 | 1 | 1 | 1 | 3 | 22 | bar: 1 to 24
1 | 6 | 6 | 1 | 1 | 1 | 3 | 23 | bar: 1 to 24
1 | 6 | 7 | 1 | 1 | 1 | 3 | 24 | bar: 1 to 24
1 | 6 | 8 | 1 | 1 | 0 | 3 | 25 | bar: 1 to 24
1 | 6 | 9 | 1 | 1 | 0 | 3 | 26 | bar: 1 to 24
1 | 6 | 10 | 1 | 1 | 1 | 3 | 27 | bar: 1 to 24
1 | 6 | 11 | 1 | 1 | 1 | 3 | 28 | bar: 1 to 24
1 | 6 | 12 | 1 | 1 | 1 | 3 | 29 | bar: 1 to 24
1 | 6 | 13 | 1 | 1 | 1 | 3 | 30 | bar: 1 to 24
1 | 6 | 14 | 1 | 1 | 1 | 3 | 31 | bar: 1 to 24
1 | 6 | 15 | 1 | 1 | 0 | 4 | 1 | bar: 1 to 24
1 | 6 | 16 | 1 | 1 | 0 | 4 | 2 | bar: 1 to 24
1 | 6 | 17 | 1 | 1 | 1 | 4 | 3 | bar: 1 to 24
1 | 6 | 18 | 1 | 1 | 1 | 4 | 4 | bar: 1 to 24
1 | 6 | 19 | 1 | 1 | 1 | 4 | 5 | bar: 1 to 24
1 | 6 | 20 | 1 | 1 | 1 | 4 | 6 | bar: 1 to 24
1 | 6 | 21 | 1 | 1 | 1 | 4 | 7 | bar: 1 to 24
1 | 6 | 22 | 1 | 1 | 0 | 4 | 8 | bar: 1 to 24
1 | 6 | 23 | 1 | 1 | 0 | 4 | 9 | bar: 1 to 24
1 | 6 | 24 | 1 | 1 | 1 | 4 | 10 | bar: 1 to 24
1 | 7 | 1 | 0 | 1 | 1 | 4 | 11 | bar: 1 to 24
1 | 7 | 2 | 0 | 1 | 1 | 4 | 12 | bar: 1 to 24
1 | 7 | 3 | 0 | 1 | 1 | 4 | 13 | bar: 1 to 24
1 | 7 | 4 | 0 | 1 | 1 | 4 | 14 | bar: 1 to 24
1 | 7 | 5 | 0 | 1 | 0 | 4 | 15 | bar: 1 to 24
1 | 7 | 6 | 0 | 1 | 0 | 4 | 16 | bar: 1 to 24
1 | 7 | 7 | 0 | 1 | 1 | 4 | 17 | bar: 1 to 24
1 | 7 | 8 | 0 | 1 | 1 | 4 | 18 | bar: 1 to 24
1 | 7 | 9 | 0 | 1 | 1 | 4 | 19 | bar: 1 to 24
1 | 7 | 10 | 0 | 1 | 1 | 4 | 20 | bar: 1 to 24
1 | 7 | 11 | 0 | 1 | 1 | 4 | 21 | bar: 1 to 24
1 | 7 | 12 | 0 | 1 | 0 | 4 | 22 | bar: 1 to 24
1 | 7 | 13 | 0 | 1 | 0 | 4 | 23 | bar: 1 to 24
1 | 7 | 14 | 0 | 1 | 1 | 4 | 24 | bar: 1 to 24
1 | 7 | 15 | 0 | 1 | 1 | 4 | 25 | bar: 1 to 24
1 | 7 | 16 | 0 | 1 | 1 | 4 | 26 | bar: 1 to 24
1 | 7 | 17 | 0 | 1 | 1 | 4 | 27 | bar: 1 to 24
1 | 7 | 18 | 0 | 1 | 1 | 4 | 28 | bar: 1 to 24
1 | 7 | 19 | 0 | 1 | 0 | 4 | 29 | bar: 1 to 24
1 | 7 | 20 | 0 | 1 | 0 | 4 | 30 | bar: 1 to 24
1 | 7 | 21 | 0 | 1 | 1 | 5 | 1 | bar: 1 to 24
1 | 7 | 22 | 0 | 1 | 1 | 5 | 2 | bar: 1 to 24
1 | 7 | 23 | 0 | 1 | 1 | 5 | 3 | bar: 1 to 24
1 | 7 | 24 | 0 | 1 | 1 | 5 | 4 | bar: 1 to 24
1 | 8 | 1 | 0 | 1 | 1 | 5 | 5 | bar: 1 to 24
1 | 8 | 2 | 0 | 1 | 0 | 5 | 6 | bar: 1 to 24
1 | 8 | 3 | 0 | 1 | 0 | 5 | 7 | bar: 1 to 24
1 | 8 | 4 | 0 | 1 | 1 | 5 | 8 | bar: 1 to 24
1 | 8 | 5 | 0 | 1 | 1 | 5 | 9 | bar: 1 to 24
1 | 8 | 6 | 0 | 1 | 1 | 5 | 10 | bar: 1 to 24
1 | 8 | 7 | 0 | 1 | 1 | 5 | 11 | bar: 1 to 24
1 | 8 | 8 | 0 | 1 | 1 | 5 | 12 | bar: 1 to 24
1 | 8 | 9 | 0 | 1 | 0 | 5 | 13 | bar: 1 to 24
1 | 8 | 10 | 0 | 1 | 0 | 5 | 14 | bar: 1 to 24
1 | 8 | 11 | 0 | 1 | 1 | 5 | 15 | bar: 1 to 24
1 | 8 | 12 | 0 | 1 | 1 | 5 | 16 | bar: 1 to 24
1 | 8 | 13 | 0 | 1 | 1 | 5 | 17 | bar: 1 to 24
1 | 8 | 14 | 0 | 1 | 1 | 5 | 18 | bar: 1 to 24
1 | 8 | 15 | 0 | 1 | 1 | 5 | 19 | bar: 1 to 24
1 | 8 | 16 | 0 | 1 | 0 | 5 | 20 | bar: 1 to 24
1 | 8 | 17 | 0 | 1 | 0 | 5 | 21 | bar: 1 to 24
1 | 8 | 18 | 0 | 1 | 1 | 5 | 22 | bar: 1 to 24
1 | 8 | 19 | 0 | 1 | 1 | 5 | 23 | bar: 1 to 24
1 | 8 | 20 | 0 | 1 | 1 | 5 | 24 | bar: 1 to 24
1 | 8 | 21 | 0 | 1 | 1 | 5 | 25 | bar: 1 to 24
1 | 8 | 22 | 0 | 1 | 1 | 5 | 26 | bar: 1 to 24
1 | 8 | 23 | 0 | 1 | 0 | 5 | 27 | bar: 1 to 24
1 | 8 | 24 | 0 | 1 | 0 | 5 | 28 | bar: 1 to 24
1 | 9 | 1 | 1 | 1 | 1 | 5 | 29 | bar: 1 to 24
1 | 9 | 2 | 1 | 1 | 1 | 5 | 30 | bar: 1 to 24
1 | 9 | 3 | 1 | 1 | 1 | 5 | 31 | bar: 1 to 24
1 | 9 | 4 | 1 | 1 | 1 | 6 | 1 | bar: 1 to 24
1 | 9 | 5 | 1 | 1 | 1 | 6 | 2 | bar: 1 to 24
1 | 9 | 6 | 1 | 1 | 0 | 6 | 3 | bar: 1 to 24
1 | 9 | 7 | 1 | 1 | 0 | 6 | 4 | bar: 1 to 24
1 | 9 | 8 | 1 | 1 | 1 | 6 | 5 | bar: 1 to 24
1 | 9 | 9 | 1 | 1 | 1 | 6 | 6 | bar: 1 to 24
1 | 9 | 10 | 1 | 1 | 1 | 6 | 7 | bar: 1 to 24
1 | 9 | 11 | 1 | 1 | 1 | 6 | 8 | bar: 1 to 24
1 | 9 | 12 | 1 | 1 | 1 | 6 | 9 | bar: 1 to 24
1 | 9 | 13 | 1 | 1 | 0 | 6 | 10 | bar: 1 to 24
1 | 9 | 14 | 1 | 1 | 0 | 6 | 11 | bar: 1 to 24
1 | 9 | 15 | 1 | 1 | 1 | 6 | 12 | bar: 1 to 24
1 | 9 | 16 | 1 | 1 | 1 | 6 | 13 | bar: 1 to 24
1 | 9 | 17 | 1 | 1 | 1 | 6 | 14 | bar: 1 to 24
1 | 9 | 18 | 1 | 1 | 1 | 6 | 15 | bar: 1 to 24
1 | 9 | 19 | 1 | 1 | 1 | 6 | 16 | bar: 1 to 24
1 | 9 | 20 | 1 | 1 | 0 | 6 | 17 | bar: 1 to 24
1 | 9 | 21 | 1 | 1 | 0 | 6 | 18 | bar: 1 to 24
1 | 9 | 22 | 1 | 1 | 1 | 6 | 19 | bar: 1 to 24
1 | 9 | 23 | 1 | 1 | 1 | 6 | 20 | bar: 1 to 24
1 | 9 | 24 | 1 | 1 | 1 | 6 | 21 | bar: 1 to 24
1 | 10 | 1 | 1 | 1 | 1 | 6 | 22 | bar: 1 to 24
1 | 10 | 2 | 1 | 1 | 1 | 6 | 23 | bar: 1 to 24
1 | 10 | 3 | 1 | 1 | 0 | 6 | 24 | bar: 1 to 24
1 | 10 | 4 | 1 | 1 | 0 | 6 | 25 | bar: 1 to 24
1 | 10 | 5 | 1 | 1 | 1 | 6 | 26 | bar: 1 to 24
1 | 10 | 6 | 1 | 1 | 1 | 6 | 27 | bar: 1 to 24
1 | 10 | 7 | 1 | 1 | 1 | 6 | 28 | bar: 1 to 24
1 | 10 | 8 | 1 | 1 | 1 | 6 | 29 | bar: 1 to 24
1 | 10 | 9 | 1 | 1 | 1 | 6 | 30 | bar: 1 to 24
1 | 10 | 10 | 1 | 1 | 0 | 7 | 1 | bar: 1 to 24
1 | 10 | 11 | 1 | 1 | 0 | 7 | 2 | bar: 1 to 24
1 | 10 | 12 | 1 | 1 | 1 | 7 | 3 | bar: 1 to 24
1 | 10 | 13 | 1 | 1 | 1 | 7 | 4 | bar: 1 to 24
1 | 10 | 14 | 1 | 1 | 1 | 7 | 5 | bar: 1 to 24
1 | 10 | 15 | 1 | 1 | 1 | 7 | 6 | bar: 1 to 24
1 | 10 | 16 | 1 | 1 | 1 | 7 | 7 | bar: 1 to 24
1 | 10 | 17 | 1 | 1 | 0 | 7 | 8 | bar: 1 to 24
1 | 10 | 18 | 1 | 1 | 0 | 7 | 9 | bar: 1 to 24
1 | 10 | 19 | 1 | 1 | 1 | 7 | 10 | bar: 1 to 24
1 | 10 | 20 | 1 | 1 | 1 | 7 | 11 | bar: 1 to 24
1 | 10 | 21 | 1 | 1 | 1 | 7 | 12 | bar: 1 to 24
1 | 10 | 22 | 1 | 1 | 1 | 7 | 13 | bar: 1 to 24
1 | 10 | 23 | 1 | 1 | 1 | 7 | 14 | bar: 1 to 24
1 | 10 | 24 | 1 | 1 | 0 | 7 | 15 | bar: 1 to 24
1 | 11 | 1 | 1 | 1 | 0 | 7 | 16 | bar: 1 to 24
1 | 11 | 2 | 1 | 1 | 1 | 7 | 17 | bar: 1 to 24
1 | 11 | 3 | 1 | 1 | 1 | 7 | 18 | bar: 1 to 24
1 | 11 | 4 | 1 | 1 | 1 | 7 | 19 | bar: 1 to 24
1 | 11 | 5 | 1 | 1 | 1 | 7 | 20 | bar: 1 to 24
1 | 11 | 6 | 1 | 1 | 1 | 7 | 21 | bar: 1 to 24
1 | 11 | 7 | 1 | 1 | 0 | 7 | 22 | bar: 1 to 24
1 | 11 | 8 | 1 | 1 | 0 | 7 | 23 | bar: 1 to 24
1 | 11 | 9 | 1 | 1 | 1 | 7 | 24 | bar: 1 to 24
1 | 11 | 10 | 1 | 1 | 1 | 7 | 25 | bar: 1 to 24
1 | 11 | 11 | 1 | 1 | 1 | 7 | 26 | bar: 1 to 24
1 | 11 | 12 | 1 | 1 | 1 | 7 | 27 | bar: 1 to 24
1 | 11 | 13 | 1 | 1 | 1 | 7 | 28 | bar: 1 to 24
1 | 11 | 14 | 1 | 1 | 0 | 7 | 29 | bar: 1 to 24
1 | 11 | 15 | 1 | 1 | 0 | 7 | 30 | bar: 1 to 24
1 | 11 | 16 | 1 | 1 | 1 | 7 | 31 | bar: 1 to 24
1 | 11 | 17 | 1 | 1 | 1 | 8 | 1 | bar: 1 to 24
1 | 11 | 18 | 1 | 1 | 1 | 8 | 2 | bar: 1 to 24
1 | 11 | 19 | 1 | 1 | 1 | 8 | 3 | bar: 1 to 24
1 | 11 | 20 | 1 | 1 | 1 | 8 | 4 | bar: 1 to 24
1 | 11 | 21 | 1 | 1 | 0 | 8 | 5 | bar: 1 to 24
1 | 11 | 22 | 1 | 1 | 0 | 8 | 6 | bar: 1 to 24
1 | 11 | 23 | 1 | 1 | 1 | 8 | 7 | bar: 1 to 24
1 | 11 | 24 | 1 | 1 | 1 | 8 | 8 | bar: 1 to 24
1 | 12 | 1 | 1 | 1 | 1 | 8 | 9 | bar: 1 to 24
1 | 12 | 2 | 1 | 1 | 1 | 8 | 10 | bar: 1 to 24
1 | 12 | 3 | 1 | 1 | 1 | 8 | 11 | bar: 1 to 24
1 | 12 | 4 | 1 | 1 | 0 | 8 | 12 | bar: 1 to 24
1 | 12 | 5 | 1 | 1 | 0 | 8 | 13 | bar: 1 to 24
1 | 12 | 6 | 1 | 1 | 1 | 8 | 14 | bar: 1 to 24
1 | 12 | 7 | 1 | 1 | 1 | 8 | 15 | bar: 1 to 24
1 | 12 | 8 | 1 | 1 | 1 | 8 | 16 | bar: 1 to 24
1 | 12 | 9 | 1 | 1 | 1 | 8 | 17 | bar: 1 to 24
1 | 12 | 10 | 1 | 1 | 1 | 8 | 18 | bar: 1 to 24
1 | 12 | 11 | 1 | 1 | 0 | 8 | 19 | bar: 1 to 24
1 | 12 | 12 | 1 | 1 | 0 | 8 | 20 | bar: 1 to 24
1 | 12 | 13 | 1 | 1 | 1 | 8 | 21 | bar: 1 to 24
1 | 12 | 14 | 1 | 1 | 1 | 8 | 22 | bar: 1 to 24
1 | 12 | 15 | 1 | 1 | 1 | 8 | 23 | bar: 1 to 24
1 | 12 | 16 | 1 | 1 | 1 | 8 | 24 | bar: 1 to 24
1 | 12 | 17 | 1 | 1 | 1 | 8 | 25 | bar: 1 to 24
1 | 12 | 18 | 1 | 1 | 0 | 8 | 26 | bar: 1 to 24
1 | 12 | 19 | 1 | 1 | 0 | 8 | 27 | bar: 1 to 24
1 | 12 | 20 | 1 | 1 | 1 | 8 | 28 | bar: 1 to 24
1 | 12 | 21 | 1 | 1 | 1 | 8 | 29 | bar: 1 to 24
1 | 12 | 22 | 1 | 1 | 1 | 8 | 30 | bar: 1 to 24
1 | 12 | 23 | 1 | 1 | 1 | 8 | 31 | bar: 1 to 24
1 | 12 | 24 | 1 | 1 | 1 | 9 | 1 | bar: 1 to 24
1 | 13 | 1 | 1 | 1 | 0 | 9 | 2 | bar: 1 to 24
1 | 13 | 2 | 1 | 1 | 0 | 9 | 3 | bar: 1 to 24
1 | 13 | 3 | 1 | 1 | 1 | 9 | 4 | bar: 1 to 24
1 | 13 | 4 | 1 | 1 | 1 | 9 | 5 | bar: 1 to 24
1 | 13 | 5 | 1 | 1 | 1 | 9 | 6 | bar: 1 to 24
1 | 13 | 6 | 1 | 1 | 1 | 9 | 7 | bar: 1 to 24
1 | 13 | 7 | 1 | 1 | 1 | 9 | 8 | bar: 1 to 24
1 | 13 | 8 | 1 | 1 | 0 | 9 | 9 | bar: 1 to 24
1 | 13 | 9 | 1 | 1 | 0 | 9 | 10 | bar: 1 to 24
1 | 13 | 10 | 1 | 1 | 1 | 9 | 11 | bar: 1 to 24
1 | 13 | 11 | 1 | 1 | 1 | 9 | 12 | bar: 1 to 24
1 | 13 | 12 | 1 | 1 | 1 | 9 | 13 | bar: 1 to 24
1 | 13 | 13 | 1 | 1 | 1 | 9 | 14 | bar: 1 to 24
1 | 13 | 14 | 1 | 1 | 1 | 9 | 15 | bar: 1 to 24
1 | 13 | 15 | 1 | 1 | 0 | 9 | 16 | bar: 1 to 24
1 | 13 | 16 | 1 | 1 | 0 | 9 | 17 | bar: 1 to 24
1 | 13 | 17 | 1 | 1 | 1 | 9 | 18 | bar: 1 to 24
1 | 13 | 18 | 1 | 1 | 1 | 9 | 19 | bar: 1 to 24
1 | 13 | 19 | 1 | 1 | 1 | 9 | 20 | bar: 1 to 24
1 | 13 | 20 | 1 | 1 | 1 | 9 | 21 | bar: 1 to 24
1 | 13 | 21 | 1 | 1 | 1 | 9 | 22 | bar: 1 to 24
1 | 13 | 22 | 1 | 1 | 0 | 9 | 23 | bar: 1 to 24
1 | 13 | 23 | 1 | 1 | 0 | 9 | 24 | bar: 1 to 24
1 | 13 | 24 | 1 | 1 | 1 | 9 | 25 | bar: 1 to 24
1 | 14 | 1 | 0 | 1 | 1 | 9 | 26 | bar: 1 to 24
1 | 14 | 2 | 0 | 1 | 1 | 9 | 27 | bar: 1 to 24
1 | 14 | 3 | 0 | 1 | 1 | 9 | 28 | bar: 1 to 24
1 | 14 | 4 | 0 | 1 | 1 | 9 | 29 | bar: 1 to 24
1 | 14 | 5 | 0 | 1 | 0 | 9 | 30 | bar: 1 to 24
1 | 14 | 6 | 0 | 1 | 0 | 10 | 1 | bar: 1 to 24
1 | 14 | 7 | 0 | 1 | 1 | 10 | 2 | bar: 1 to 24
1 | 14 | 8 | 0 | 1 | 1 | 10 | 3 | bar: 1 to 24
1 | 14 | 9 | 0 | 1 | 1 | 10 | 4 | bar: 1 to 24
1 | 14 | 10 | 0 | 1 | 1 | 10 | 5 | bar: 1 to 24
1 | 14 | 11 | 0 | 1 | 1 | 10 | 6 | bar: 1 to 24
1 | 14 | 12 | 0 | 1 | 0 | 10 | 7 | bar: 1 to 24
1 | 14 | 13 | 0 | 1 | 0 | 10 | 8 | bar: 1 to 24
1 | 14 | 14 | 0 | 1 | 1 | 10 | 9 | bar: 1 to 24
1 | 14 | 15 | 0 | 1 | 1 | 10 | 10 | bar: 1 to 24
1 | 14 | 16 | 0 | 1 | 1 | 10 | 11 | bar: 1 to 24
1 | 14 | 17 | 0 | 1 | 1 | 10 | 12 | bar: 1 to 24
1 | 14 | 18 | 0 | 1 | 1 | 10 | 13 | bar: 1 to 24
1 | 14 | 19 | 0 | 1 | 0 | 10 | 14 | bar: 1 to 24
1 | 14 | 20 | 0 | 1 | 0 | 10 | 15 | bar: 1 to 24
1 | 14 | 21 | 0 | 1 | 1 | 10 | 16 | bar: 1 to 24
1 | 14 | 22 | 0 | 1 | 1 | 10 | 17 | bar: 1 to 24
1 | 14 | 23 | 0 | 1 | 1 | 10 | 18 | bar: 1 to 24
1 | 14 | 24 | 0 | 1 | 1 | 10 | 19 | bar: 1 to 24
1 | 15 | 1 | 0 | 1 | 1 | 10 | 20 | bar: 1 to 24
1 | 15 | 2 | 0 | 1 | 0 | 10 | 21 | bar: 1 to 24
1 | 15 | 3 | 0 | 1 | 0 | 10 | 22 | bar: 1 to 24
1 | 15 | 4 | 0 | 1 | 1 | 10 | 23 | bar: 1 to 24
1 | 15 | 5 | 0 | 1 | 1 | 10 | 24 | bar: 1 to 24
1 | 15 | 6 | 0 | 1 | 1 | 10 | 25 | bar: 1 to 24
1 | 15 | 7 | 0 | 1 | 1 | 10 | 26 | bar: 1 to 24
1 | 15 | 8 | 0 | 1 | 1 | 10 | 27 | bar: 1 to 24
1 | 15 | 9 | 0 | 1 | 0 | 10 | 28 | bar: 1 to 24
1 | 15 | 10 | 0 | 1 | 0 | 10 | 29 | bar: 1 to 24
1 | 15 | 11 | 0 | 1 | 1 | 10 | 30 | bar: 1 to 24
1 | 15 | 12 | 0 | 1 | 1 | 10 | 31 | bar: 1 to 24
1 | 15 | 13 | 0 | 1 | 1 | 11 | 1 | bar: 1 to 24
1 | 15 | 14 | 0 | 1 | 1 | 11 | 2 | bar: 1 to 24
1 | 15 | 15 | 0 | 1 | 1 | 11 | 3 | bar: 1 to 24
1 | 15 | 16 | 0 | 1 | 0 | 11 | 4 | bar: 1 to 24
1 | 15 | 17 | 0 | 1 | 0 | 11 | 5 | bar: 1 to 24
1 | 15 | 18 | 0 | 1 | 1 | 11 | 6 | bar: 1 to 24
1 | 15 | 19 | 0 | 1 | 1 | 11 | 7 | bar: 1 to 24
1 | 15 | 20 | 0 | 1 | 1 | 11 | 8 | bar: 1 to 24
1 | 15 | 21 | 0 | 1 | 1 | 11 | 9 | bar: 1 to 24
1 | 15 | 22 | 0 | 1 | 1 | 11 | 10 | bar: 1 to 24
1 | 15 | 23 | 0 | 1 | 0 | 11 | 11 | bar: 1 to 24
1 | 15 | 24 | 0 | 1 | 0 | 11 | 12 | bar: 1 to 24
1 | 16 | 1 | 1 | 1 | 1 | 11 | 13 | bar: 1 to 24
1 | 16 | 2 | 1 | 1 | 1 | 11 | 14 | bar: 1 to 24
1 | 16 | 3 | 1 | 1 | 1 | 11 | 15 | bar: 1 to 24
1 | 16 | 4 | 1 | 1 | 1 | 11 | 16 | bar: 1 to 24
1 | 16 | 5 | 1 | 1 | 1 | 11 | 17 | bar: 1 to 24
1 | 16 | 6 | 1 | 1 | 0 | 11 | 18 | bar: 1 to 24
1 | 16 | 7 | 1 | 1 | 0 | 11 | 19 | bar: 1 to 24
1 | 16 | 8 | 1 | 1 | 1 | 11 | 20 | bar: 1 to 24
1 | 16 | 9 | 1 | 1 | 1 | 11 | 21 | bar: 1 to 24
1 | 16 | 10 | 1 | 1 | 1 | 11 | 22 | bar: 1 to 24
1 | 16 | 11 | 1 | 1 | 1 | 11 | 23 | bar: 1 to 24
1 | 16 | 12 | 1 | 1 | 1 | 11 | 24 | bar: 1 to 24
1 | 16 | 13 | 1 | 1 | 0 | 11 | 25 | bar: 1 to 24
1 | 16 | 14 | 1 | 1 | 0 | 11 | 26 | bar: 1 to 24
1 | 16 | 15 | 1 | 1 | 1 | 11 | 27 | bar: 1 to 24
1 | 16 | 16 | 1 | 1 | 1 | 11 | 28 | bar: 1 to 24
1 | 16 | 17 | 1 | 1 | 1 | 11 | 29 | bar: 1 to 24
1 | 16 | 18 | 1 | 1 | 1 | 11 | 30 | bar: 1 to 24
1 | 16 | 19 | 1 | 1 | 1 | 12 | 1 | bar: 1 to 24
1 | 16 | 20 | 1 | 1 | 0 | 12 | 2 | bar: 1 to 24
1 | 16 | 21 | 1 | 1 | 0 | 12 | 3 | bar: 1 to 24
1 | 16 | 22 | 1 | 1 | 1 | 12 | 4 | bar: 1 to 24
1 | 16 | 23 | 1 | 1 | 1 | 12 | 5 | bar: 1 to 24
1 | 16 | 24 | 1 | 1 | 1 | 12 | 6 | bar: 1 to 24
1 | 17 | 1 | 1 | 1 | 1 | 12 | 7 | bar: 1 to 24
1 | 17 | 2 | 1 | 1 | 1 | 12 | 8 | bar: 1 to 24
1 | 17 | 3 | 1 | 1 | 0 | 12 | 9 | bar: 1 to 24
1 | 17 | 4 | 1 | 1 | 0 | 12 | 10 | bar: 1 to 24
1 | 17 | 5 | 1 | 1 | 1 | 12 | 11 | bar: 1 to 24
1 | 17 | 6 | 1 | 1 | 1 | 12 | 12 | bar: 1 to 24
1 | 17 | 7 | 1 | 1 | 1 | 12 | 13 | bar: 1 to 24
1 | 17 | 8 | 1 | 1 | 1 | 12 | 14 | bar: 1 to 24
1 | 17 | 9 | 1 | 1 | 1 | 12 | 15 | bar: 1 to 24
1 | 17 | 10 | 1 | 1 | 0 | 12 | 16 | bar: 1 to 24
1 | 17 | 11 | 1 | 1 | 0 | 12 | 17 | bar: 1 to 24
1 | 17 | 12 | 1 | 1 | 1 | 12 | 18 | bar: 1 to 24
1 | 17 | 13 | 1 | 1 | 1 | 12 | 19 | bar: 1 to 24
1 | 17 | 14 | 1 | 1 | 1 | 12 | 20 | bar: 1 to 24
1 | 17 | 15 | 1 | 1 | 1 | 12 | 21 | bar: 1 to 24
1 | 17 | 16 | 1 | 1 | 1 | 12 | 22 | bar: 1 to 24
1 | 17 | 17 | 1 | 1 | 0 | 12 | 23 | bar: 1 to 24
1 | 17 | 18 | 1 | 1 | 0 | 12 | 24 | bar: 1 to 24
1 | 17 | 19 | 1 | 1 | 1 | 12 | 25 | bar: 1 to 24
1 | 17 | 20 | 1 | 1 | 1 | 12 | 26 | bar: 1 to 24
1 | 17 | 21 | 1 | 1 | 1 | 12 | 27 | bar: 1 to 24
1 | 17 | 22 | 1 | 1 | 1 | 12 | 28 | bar: 1 to 24
1 | 17 | 23 | 1 | 1 | 1 | 12 | 29 | bar: 1 to 24
1 | 17 | 24 | 1 | 1 | 0 | 12 | 30 | bar: 1 to 24
1 | 18 | 1 | 1 | 1 | 0 | 12 | 31 | bar: 1 to 24
1 | 18 | 2 | 1 | 1
1 | 18 | 3 | 1 | 1
1 | 18 | 4 | 1 | 1
1 | 18 | 5 | 1 | 1
1 | 18 | 6 | 1 | 1
1 | 18 | 7 | 1 | 1
1 | 18 | 8 | 1 | 1
1 | 18 | 9 | 1 | 1
1 | 18 | 10 | 1 | 1
1 | 18 | 11 | 1 | 1
1 | 18 | 12 | 1 | 1
1 | 18 | 13 | 1 | 1
1 | 18 | 14 | 1 | 1
1 | 18 | 15 | 1 | 1
1 | 18 | 16 | 1 | 1
1 | 18 | 17 | 1 | 1
1 | 18 | 18 | 1 | 1
1 | 18 | 19 | 1 | 1
1 | 18 | 20 | 1 | 1
1 | 18 | 21 | 1 | 1
1 | 18 | 22 | 1 | 1
1 | 18 | 23 | 1 | 1
1 | 18 | 24 | 1 | 1
1 | 19 | 1 | 1 | 1
1 | 19 | 2 | 1 | 1
1 | 19 | 3 | 1 | 1
1 | 19 | 4 | 1 | 1
1 | 19 | 5 | 1 | 1
1 | 19 | 6 | 1 | 1
1 | 19 | 7 | 1 | 1
1 | 19 | 8 | 1 | 1
1 | 19 | 9 | 1 | 1
1 | 19 | 10 | 1 | 1
1 | 19 | 11 | 1 | 1
1 | 19 | 12 | 1 | 1
1 | 19 | 13 | 1 | 1
1 | 19 | 14 | 1 | 1
1 | 19 | 15 | 1 | 1
1 | 19 | 16 | 1 | 1
1 | 19 | 17 | 1 | 1
1 | 19 | 18 | 1 | 1
1 | 19 | 19 | 1 | 1
1 | 19 | 20 | 1 | 1
1 | 19 | 21 | 1 | 1
1 | 19 | 22 | 1 | 1
1 | 19 | 23 | 1 | 1
1 | 19 | 24 | 1 | 1
1 | 20 | 1 | 1 | 1
1 | 20 | 2 | 1 | 1
1 | 20 | 3 | 1 | 1
1 | 20 | 4 | 1 | 1
1 | 20 | 5 | 1 | 1
1 | 20 | 6 | 1 | 1
1 | 20 | 7 | 1 | 1
1 | 20 | 8 | 1 | 1
1 | 20 | 9 | 1 | 1
1 | 20 | 10 | 1 | 1
1 | 20 | 11 | 1 | 1
1 | 20 | 12 | 1 | 1
1 | 20 | 13 | 1 | 1
1 | 20 | 14 | 1 | 1
1 | 20 | 15 | 1 | 1
1 | 20 | 16 | 1 | 1
1 | 20 | 17 | 1 | 1
1 | 20 | 18 | 1 | 1
1 | 20 | 19 | 1 | 1
1 | 20 | 20 | 1 | 1
1 | 20 | 21 | 1 | 1
1 | 20 | 22 | 1 | 1
1 | 20 | 23 | 1 | 1
1 | 20 | 24 | 1 | 1
1 | 21 | 1 | 0 | 1
1 | 21 | 2 | 0 | 1
1 | 21 | 3 | 0 | 1
1 | 21 | 4 | 0 | 1
1 | 21 | 5 | 0 | 1
1 | 21 | 6 | 0 | 1
1 | 21 | 7 | 0 | 1
1 | 21 | 8 | 0 | 1
1 | 21 | 9 | 0 | 1
1 | 21 | 10 | 0 | 1
1 | 21 | 11 | 0 | 1
1 | 21 | 12 | 0 | 1
1 | 21 | 13 | 0 | 1
1 | 21 | 14 | 0 | 1
1 | 21 | 15 | 0 | 1
1 | 21 | 16 | 0 | 1
1 | 21 | 17 | 0 | 1
1 | 21 | 18 | 0 | 1
1 | 21 | 19 | 0 | 1
1 | 21 | 20 | 0 | 1
1 | 21 | 21 | 0 | 1
1 | 21 | 22 | 0 | 1
1 | 21 | 23 | 0 | 1
1 | 21 | 24 | 0 | 1
1 | 22 | 1 | 0 | 1
1 | 22 | 2 | 0 | 1
1 | 22 | 3 | 0 | 1
1 | 22 | 4 | 0 | 1
1 | 22 | 5 | 0 | 1
1 | 22 | 6 | 0 | 1
1 | 22 | 7 | 0 | 1
1 | 22 | 8 | 0 | 1
1 | 22 | 9 | 0 | 1
1 | 22 | 10 | 0 | 1
1 | 22 | 11 | 0 | 1
1 | 22 | 12 | 0 | 1
1 | 22 | 13 | 0 | 1
1 | 22 | 14 | 0 | 1
1 | 22 | 15 | 0 | 1
1 | 22 | 16 | 0 | 1
1 | 22 | 17 | 0 | 1
1 | 22 | 18 | 0 | 1
1 | 22 | 19 | 0 | 1
1 | 22 | 20 | 0 | 1
1 | 22 | 21 | 0 | 1
1 | 22 | 22 | 0 | 1
1 | 22 | 23 | 0 | 1
1 | 22 | 24 | 0 | 1
1 | 23 | 1 | 1 | 1
1 | 23 | 2 | 1 | 1
1 | 23 | 3 | 1 | 1
1 | 23 | 4 | 1 | 1
1 | 23 | 5 | 1 | 1
1 | 23 | 6 | 1 | 1
1 | 23 | 7 | 1 | 1
1 | 23 | 8 | 1 | 1
1 | 23 | 9 | 1 | 1
1 | 23 | 10 | 1 | 1
1 | 23 | 11 | 1 | 1
1 | 23 | 12 | 1 | 1
1 | 23 | 13 | 1 | 1
1 | 23 | 14 | 1 | 1
1 | 23 | 15 | 1 | 1
1 | 23 | 16 | 1 | 1
1 | 23 | 17 | 1 | 1
1 | 23 | 18 | 1 | 1
1 | 23 | 19 | 1 | 1
1 | 23 | 20 | 1 | 1
1 | 23 | 21 | 1 | 1
1 | 23 | 22 | 1 | 1
1 | 23 | 23 | 1 | 1
1 | 23 | 24 | 1 | 1
1 | 24 | 1 | 1 | 1
1 | 24 | 2 | 1 | 1
1 | 24 | 3 | 1 | 1
1 | 24 | 4 | 1 | 1
1 | 24 | 5 | 1 | 1
1 | 24 | 6 | 1 | 1
1 | 24 | 7 | 1 | 1
1 | 24 | 8 | 1 | 1
1 | 24 | 9 | 1 | 1
1 | 24 | 10 | 1 | 1
1 | 24 | 11 | 1 | 1
1 | 24 | 12 | 1 | 1
1 | 24 | 13 | 1 | 1
1 | 24 | 14 | 1 | 1
1 | 24 | 15 | 1 | 1
1 | 24 | 16 | 1 | 1
1 | 24 | 17 | 1 | 1
1 | 24 | 18 | 1 | 1
1 | 24 | 19 | 1 | 1
1 | 24 | 20 | 1 | 1
1 | 24 | 21 | 1 | 1
1 | 24 | 22 | 1 | 1
1 | 24 | 23 | 1 | 1
1 | 24 | 24 | 1 | 1
1 | 25 | 1 | 1 | 1
1 | 25 | 2 | 1 | 1
1 | 25 | 3 | 1 | 1
1 | 25 | 4 | 1 | 1
1 | 25 | 5 | 1 | 1
1 | 25 | 6 | 1 | 1
1 | 25 | 7 | 1 | 1
1 | 25 | 8 | 1 | 1
1 | 25 | 9 | 1 | 1
1 | 25 | 10 | 1 | 1
1 | 25 | 11 | 1 | 1
1 | 25 | 12 | 1 | 1
1 | 25 | 13 | 1 | 1
1 | 25 | 14 | 1 | 1
1 | 25 | 15 | 1 | 1
1 | 25 | 16 | 1 | 1
1 | 25 | 17 | 1 | 1
1 | 25 | 18 | 1 | 1
1 | 25 | 19 | 1 | 1
1 | 25 | 20 | 1 | 1
1 | 25 | 21 | 1 | 1
1 | 25 | 22 | 1 | 1
1 | 25 | 23 | 1 | 1
1 | 25 | 24 | 1 | 1
1 | 26 | 1 | 1 | 1
1 | 26 | 2 | 1 | 1
1 | 26 | 3 | 1 | 1
1 | 26 | 4 | 1 | 1
1 | 26 | 5 | 1 | 1
1 | 26 | 6 | 1 | 1
1 | 26 | 7 | 1 | 1
1 | 26 | 8 | 1 | 1
1 | 26 | 9 | 1 | 1
1 | 26 | 10 | 1 | 1
1 | 26 | 11 | 1 | 1
1 | 26 | 12 | 1 | 1
1 | 26 | 13 | 1 | 1
1 | 26 | 14 | 1 | 1
1 | 26 | 15 | 1 | 1
1 | 26 | 16 | 1 | 1
1 | 26 | 17 | 1 | 1
1 | 26 | 18 | 1 | 1
1 | 26 | 19 | 1 | 1
1 | 26 | 20 | 1 | 1
1 | 26 | 21 | 1 | 1
1 | 26 | 22 | 1 | 1
1 | 26 | 23 | 1 | 1
1 | 26 | 24 | 1 | 1
1 | 27 | 1 | 1 | 1
1 | 27 | 2 | 1 | 1
1 | 27 | 3 | 1 | 1
1 | 27 | 4 | 1 | 1
1 | 27 | 5 | 1 | 1
1 | 27 | 6 | 1 | 1
1 | 27 | 7 | 1 | 1
1 | 27 | 8 | 1 | 1
1 | 27 | 9 | 1 | 1
1 | 27 | 10 | 1 | 1
1 | 27 | 11 | 1 | 1
1 | 27 | 12 | 1 | 1
1 | 27 | 13 | 1 | 1
1 | 27 | 14 | 1 | 1
1 | 27 | 15 | 1 | 1
1 | 27 | 16 | 1 | 1
1 | 27 | 17 | 1 | 1
1 | 27 | 18 | 1 | 1
1 | 27 | 19 | 1 | 1
1 | 27 | 20 | 1 | 1
1 | 27 | 21 | 1 | 1
1 | 27 | 22 | 1 | 1
1 | 27 | 23 | 1 | 1
1 | 27 | 24 | 1 | 1
1 | 28 | 1 | 0 | 1
1 | 28 | 2 | 0 | 1
1 | 28 | 3 | 0 | 1
1 | 28 | 4 | 0 | 1
1 | 28 | 5 | 0 | 1
1 | 28 | 6 | 0 | 1
1 | 28 | 7 | 0 | 1
1 | 28 | 8 | 0 | 1
1 | 28 | 9 | 0 | 1
1 | 28 | 10 | 0 | 1
1 | 28 | 11 | 0 | 1
1 | 28 | 12 | 0 | 1
1 | 28 | 13 | 0 | 1
1 | 28 | 14 | 0 | 1
1 | 28 | 15 | 0 | 1
1 | 28 | 16 | 0 | 1
1 | 28 | 17 | 0 | 1
1 | 28 | 18 | 0 | 1
1 | 28 | 19 | 0 | 1
1 | 28 | 20 | 0 | 1
1 | 28 | 21 | 0 | 1
1 | 28 | 22 | 0 | 1
1 | 28 | 23 | 0 | 1
1 | 28 | 24 | 0 | 1
1 | 29 | 1 | 0 | 1
1 | 29 | 2 | 0 | 1
1 | 29 | 3 | 0 | 1
1 | 29 | 4 | 0 | 1
1 | 29 | 5 | 0 | 1
1 | 29 | 6 | 0 | 1
1 | 29 | 7 | 0 | 1
1 | 29 | 8 | 0 | 1
1 | 29 | 9 | 0 | 1
1 | 29 | 10 | 0 | 1
1 | 29 | 11 | 0 | 1
1 | 29 | 12 | 0 | 1
1 | 29 | 13 | 0 | 1
1 | 29 | 14 | 0 | 1
1 | 29 | 15 | 0 | 1
1 | 29 | 16 | 0 | 1
1 | 29 | 17 | 0 | 1
1 | 29 | 18 | 0 | 1
1 | 29 | 19 | 0 | 1
1 | 29 | 20 | 0 | 1
1 | 29 | 21 | 0 | 1
1 | 29 | 22 | 0 | 1
1 | 29 | 23 | 0 | 1
1 | 29 | 24 | 0 | 1
1 | 30 | 1 | 1 | 1
1 | 30 | 2 | 1 | 1
1 | 30 | 3 | 1 | 1
1 | 30 | 4 | 1 | 1
1 | 30 | 5 | 1 | 1
1 | 30 | 6 | 1 | 1
1 | 30 | 7 | 1 | 1
1 | 30 | 8 | 1 | 1
1 | 30 | 9 | 1 | 1
1 | 30 | 10 | 1 | 1
1 | 30 | 11 | 1 | 1
1 | 30 | 12 | 1 | 1
1 | 30 | 13 | 1 | 1
1 | 30 | 14 | 1 | 1
1 | 30 | 15 | 1 | 1
1 | 30 | 16 | 1 | 1
1 | 30 | 17 | 1 | 1
1 | 30 | 18 | 1 | 1
1 | 30 | 19 | 1 | 1
1 | 30 | 20 | 1 | 1
1 | 30 | 21 | 1 | 1
1 | 30 | 22 | 1 | 1
1 | 30 | 23 | 1 | 1
1 | 30 | 24 | 1 | 1
1 | 31 | 1 | 1 | 1
1 | 31 | 2 | 1 | 1
1 | 31 | 3 | 1 | 1
1 | 31 | 4 | 1 | 1
1 | 31 | 5 | 1 | 1
1 | 31 | 6 | 1 | 1
1 | 31 | 7 | 1 | 1
1 | 31 | 8 | 1 | 1
1 | 31 | 9 | 1 | 1
1 | 31 | 10 | 1 | 1
1 | 31 | 11 | 1 | 1
1 | 31 | 12 | 1 | 1
1 | 31 | 13 | 1 | 1
1 | 31 | 14 | 1 | 1
1 | 31 | 15 | 1 | 1
1 | 31 | 16 | 1 | 1
1 | 31 | 17 | 1 | 1
1 | 31 | 18 | 1 | 1
1 | 31 | 19 | 1 | 1
1 | 31 | 20 | 1 | 1
1 | 31 | 21 | 1 | 1
1 | 31 | 22 | 1 | 1
1 | 31 | 23 | 1 | 1
1 | 31 | 24 | 1 | 1
2 | 1 | 1 | 1 | 1
2 | 1 | 2 | 1 | 1
2 | 1 | 3 | 1 | 1
2 | 1 | 4 | 1 | 1
2 | 1 | 5 | 1 | 1
2 | 1 | 6 | 1 | 1
2 | 1 | 7 | 1 | 1
2 | 1 | 8 | 1 | 1
2 | 1 | 9 | 1 | 1
2 | 1 | 10 | 1 | 1
2 | 1 | 11 | 1 | 1
2 | 1 | 12 | 1 | 1
2 | 1 | 13 | 1 | 1
2 | 1 | 14 | 1 | 1
2 | 1 | 15 | 1 | 1
2 | 1 | 16 | 1 | 1
2 | 1 | 17 | 1 | 1
2 | 1 | 18 | 1 | 1
2 | 1 | 19 | 1 | 1
2 | 1 | 20 | 1 | 1
2 | 1 | 21 | 1 | 1
2 | 1 | 22 | 1 | 1
2 | 1 | 23 | 1 | 1
2 | 1 | 24 | 1 | 1
2 | 2 | 1 | 1 | 1
2 | 2 | 2 | 1 | 1
2 | 2 | 3 | 1 | 1
2 | 2 | 4 | 1 | 1
2 | 2 | 5 | 1 | 1
2 | 2 | 6 | 1 | 1
2 | 2 | 7 | 1 | 1
2 | 2 | 8 | 1 | 1
2 | 2 | 9 | 1 | 1
2 | 2 | 10 | 1 | 1
2 | 2 | 11 | 1 | 1
2 | 2 | 12 | 1 | 1
2 | 2 | 13 | 1 | 1
2 | 2 | 14 | 1 | 1
2 | 2 | 15 | 1 | 1
2 | 2 | 16 | 1 | 1
2 | 2 | 17 | 1 | 1
2 | 2 | 18 | 1 | 1
2 | 2 | 19 | 1 | 1
2 | 2 | 20 | 1 | 1
2 | 2 | 21 | 1 | 1
2 | 2 | 22 | 1 | 1
2 | 2 | 23 | 1 | 1
2 | 2 | 24 | 1 | 1
2 | 3 | 1 | 1 | 1
2 | 3 | 2 | 1 | 1
2 | 3 | 3 | 1 | 1
2 | 3 | 4 | 1 | 1
2 | 3 | 5 | 1 | 1
2 | 3 | 6 | 1 | 1
2 | 3 | 7 | 1 | 1
2 | 3 | 8 | 1 | 1
2 | 3 | 9 | 1 | 1
2 | 3 | 10 | 1 | 1
2 | 3 | 11 | 1 | 1
2 | 3 | 12 | 1 | 1
2 | 3 | 13 | 1 | 1
2 | 3 | 14 | 1 | 1
2 | 3 | 15 | 1 | 1
2 | 3 | 16 | 1 | 1
2 | 3 | 17 | 1 | 1
2 | 3 | 18 | 1 | 1
2 | 3 | 19 | 1 | 1
2 | 3 | 20 | 1 | 1
2 | 3 | 21 | 1 | 1
2 | 3 | 22 | 1 | 1
2 | 3 | 23 | 1 | 1
2 | 3 | 24 | 1 | 1
2 | 4 | 1 | 0 | 1
2 | 4 | 2 | 0 | 1
2 | 4 | 3 | 0 | 1
2 | 4 | 4 | 0 | 1
2 | 4 | 5 | 0 | 1
2 | 4 | 6 | 0 | 1
2 | 4 | 7 | 0 | 1
2 | 4 | 8 | 0 | 1
2 | 4 | 9 | 0 | 1
2 | 4 | 10 | 0 | 1
2 | 4 | 11 | 0 | 1
2 | 4 | 12 | 0 | 1
2 | 4 | 13 | 0 | 1
2 | 4 | 14 | 0 | 1
2 | 4 | 15 | 0 | 1
2 | 4 | 16 | 0 | 1
2 | 4 | 17 | 0 | 1
2 | 4 | 18 | 0 | 1
2 | 4 | 19 | 0 | 1
2 | 4 | 20 | 0 | 1
2 | 4 | 21 | 0 | 1
2 | 4 | 22 | 0 | 1
2 | 4 | 23 | 0 | 1
2 | 4 | 24 | 0 | 1
2 | 5 | 1 | 0 | 1
2 | 5 | 2 | 0 | 1
2 | 5 | 3 | 0 | 1
2 | 5 | 4 | 0 | 1
2 | 5 | 5 | 0 | 1
2 | 5 | 6 | 0 | 1
2 | 5 | 7 | 0 | 1
2 | 5 | 8 | 0 | 1
2 | 5 | 9 | 0 | 1
2 | 5 | 10 | 0 | 1
2 | 5 | 11 | 0 | 1
2 | 5 | 12 | 0 | 1
2 | 5 | 13 | 0 | 1
2 | 5 | 14 | 0 | 1
2 | 5 | 15 | 0 | 1
2 | 5 | 16 | 0 | 1
2 | 5 | 17 | 0 | 1
2 | 5 | 18 | 0 | 1
2 | 5 | 19 | 0 | 1
2 | 5 | 20 | 0 | 1
2 | 5 | 21 | 0 | 1
2 | 5 | 22 | 0 | 1
2 | 5 | 23 | 0 | 1
2 | 5 | 24 | 0 | 1
2 | 6 | 1 | 1 | 1
2 | 6 | 2 | 1 | 1
2 | 6 | 3 | 1 | 1
2 | 6 | 4 | 1 | 1
2 | 6 | 5 | 1 | 1
2 | 6 | 6 | 1 | 1
2 | 6 | 7 | 1 | 1
2 | 6 | 8 | 1 | 1
2 | 6 | 9 | 1 | 1
2 | 6 | 10 | 1 | 1
2 | 6 | 11 | 1 | 1
2 | 6 | 12 | 1 | 1
2 | 6 | 13 | 1 | 1
2 | 6 | 14 | 1 | 1
2 | 6 | 15 | 1 | 1
2 | 6 | 16 | 1 | 1
2 | 6 | 17 | 1 | 1
2 | 6 | 18 | 1 | 1
2 | 6 | 19 | 1 | 1
2 | 6 | 20 | 1 | 1
2 | 6 | 21 | 1 | 1
2 | 6 | 22 | 1 | 1
2 | 6 | 23 | 1 | 1
2 | 6 | 24 | 1 | 1
2 | 7 | 1 | 1 | 1
2 | 7 | 2 | 1 | 1
2 | 7 | 3 | 1 | 1
2 | 7 | 4 | 1 | 1
2 | 7 | 5 | 1 | 1
2 | 7 | 6 | 1 | 1
2 | 7 | 7 | 1 | 1
2 | 7 | 8 | 1 | 1
2 | 7 | 9 | 1 | 1
2 | 7 | 10 | 1 | 1
2 | 7 | 11 | 1 | 1
2 | 7 | 12 | 1 | 1
2 | 7 | 13 | 1 | 1
2 | 7 | 14 | 1 | 1
2 | 7 | 15 | 1 | 1
2 | 7 | 16 | 1 | 1
2 | 7 | 17 | 1 | 1
2 | 7 | 18 | 1 | 1
2 | 7 | 19 | 1 | 1
2 | 7 | 20 | 1 | 1
2 | 7 | 21 | 1 | 1
2 | 7 | 22 | 1 | 1
2 | 7 | 23 | 1 | 1
2 | 7 | 24 | 1 | 1
2 | 8 | 1 | 1 | 1
2 | 8 | 2 | 1 | 1
2 | 8 | 3 | 1 | 1
2 | 8 | 4 | 1 | 1
2 | 8 | 5 | 1 | 1
2 | 8 | 6 | 1 | 1
2 | 8 | 7 | 1 | 1
2 | 8 | 8 | 1 | 1
2 | 8 | 9 | 1 | 1
2 | 8 | 10 | 1 | 1
2 | 8 | 11 | 1 | 1
2 | 8 | 12 | 1 | 1
2 | 8 | 13 | 1 | 1
2 | 8 | 14 | 1 | 1
2 | 8 | 15 | 1 | 1
2 | 8 | 16 | 1 | 1
2 | 8 | 17 | 1 | 1
2 | 8 | 18 | 1 | 1
2 | 8 | 19 | 1 | 1
2 | 8 | 20 | 1 | 1
2 | 8 | 21 | 1 | 1
2 | 8 | 22 | 1 | 1
2 | 8 | 23 | 1 | 1
2 | 8 | 24 | 1 | 1
2 | 9 | 1 | 1 | 1
2 | 9 | 2 | 1 | 1
2 | 9 | 3 | 1 | 1
2 | 9 | 4 | 1 | 1
2 | 9 | 5 | 1 | 1
2 | 9 | 6 | 1 | 1
2 | 9 | 7 | 1 | 1
2 | 9 | 8 | 1 | 1
2 | 9 | 9 | 1 | 1
2 | 9 | 10 | 1 | 1
2 | 9 | 11 | 1 | 1
2 | 9 | 12 | 1 | 1
2 | 9 | 13 | 1 | 1
2 | 9 | 14 | 1 | 1
2 | 9 | 15 | 1 | 1
2 | 9 | 16 | 1 | 1
2 | 9 | 17 | 1 | 1
2 | 9 | 18 | 1 | 1
2 | 9 | 19 | 1 | 1
2 | 9 | 20 | 1 | 1
2 | 9 | 21 | 1 | 1
2 | 9 | 22 | 1 | 1
2 | 9 | 23 | 1 | 1
2 | 9 | 24 | 1 | 1
2 | 10 | 1 | 1 | 1
2 | 10 | 2 | 1 | 1
2 | 10 | 3 | 1 | 1
2 | 10 | 4 | 1 | 1
2 | 10 | 5 | 1 | 1
2 | 10 | 6 | 1 | 1
2 | 10 | 7 | 1 | 1
2 | 10 | 8 | 1 | 1
2 | 10 | 9 | 1 | 1
2 | 10 | 10 | 1 | 1
2 | 10 | 11 | 1 | 1
2 | 10 | 12 | 1 | 1
2 | 10 | 13 | 1 | 1
2 | 10 | 14 | 1 | 1
2 | 10 | 15 | 1 | 1
2 | 10 | 16 | 1 | 1
2 | 10 | 17 | 1 | 1
2 | 10 | 18 | 1 | 1
2 | 10 | 19 | 1 | 1
2 | 10 | 20 | 1 | 1
2 | 10 | 21 | 1 | 1
2 | 10 | 22 | 1 | 1
2 | 10 | 23 | 1 | 1
2 | 10 | 24 | 1 | 1
2 | 11 | 1 | 0 | 1
2 | 11 | 2 | 0 | 1
2 | 11 | 3 | 0 | 1
2 | 11 | 4 | 0 | 1
2 | 11 | 5 | 0 | 1
2 | 11 | 6 | 0 | 1
2 | 11 | 7 | 0 | 1
2 | 11 | 8 | 0 | 1
2 | 11 | 9 | 0 | 1
2 | 11 | 10 | 0 | 1
2 | 11 | 11 | 0 | 1
2 | 11 | 12 | 0 | 1
2 | 11 | 13 | 0 | 1
2 | 11 | 14 | 0 | 1
2 | 11 | 15 | 0 | 1
2 | 11 | 16 | 0 | 1
2 | 11 | 17 | 0 | 1
2 | 11 | 18 | 0 | 1
2 | 11 | 19 | 0 | 1
2 | 11 | 20 | 0 | 1
2 | 11 | 21 | 0 | 1
2 | 11 | 22 | 0 | 1
2 | 11 | 23 | 0 | 1
2 | 11 | 24 | 0 | 1
2 | 12 | 1 | 0 | 1
2 | 12 | 2 | 0 | 1
2 | 12 | 3 | 0 | 1
2 | 12 | 4 | 0 | 1
2 | 12 | 5 | 0 | 1
2 | 12 | 6 | 0 | 1
2 | 12 | 7 | 0 | 1
2 | 12 | 8 | 0 | 1
2 | 12 | 9 | 0 | 1
2 | 12 | 10 | 0 | 1
2 | 12 | 11 | 0 | 1
2 | 12 | 12 | 0 | 1
2 | 12 | 13 | 0 | 1
2 | 12 | 14 | 0 | 1
2 | 12 | 15 | 0 | 1
2 | 12 | 16 | 0 | 1
2 | 12 | 17 | 0 | 1
2 | 12 | 18 | 0 | 1
2 | 12 | 19 | 0 | 1
2 | 12 | 20 | 0 | 1
2 | 12 | 21 | 0 | 1
2 | 12 | 22 | 0 | 1
2 | 12 | 23 | 0 | 1
2 | 12 | 24 | 0 | 1
2 | 13 | 1 | 1 | 1
2 | 13 | 2 | 1 | 1
2 | 13 | 3 | 1 | 1
2 | 13 | 4 | 1 | 1
2 | 13 | 5 | 1 | 1
2 | 13 | 6 | 1 | 1
2 | 13 | 7 | 1 | 1
2 | 13 | 8 | 1 | 1
2 | 13 | 9 | 1 | 1
2 | 13 | 10 | 1 | 1
2 | 13 | 11 | 1 | 1
2 | 13 | 12 | 1 | 1
2 | 13 | 13 | 1 | 1
2 | 13 | 14 | 1 | 1
2 | 13 | 15 | 1 | 1
2 | 13 | 16 | 1 | 1
2 | 13 | 17 | 1 | 1
2 | 13 | 18 | 1 | 1
2 | 13 | 19 | 1 | 1
2 | 13 | 20 | 1 | 1
2 | 13 | 21 | 1 | 1
2 | 13 | 22 | 1 | 1
2 | 13 | 23 | 1 | 1
2 | 13 | 24 | 1 | 1
2 | 14 | 1 | 1 | 1
2 | 14 | 2 | 1 | 1
2 | 14 | 3 | 1 | 1
2 | 14 | 4 | 1 | 1
2 | 14 | 5 | 1 | 1
2 | 14 | 6 | 1 | 1
2 | 14 | 7 | 1 | 1
2 | 14 | 8 | 1 | 1
2 | 14 | 9 | 1 | 1
2 | 14 | 10 | 1 | 1
2 | 14 | 11 | 1 | 1
2 | 14 | 12 | 1 | 1
2 | 14 | 13 | 1 | 1
2 | 14 | 14 | 1 | 1
2 | 14 | 15 | 1 | 1
2 | 14 | 16 | 1 | 1
2 | 14 | 17 | 1 | 1
2 | 14 | 18 | 1 | 1
2 | 14 | 19 | 1 | 1
2 | 14 | 20 | 1 | 1
2 | 14 | 21 | 1 | 1
2 | 14 | 22 | 1 | 1
2 | 14 | 23 | 1 | 1
2 | 14 | 24 | 1 | 1
2 | 15 | 1 | 1 | 1
2 | 15 | 2 | 1 | 1
2 | 15 | 3 | 1 | 1
2 | 15 | 4 | 1 | 1
2 | 15 | 5 | 1 | 1
2 | 15 | 6 | 1 | 1
2 | 15 | 7 | 1 | 1
2 | 15 | 8 | 1 | 1
2 | 15 | 9 | 1 | 1
2 | 15 | 10 | 1 | 1
2 | 15 | 11 | 1 | 1
2 | 15 | 12 | 1 | 1
2 | 15 | 13 | 1 | 1
2 | 15 | 14 | 1 | 1
2 | 15 | 15 | 1 | 1
2 | 15 | 16 | 1 | 1
2 | 15 | 17 | 1 | 1
2 | 15 | 18 | 1 | 1
2 | 15 | 19 | 1 | 1
2 | 15 | 20 | 1 | 1
2 | 15 | 21 | 1 | 1
2 | 15 | 22 | 1 | 1
2 | 15 | 23 | 1 | 1
2 | 15 | 24 | 1 | 1
2 | 16 | 1 | 1 | 1
2 | 16 | 2 | 1 | 1
2 | 16 | 3 | 1 | 1
2 | 16 | 4 | 1 | 1
2 | 16 | 5 | 1 | 1
2 | 16 | 6 | 1 | 1
2 | 16 | 7 | 1 | 1
2 | 16 | 8 | 1 | 1
2 | 16 | 9 | 1 | 1
2 | 16 | 10 | 1 | 1
2 | 16 | 11 | 1 | 1
2 | 16 | 12 | 1 | 1
2 | 16 | 13 | 1 | 1
2 | 16 | 14 | 1 | 1
2 | 16 | 15 | 1 | 1
2 | 16 | 16 | 1 | 1
2 | 16 | 17 | 1 | 1
2 | 16 | 18 | 1 | 1
2 | 16 | 19 | 1 | 1
2 | 16 | 20 | 1 | 1
2 | 16 | 21 | 1 | 1
2 | 16 | 22 | 1 | 1
2 | 16 | 23 | 1 | 1
2 | 16 | 24 | 1 | 1
2 | 17 | 1 | 1 | 1
2 | 17 | 2 | 1 | 1
2 | 17 | 3 | 1 | 1
2 | 17 | 4 | 1 | 1
2 | 17 | 5 | 1 | 1
2 | 17 | 6 | 1 | 1
2 | 17 | 7 | 1 | 1
2 | 17 | 8 | 1 | 1
2 | 17 | 9 | 1 | 1
2 | 17 | 10 | 1 | 1
2 | 17 | 11 | 1 | 1
2 | 17 | 12 | 1 | 1
2 | 17 | 13 | 1 | 1
2 | 17 | 14 | 1 | 1
2 | 17 | 15 | 1 | 1
2 | 17 | 16 | 1 | 1
2 | 17 | 17 | 1 | 1
2 | 17 | 18 | 1 | 1
2 | 17 | 19 | 1 | 1
2 | 17 | 20 | 1 | 1
2 | 17 | 21 | 1 | 1
2 | 17 | 22 | 1 | 1
2 | 17 | 23 | 1 | 1
2 | 17 | 24 | 1 | 1
2 | 18 | 1 | 0 | 1
2 | 18 | 2 | 0 | 1
2 | 18 | 3 | 0 | 1
2 | 18 | 4 | 0 | 1
2 | 18 | 5 | 0 | 1
2 | 18 | 6 | 0 | 1
2 | 18 | 7 | 0 | 1
2 | 18 | 8 | 0 | 1
2 | 18 | 9 | 0 | 1
2 | 18 | 10 | 0 | 1
2 | 18 | 11 | 0 | 1
2 | 18 | 12 | 0 | 1
2 | 18 | 13 | 0 | 1
2 | 18 | 14 | 0 | 1
2 | 18 | 15 | 0 | 1
2 | 18 | 16 | 0 | 1
2 | 18 | 17 | 0 | 1
2 | 18 | 18 | 0 | 1
2 | 18 | 19 | 0 | 1
2 | 18 | 20 | 0 | 1
2 | 18 | 21 | 0 | 1
2 | 18 | 22 | 0 | 1
2 | 18 | 23 | 0 | 1
2 | 18 | 24 | 0 | 1
2 | 19 | 1 | 0 | 1
2 | 19 | 2 | 0 | 1
2 | 19 | 3 | 0 | 1
2 | 19 | 4 | 0 | 1
2 | 19 | 5 | 0 | 1
2 | 19 | 6 | 0 | 1
2 | 19 | 7 | 0 | 1
2 | 19 | 8 | 0 | 1
2 | 19 | 9 | 0 | 1
2 | 19 | 10 | 0 | 1
2 | 19 | 11 | 0 | 1
2 | 19 | 12 | 0 | 1
2 | 19 | 13 | 0 | 1
2 | 19 | 14 | 0 | 1
2 | 19 | 15 | 0 | 1
2 | 19 | 16 | 0 | 1
2 | 19 | 17 | 0 | 1
2 | 19 | 18 | 0 | 1
2 | 19 | 19 | 0 | 1
2 | 19 | 20 | 0 | 1
2 | 19 | 21 | 0 | 1
2 | 19 | 22 | 0 | 1
2 | 19 | 23 | 0 | 1
2 | 19 | 24 | 0 | 1
2 | 20 | 1 | 1 | 1
2 | 20 | 2 | 1 | 1
2 | 20 | 3 | 1 | 1
2 | 20 | 4 | 1 | 1
2 | 20 | 5 | 1 | 1
2 | 20 | 6 | 1 | 1
2 | 20 | 7 | 1 | 1
2 | 20 | 8 | 1 | 1
2 | 20 | 9 | 1 | 1
2 | 20 | 10 | 1 | 1
2 | 20 | 11 | 1 | 1
2 | 20 | 12 | 1 | 1
2 | 20 | 13 | 1 | 1
2 | 20 | 14 | 1 | 1
2 | 20 | 15 | 1 | 1
2 | 20 | 16 | 1 | 1
2 | 20 | 17 | 1 | 1
2 | 20 | 18 | 1 | 1
2 | 20 | 19 | 1 | 1
2 | 20 | 20 | 1 | 1
2 | 20 | 21 | 1 | 1
2 | 20 | 22 | 1 | 1
2 | 20 | 23 | 1 | 1
2 | 20 | 24 | 1 | 1
2 | 21 | 1 | 1 | 1
2 | 21 | 2 | 1 | 1
2 | 21 | 3 | 1 | 1
2 | 21 | 4 | 1 | 1
2 | 21 | 5 | 1 | 1
2 | 21 | 6 | 1 | 1
2 | 21 | 7 | 1 | 1
2 | 21 | 8 | 1 | 1
2 | 21 | 9 | 1 | 1
2 | 21 | 10 | 1 | 1
2 | 21 | 11 | 1 | 1
2 | 21 | 12 | 1 | 1
2 | 21 | 13 | 1 | 1
2 | 21 | 14 | 1 | 1
2 | 21 | 15 | 1 | 1
2 | 21 | 16 | 1 | 1
2 | 21 | 17 | 1 | 1
2 | 21 | 18 | 1 | 1
2 | 21 | 19 | 1 | 1
2 | 21 | 20 | 1 | 1
2 | 21 | 21 | 1 | 1
2 | 21 | 22 | 1 | 1
2 | 21 | 23 | 1 | 1
2 | 21 | 24 | 1 | 1
2 | 22 | 1 | 1 | 1
2 | 22 | 2 | 1 | 1
2 | 22 | 3 | 1 | 1
2 | 22 | 4 | 1 | 1
2 | 22 | 5 | 1 | 1
2 | 22 | 6 | 1 | 1
2 | 22 | 7 | 1 | 1
2 | 22 | 8 | 1 | 1
2 | 22 | 9 | 1 | 1
2 | 22 | 10 | 1 | 1
2 | 22 | 11 | 1 | 1
2 | 22 | 12 | 1 | 1
2 | 22 | 13 | 1 | 1
2 | 22 | 14 | 1 | 1
2 | 22 | 15 | 1 | 1
2 | 22 | 16 | 1 | 1
2 | 22 | 17 | 1 | 1
2 | 22 | 18 | 1 | 1
2 | 22 | 19 | 1 | 1
2 | 22 | 20 | 1 | 1
2 | 22 | 21 | 1 | 1
2 | 22 | 22 | 1 | 1
2 | 22 | 23 | 1 | 1
2 | 22 | 24 | 1 | 1
2 | 23 | 1 | 1 | 1
2 | 23 | 2 | 1 | 1
2 | 23 | 3 | 1 | 1
2 | 23 | 4 | 1 | 1
2 | 23 | 5 | 1 | 1
2 | 23 | 6 | 1 | 1
2 | 23 | 7 | 1 | 1
2 | 23 | 8 | 1 | 1
2 | 23 | 9 | 1 | 1
2 | 23 | 10 | 1 | 1
2 | 23 | 11 | 1 | 1
2 | 23 | 12 | 1 | 1
2 | 23 | 13 | 1 | 1
2 | 23 | 14 | 1 | 1
2 | 23 | 15 | 1 | 1
2 | 23 | 16 | 1 | 1
2 | 23 | 17 | 1 | 1
2 | 23 | 18 | 1 | 1
2 | 23 | 19 | 1 | 1
2 | 23 | 20 | 1 | 1
2 | 23 | 21 | 1 | 1
2 | 23 | 22 | 1 | 1
2 | 23 | 23 | 1 | 1
2 | 23 | 24 | 1 | 1
2 | 24 | 1 | 1 | 1
2 | 24 | 2 | 1 | 1
2 | 24 | 3 | 1 | 1
2 | 24 | 4 | 1 | 1
2 | 24 | 5 | 1 | 1
2 | 24 | 6 | 1 | 1
2 | 24 | 7 | 1 | 1
2 | 24 | 8 | 1 | 1
2 | 24 | 9 | 1 | 1
2 | 24 | 10 | 1 | 1
2 | 24 | 11 | 1 | 1
2 | 24 | 12 | 1 | 1
2 | 24 | 13 | 1 | 1
2 | 24 | 14 | 1 | 1
2 | 24 | 15 | 1 | 1
2 | 24 | 16 | 1 | 1
2 | 24 | 17 | 1 | 1
2 | 24 | 18 | 1 | 1
2 | 24 | 19 | 1 | 1
2 | 24 | 20 | 1 | 1
2 | 24 | 21 | 1 | 1
2 | 24 | 22 | 1 | 1
2 | 24 | 23 | 1 | 1
2 | 24 | 24 | 1 | 1
2 | 25 | 1 | 0 | 1
2 | 25 | 2 | 0 | 1
2 | 25 | 3 | 0 | 1
2 | 25 | 4 | 0 | 1
2 | 25 | 5 | 0 | 1
2 | 25 | 6 | 0 | 1
2 | 25 | 7 | 0 | 1
2 | 25 | 8 | 0 | 1
2 | 25 | 9 | 0 | 1
2 | 25 | 10 | 0 | 1
2 | 25 | 11 | 0 | 1
2 | 25 | 12 | 0 | 1
2 | 25 | 13 | 0 | 1
2 | 25 | 14 | 0 | 1
2 | 25 | 15 | 0 | 1
2 | 25 | 16 | 0 | 1
2 | 25 | 17 | 0 | 1
2 | 25 | 18 | 0 | 1
2 | 25 | 19 | 0 | 1
2 | 25 | 20 | 0 | 1
2 | 25 | 21 | 0 | 1
2 | 25 | 22 | 0 | 1
2 | 25 | 23 | 0 | 1
2 | 25 | 24 | 0 | 1
2 | 26 | 1 | 0 | 1
2 | 26 | 2 | 0 | 1
2 | 26 | 3 | 0 | 1
2 | 26 | 4 | 0 | 1
2 | 26 | 5 | 0 | 1
2 | 26 | 6 | 0 | 1
2 | 26 | 7 | 0 | 1
2 | 26 | 8 | 0 | 1
2 | 26 | 9 | 0 | 1
2 | 26 | 10 | 0 | 1
2 | 26 | 11 | 0 | 1
2 | 26 | 12 | 0 | 1
2 | 26 | 13 | 0 | 1
2 | 26 | 14 | 0 | 1
2 | 26 | 15 | 0 | 1
2 | 26 | 16 | 0 | 1
2 | 26 | 17 | 0 | 1
2 | 26 | 18 | 0 | 1
2 | 26 | 19 | 0 | 1
2 | 26 | 20 | 0 | 1
2 | 26 | 21 | 0 | 1
2 | 26 | 22 | 0 | 1
2 | 26 | 23 | 0 | 1
2 | 26 | 24 | 0 | 1
2 | 27 | 1 | 1 | 1
2 | 27 | 2 | 1 | 1
2 | 27 | 3 | 1 | 1
2 | 27 | 4 | 1 | 1
2 | 27 | 5 | 1 | 1
2 | 27 | 6 | 1 | 1
2 | 27 | 7 | 1 | 1
2 | 27 | 8 | 1 | 1
2 | 27 | 9 | 1 | 1
2 | 27 | 10 | 1 | 1
2 | 27 | 11 | 1 | 1
2 | 27 | 12 | 1 | 1
2 | 27 | 13 | 1 | 1
2 | 27 | 14 | 1 | 1
2 | 27 | 15 | 1 | 1
2 | 27 | 16 | 1 | 1
2 | 27 | 17 | 1 | 1
2 | 27 | 18 | 1 | 1
2 | 27 | 19 | 1 | 1
2 | 27 | 20 | 1 | 1
2 | 27 | 21 | 1 | 1
2 | 27 | 22 | 1 | 1
2 | 27 | 23 | 1 | 1
2 | 27 | 24 | 1 | 1
2 | 28 | 1 | 1 | 1
2 | 28 | 2 | 1 | 1
2 | 28 | 3 | 1 | 1
2 | 28 | 4 | 1 | 1
2 | 28 | 5 | 1 | 1
2 | 28 | 6 | 1 | 1
2 | 28 | 7 | 1 | 1
2 | 28 | 8 | 1 | 1
2 | 28 | 9 | 1 | 1
2 | 28 | 10 | 1 | 1
2 | 28 | 11 | 1 | 1
2 | 28 | 12 | 1 | 1
2 | 28 | 13 | 1 | 1
2 | 28 | 14 | 1 | 1
2 | 28 | 15 | 1 | 1
2 | 28 | 16 | 1 | 1
2 | 28 | 17 | 1 | 1
2 | 28 | 18 | 1 | 1
2 | 28 | 19 | 1 | 1
2 | 28 | 20 | 1 | 1
2 | 28 | 21 | 1 | 1
2 | 28 | 22 | 1 | 1
2 | 28 | 23 | 1 | 1
2 | 28 | 24 | 1 | 1
3 | 1 | 1 | 1 | 1
3 | 1 | 2 | 1 | 1
3 | 1 | 3 | 1 | 1
3 | 1 | 4 | 1 | 1
3 | 1 | 5 | 1 | 1
3 | 1 | 6 | 1 | 1
3 | 1 | 7 | 1 | 1
3 | 1 | 8 | 1 | 1
3 | 1 | 9 | 1 | 1
3 | 1 | 10 | 1 | 1
3 | 1 | 11 | 1 | 1
3 | 1 | 12 | 1 | 1
3 | 1 | 13 | 1 | 1
3 | 1 | 14 | 1 | 1
3 | 1 | 15 | 1 | 1
3 | 1 | 16 | 1 | 1
3 | 1 | 17 | 1 | 1
3 | 1 | 18 | 1 | 1
3 | 1 | 19 | 1 | 1
3 | 1 | 20 | 1 | 1
3 | 1 | 21 | 1 | 1
3 | 1 | 22 | 1 | 1
3 | 1 | 23 | 1 | 1
3 | 1 | 24 | 1 | 1
3 | 2 | 1 | 1 | 1
3 | 2 | 2 | 1 | 1
3 | 2 | 3 | 1 | 1
3 | 2 | 4 | 1 | 1
3 | 2 | 5 | 1 | 1
3 | 2 | 6 | 1 | 1
3 | 2 | 7 | 1 | 1
3 | 2 | 8 | 1 | 1
3 | 2 | 9 | 1 | 1
3 | 2 | 10 | 1 | 1
3 | 2 | 11 | 1 | 1
3 | 2 | 12 | 1 | 1
3 | 2 | 13 | 1 | 1
3 | 2 | 14 | 1 | 1
3 | 2 | 15 | 1 | 1
3 | 2 | 16 | 1 | 1
3 | 2 | 17 | 1 | 1
3 | 2 | 18 | 1 | 1
3 | 2 | 19 | 1 | 1
3 | 2 | 20 | 1 | 1
3 | 2 | 21 | 1 | 1
3 | 2 | 22 | 1 | 1
3 | 2 | 23 | 1 | 1
3 | 2 | 24 | 1 | 1
3 | 3 | 1 | 1 | 1
3 | 3 | 2 | 1 | 1
3 | 3 | 3 | 1 | 1
3 | 3 | 4 | 1 | 1
3 | 3 | 5 | 1 | 1
3 | 3 | 6 | 1 | 1
3 | 3 | 7 | 1 | 1
3 | 3 | 8 | 1 | 1
3 | 3 | 9 | 1 | 1
3 | 3 | 10 | 1 | 1
3 | 3 | 11 | 1 | 1
3 | 3 | 12 | 1 | 1
3 | 3 | 13 | 1 | 1
3 | 3 | 14 | 1 | 1
3 | 3 | 15 | 1 | 1
3 | 3 | 16 | 1 | 1
3 | 3 | 17 | 1 | 1
3 | 3 | 18 | 1 | 1
3 | 3 | 19 | 1 | 1
3 | 3 | 20 | 1 | 1
3 | 3 | 21 | 1 | 1
3 | 3 | 22 | 1 | 1
3 | 3 | 23 | 1 | 1
3 | 3 | 24 | 1 | 1
3 | 4 | 1 | 0 | 1
3 | 4 | 2 | 0 | 1
3 | 4 | 3 | 0 | 1
3 | 4 | 4 | 0 | 1
3 | 4 | 5 | 0 | 1
3 | 4 | 6 | 0 | 1
3 | 4 | 7 | 0 | 1
3 | 4 | 8 | 0 | 1
3 | 4 | 9 | 0 | 1
3 | 4 | 10 | 0 | 1
3 | 4 | 11 | 0 | 1
3 | 4 | 12 | 0 | 1
3 | 4 | 13 | 0 | 1
3 | 4 | 14 | 0 | 1
3 | 4 | 15 | 0 | 1
3 | 4 | 16 | 0 | 1
3 | 4 | 17 | 0 | 1
3 | 4 | 18 | 0 | 1
3 | 4 | 19 | 0 | 1
3 | 4 | 20 | 0 | 1
3 | 4 | 21 | 0 | 1
3 | 4 | 22 | 0 | 1
3 | 4 | 23 | 0 | 1
3 | 4 | 24 | 0 | 1
3 | 5 | 1 | 0 | 1
3 | 5 | 2 | 0 | 1
3 | 5 | 3 | 0 | 1
3 | 5 | 4 | 0 | 1
3 | 5 | 5 | 0 | 1
3 | 5 | 6 | 0 | 1
3 | 5 | 7 | 0 | 1
3 | 5 | 8 | 0 | 1
3 | 5 | 9 | 0 | 1
3 | 5 | 10 | 0 | 1
3 | 5 | 11 | 0 | 1
3 | 5 | 12 | 0 | 1
3 | 5 | 13 | 0 | 1
3 | 5 | 14 | 0 | 1
3 | 5 | 15 | 0 | 1
3 | 5 | 16 | 0 | 1
3 | 5 | 17 | 0 | 1
3 | 5 | 18 | 0 | 1
3 | 5 | 19 | 0 | 1
3 | 5 | 20 | 0 | 1
3 | 5 | 21 | 0 | 1
3 | 5 | 22 | 0 | 1
3 | 5 | 23 | 0 | 1
3 | 5 | 24 | 0 | 1
3 | 6 | 1 | 1 | 1
3 | 6 | 2 | 1 | 1
3 | 6 | 3 | 1 | 1
3 | 6 | 4 | 1 | 1
3 | 6 | 5 | 1 | 1
3 | 6 | 6 | 1 | 1
3 | 6 | 7 | 1 | 1
3 | 6 | 8 | 1 | 1
3 | 6 | 9 | 1 | 1
3 | 6 | 10 | 1 | 1
3 | 6 | 11 | 1 | 1
3 | 6 | 12 | 1 | 1
3 | 6 | 13 | 1 | 1
3 | 6 | 14 | 1 | 1
3 | 6 | 15 | 1 | 1
3 | 6 | 16 | 1 | 1
3 | 6 | 17 | 1 | 1
3 | 6 | 18 | 1 | 1
3 | 6 | 19 | 1 | 1
3 | 6 | 20 | 1 | 1
3 | 6 | 21 | 1 | 1
3 | 6 | 22 | 1 | 1
3 | 6 | 23 | 1 | 1
3 | 6 | 24 | 1 | 1
3 | 7 | 1 | 1 | 1
3 | 7 | 2 | 1 | 1
3 | 7 | 3 | 1 | 1
3 | 7 | 4 | 1 | 1
3 | 7 | 5 | 1 | 1
3 | 7 | 6 | 1 | 1
3 | 7 | 7 | 1 | 1
3 | 7 | 8 | 1 | 1
3 | 7 | 9 | 1 | 1
3 | 7 | 10 | 1 | 1
3 | 7 | 11 | 1 | 1
3 | 7 | 12 | 1 | 1
3 | 7 | 13 | 1 | 1
3 | 7 | 14 | 1 | 1
3 | 7 | 15 | 1 | 1
3 | 7 | 16 | 1 | 1
3 | 7 | 17 | 1 | 1
3 | 7 | 18 | 1 | 1
3 | 7 | 19 | 1 | 1
3 | 7 | 20 | 1 | 1
3 | 7 | 21 | 1 | 1
3 | 7 | 22 | 1 | 1
3 | 7 | 23 | 1 | 1
3 | 7 | 24 | 1 | 1
3 | 8 | 1 | 1 | 1
3 | 8 | 2 | 1 | 1
3 | 8 | 3 | 1 | 1
3 | 8 | 4 | 1 | 1
3 | 8 | 5 | 1 | 1
3 | 8 | 6 | 1 | 1
3 | 8 | 7 | 1 | 1
3 | 8 | 8 | 1 | 1
3 | 8 | 9 | 1 | 1
3 | 8 | 10 | 1 | 1
3 | 8 | 11 | 1 | 1
3 | 8 | 12 | 1 | 1
3 | 8 | 13 | 1 | 1
3 | 8 | 14 | 1 | 1
3 | 8 | 15 | 1 | 1
3 | 8 | 16 | 1 | 1
3 | 8 | 17 | 1 | 1
3 | 8 | 18 | 1 | 1
3 | 8 | 19 | 1 | 1
3 | 8 | 20 | 1 | 1
3 | 8 | 21 | 1 | 1
3 | 8 | 22 | 1 | 1
3 | 8 | 23 | 1 | 1
3 | 8 | 24 | 1 | 1
3 | 9 | 1 | 1 | 1
3 | 9 | 2 | 1 | 1
3 | 9 | 3 | 1 | 1
3 | 9 | 4 | 1 | 1
3 | 9 | 5 | 1 | 1
3 | 9 | 6 | 1 | 1
3 | 9 | 7 | 1 | 1
3 | 9 | 8 | 1 | 1
3 | 9 | 9 | 1 | 1
3 | 9 | 10 | 1 | 1
3 | 9 | 11 | 1 | 1
3 | 9 | 12 | 1 | 1
3 | 9 | 13 | 1 | 1
3 | 9 | 14 | 1 | 1
3 | 9 | 15 | 1 | 1
3 | 9 | 16 | 1 | 1
3 | 9 | 17 | 1 | 1
3 | 9 | 18 | 1 | 1
3 | 9 | 19 | 1 | 1
3 | 9 | 20 | 1 | 1
3 | 9 | 21 | 1 | 1
3 | 9 | 22 | 1 | 1
3 | 9 | 23 | 1 | 1
3 | 9 | 24 | 1 | 1
3 | 10 | 1 | 1 | 1
3 | 10 | 2 | 1 | 1
3 | 10 | 3 | 1 | 1
3 | 10 | 4 | 1 | 1
3 | 10 | 5 | 1 | 1
3 | 10 | 6 | 1 | 1
3 | 10 | 7 | 1 | 1
3 | 10 | 8 | 1 | 1
3 | 10 | 9 | 1 | 1
3 | 10 | 10 | 1 | 1
3 | 10 | 11 | 1 | 1
3 | 10 | 12 | 1 | 1
3 | 10 | 13 | 1 | 1
3 | 10 | 14 | 1 | 1
3 | 10 | 15 | 1 | 1
3 | 10 | 16 | 1 | 1
3 | 10 | 17 | 1 | 1
3 | 10 | 18 | 1 | 1
3 | 10 | 19 | 1 | 1
3 | 10 | 20 | 1 | 1
3 | 10 | 21 | 1 | 1
3 | 10 | 22 | 1 | 1
3 | 10 | 23 | 1 | 1
3 | 10 | 24 | 1 | 1
3 | 11 | 1 | 0 | 1
3 | 11 | 2 | 0 | 1
3 | 11 | 3 | 0 | 1
3 | 11 | 4 | 0 | 1
3 | 11 | 5 | 0 | 1
3 | 11 | 6 | 0 | 1
3 | 11 | 7 | 0 | 1
3 | 11 | 8 | 0 | 1
3 | 11 | 9 | 0 | 1
3 | 11 | 10 | 0 | 1
3 | 11 | 11 | 0 | 1
3 | 11 | 12 | 0 | 1
3 | 11 | 13 | 0 | 1
3 | 11 | 14 | 0 | 1
3 | 11 | 15 | 0 | 1
3 | 11 | 16 | 0 | 1
3 | 11 | 17 | 0 | 1
3 | 11 | 18 | 0 | 1
3 | 11 | 19 | 0 | 1
3 | 11 | 20 | 0 | 1
3 | 11 | 21 | 0 | 1
3 | 11 | 22 | 0 | 1
3 | 11 | 23 | 0 | 1
3 | 11 | 24 | 0 | 1
3 | 12 | 1 | 0 | 1
3 | 12 | 2 | 0 | 1
3 | 12 | 3 | 0 | 1
3 | 12 | 4 | 0 | 1
3 | 12 | 5 | 0 | 1
3 | 12 | 6 | 0 | 1
3 | 12 | 7 | 0 | 1
3 | 12 | 8 | 0 | 1
3 | 12 | 9 | 0 | 1
3 | 12 | 10 | 0 | 1
3 | 12 | 11 | 0 | 1
3 | 12 | 12 | 0 | 1
3 | 12 | 13 | 0 | 1
3 | 12 | 14 | 0 | 1
3 | 12 | 15 | 0 | 1
3 | 12 | 16 | 0 | 1
3 | 12 | 17 | 0 | 1
3 | 12 | 18 | 0 | 1
3 | 12 | 19 | 0 | 1
3 | 12 | 20 | 0 | 1
3 | 12 | 21 | 0 | 1
3 | 12 | 22 | 0 | 1
3 | 12 | 23 | 0 | 1
3 | 12 | 24 | 0 | 1
3 | 13 | 1 | 1 | 1
3 | 13 | 2 | 1 | 1
3 | 13 | 3 | 1 | 1
3 | 13 | 4 | 1 | 1
3 | 13 | 5 | 1 | 1
3 | 13 | 6 | 1 | 1
3 | 13 | 7 | 1 | 1
3 | 13 | 8 | 1 | 1
3 | 13 | 9 | 1 | 1
3 | 13 | 10 | 1 | 1
3 | 13 | 11 | 1 | 1
3 | 13 | 12 | 1 | 1
3 | 13 | 13 | 1 | 1
3 | 13 | 14 | 1 | 1
3 | 13 | 15 | 1 | 1
3 | 13 | 16 | 1 | 1
3 | 13 | 17 | 1 | 1
3 | 13 | 18 | 1 | 1
3 | 13 | 19 | 1 | 1
3 | 13 | 20 | 1 | 1
3 | 13 | 21 | 1 | 1
3 | 13 | 22 | 1 | 1
3 | 13 | 23 | 1 | 1
3 | 13 | 24 | 1 | 1
3 | 14 | 1 | 1 | 1
3 | 14 | 2 | 1 | 1
3 | 14 | 3 | 1 | 1
3 | 14 | 4 | 1 | 1
3 | 14 | 5 | 1 | 1
3 | 14 | 6 | 1 | 1
3 | 14 | 7 | 1 | 1
3 | 14 | 8 | 1 | 1
3 | 14 | 9 | 1 | 1
3 | 14 | 10 | 1 | 1
3 | 14 | 11 | 1 | 1
3 | 14 | 12 | 1 | 1
3 | 14 | 13 | 1 | 1
3 | 14 | 14 | 1 | 1
3 | 14 | 15 | 1 | 1
3 | 14 | 16 | 1 | 1
3 | 14 | 17 | 1 | 1
3 | 14 | 18 | 1 | 1
3 | 14 | 19 | 1 | 1
3 | 14 | 20 | 1 | 1
3 | 14 | 21 | 1 | 1
3 | 14 | 22 | 1 | 1
3 | 14 | 23 | 1 | 1
3 | 14 | 24 | 1 | 1
3 | 15 | 1 | 1 | 1
3 | 15 | 2 | 1 | 1
3 | 15 | 3 | 1 | 1
3 | 15 | 4 | 1 | 1
3 | 15 | 5 | 1 | 1
3 | 15 | 6 | 1 | 1
3 | 15 | 7 | 1 | 1
3 | 15 | 8 | 1 | 1
3 | 15 | 9 | 1 | 1
3 | 15 | 10 | 1 | 1
3 | 15 | 11 | 1 | 1
3 | 15 | 12 | 1 | 1
3 | 15 | 13 | 1 | 1
3 | 15 | 14 | 1 | 1
3 | 15 | 15 | 1 | 1
3 | 15 | 16 | 1 | 1
3 | 15 | 17 | 1 | 1
3 | 15 | 18 | 1 | 1
3 | 15 | 19 | 1 | 1
3 | 15 | 20 | 1 | 1
3 | 15 | 21 | 1 | 1
3 | 15 | 22 | 1 | 1
3 | 15 | 23 | 1 | 1
3 | 15 | 24 | 1 | 1
3 | 16 | 1 | 1 | 1
3 | 16 | 2 | 1 | 1
3 | 16 | 3 | 1 | 1
3 | 16 | 4 | 1 | 1
3 | 16 | 5 | 1 | 1
3 | 16 | 6 | 1 | 1
3 | 16 | 7 | 1 | 1
3 | 16 | 8 | 1 | 1
3 | 16 | 9 | 1 | 1
3 | 16 | 10 | 1 | 1
3 | 16 | 11 | 1 | 1
3 | 16 | 12 | 1 | 1
3 | 16 | 13 | 1 | 1
3 | 16 | 14 | 1 | 1
3 | 16 | 15 | 1 | 1
3 | 16 | 16 | 1 | 1
3 | 16 | 17 | 1 | 1
3 | 16 | 18 | 1 | 1
3 | 16 | 19 | 1 | 1
3 | 16 | 20 | 1 | 1
3 | 16 | 21 | 1 | 1
3 | 16 | 22 | 1 | 1
3 | 16 | 23 | 1 | 1
3 | 16 | 24 | 1 | 1
3 | 17 | 1 | 1 | 1
3 | 17 | 2 | 1 | 1
3 | 17 | 3 | 1 | 1
3 | 17 | 4 | 1 | 1
3 | 17 | 5 | 1 | 1
3 | 17 | 6 | 1 | 1
3 | 17 | 7 | 1 | 1
3 | 17 | 8 | 1 | 1
3 | 17 | 9 | 1 | 1
3 | 17 | 10 | 1 | 1
3 | 17 | 11 | 1 | 1
3 | 17 | 12 | 1 | 1
3 | 17 | 13 | 1 | 1
3 | 17 | 14 | 1 | 1
3 | 17 | 15 | 1 | 1
3 | 17 | 16 | 1 | 1
3 | 17 | 17 | 1 | 1
3 | 17 | 18 | 1 | 1
3 | 17 | 19 | 1 | 1
3 | 17 | 20 | 1 | 1
3 | 17 | 21 | 1 | 1
3 | 17 | 22 | 1 | 1
3 | 17 | 23 | 1 | 1
3 | 17 | 24 | 1 | 1
3 | 18 | 1 | 0 | 1
3 | 18 | 2 | 0 | 1
3 | 18 | 3 | 0 | 1
3 | 18 | 4 | 0 | 1
3 | 18 | 5 | 0 | 1
3 | 18 | 6 | 0 | 1
3 | 18 | 7 | 0 | 1
3 | 18 | 8 | 0 | 1
3 | 18 | 9 | 0 | 1
3 | 18 | 10 | 0 | 1
3 | 18 | 11 | 0 | 1
3 | 18 | 12 | 0 | 1
3 | 18 | 13 | 0 | 1
3 | 18 | 14 | 0 | 1
3 | 18 | 15 | 0 | 1
3 | 18 | 16 | 0 | 1
3 | 18 | 17 | 0 | 1
3 | 18 | 18 | 0 | 1
3 | 18 | 19 | 0 | 1
3 | 18 | 20 | 0 | 1
3 | 18 | 21 | 0 | 1
3 | 18 | 22 | 0 | 1
3 | 18 | 23 | 0 | 1
3 | 18 | 24 | 0 | 1
3 | 19 | 1 | 0 | 1
3 | 19 | 2 | 0 | 1
3 | 19 | 3 | 0 | 1
3 | 19 | 4 | 0 | 1
3 | 19 | 5 | 0 | 1
3 | 19 | 6 | 0 | 1
3 | 19 | 7 | 0 | 1
3 | 19 | 8 | 0 | 1
3 | 19 | 9 | 0 | 1
3 | 19 | 10 | 0 | 1
3 | 19 | 11 | 0 | 1
3 | 19 | 12 | 0 | 1
3 | 19 | 13 | 0 | 1
3 | 19 | 14 | 0 | 1
3 | 19 | 15 | 0 | 1
3 | 19 | 16 | 0 | 1
3 | 19 | 17 | 0 | 1
3 | 19 | 18 | 0 | 1
3 | 19 | 19 | 0 | 1
3 | 19 | 20 | 0 | 1
3 | 19 | 21 | 0 | 1
3 | 19 | 22 | 0 | 1
3 | 19 | 23 | 0 | 1
3 | 19 | 24 | 0 | 1
3 | 20 | 1 | 1 | 1
3 | 20 | 2 | 1 | 1
3 | 20 | 3 | 1 | 1
3 | 20 | 4 | 1 | 1
3 | 20 | 5 | 1 | 1
3 | 20 | 6 | 1 | 1
3 | 20 | 7 | 1 | 1
3 | 20 | 8 | 1 | 1
3 | 20 | 9 | 1 | 1
3 | 20 | 10 | 1 | 1
3 | 20 | 11 | 1 | 1
3 | 20 | 12 | 1 | 1
3 | 20 | 13 | 1 | 1
3 | 20 | 14 | 1 | 1
3 | 20 | 15 | 1 | 1
3 | 20 | 16 | 1 | 1
3 | 20 | 17 | 1 | 1
3 | 20 | 18 | 1 | 1
3 | 20 | 19 | 1 | 1
3 | 20 | 20 | 1 | 1
3 | 20 | 21 | 1 | 1
3 | 20 | 22 | 1 | 1
3 | 20 | 23 | 1 | 1
3 | 20 | 24 | 1 | 1
3 | 21 | 1 | 1 | 1
3 | 21 | 2 | 1 | 1
3 | 21 | 3 | 1 | 1
3 | 21 | 4 | 1 | 1
3 | 21 | 5 | 1 | 1
3 | 21 | 6 | 1 | 1
3 | 21 | 7 | 1 | 1
3 | 21 | 8 | 1 | 1
3 | 21 | 9 | 1 | 1
3 | 21 | 10 | 1 | 1
3 | 21 | 11 | 1 | 1
3 | 21 | 12 | 1 | 1
3 | 21 | 13 | 1 | 1
3 | 21 | 14 | 1 | 1
3 | 21 | 15 | 1 | 1
3 | 21 | 16 | 1 | 1
3 | 21 | 17 | 1 | 1
3 | 21 | 18 | 1 | 1
3 | 21 | 19 | 1 | 1
3 | 21 | 20 | 1 | 1
3 | 21 | 21 | 1 | 1
3 | 21 | 22 | 1 | 1
3 | 21 | 23 | 1 | 1
3 | 21 | 24 | 1 | 1
3 | 22 | 1 | 1 | 1
3 | 22 | 2 | 1 | 1
3 | 22 | 3 | 1 | 1
3 | 22 | 4 | 1 | 1
3 | 22 | 5 | 1 | 1
3 | 22 | 6 | 1 | 1
3 | 22 | 7 | 1 | 1
3 | 22 | 8 | 1 | 1
3 | 22 | 9 | 1 | 1
3 | 22 | 10 | 1 | 1
3 | 22 | 11 | 1 | 1
3 | 22 | 12 | 1 | 1
3 | 22 | 13 | 1 | 1
3 | 22 | 14 | 1 | 1
3 | 22 | 15 | 1 | 1
3 | 22 | 16 | 1 | 1
3 | 22 | 17 | 1 | 1
3 | 22 | 18 | 1 | 1
3 | 22 | 19 | 1 | 1
3 | 22 | 20 | 1 | 1
3 | 22 | 21 | 1 | 1
3 | 22 | 22 | 1 | 1
3 | 22 | 23 | 1 | 1
3 | 22 | 24 | 1 | 1
3 | 23 | 1 | 1 | 1
3 | 23 | 2 | 1 | 1
3 | 23 | 3 | 1 | 1
3 | 23 | 4 | 1 | 1
3 | 23 | 5 | 1 | 1
3 | 23 | 6 | 1 | 1
3 | 23 | 7 | 1 | 1
3 | 23 | 8 | 1 | 1
3 | 23 | 9 | 1 | 1
3 | 23 | 10 | 1 | 1
3 | 23 | 11 | 1 | 1
3 | 23 | 12 | 1 | 1
3 | 23 | 13 | 1 | 1
3 | 23 | 14 | 1 | 1
3 | 23 | 15 | 1 | 1
3 | 23 | 16 | 1 | 1
3 | 23 | 17 | 1 | 1
3 | 23 | 18 | 1 | 1
3 | 23 | 19 | 1 | 1
3 | 23 | 20 | 1 | 1
3 | 23 | 21 | 1 | 1
3 | 23 | 22 | 1 | 1
3 | 23 | 23 | 1 | 1
3 | 23 | 24 | 1 | 1
3 | 24 | 1 | 1 | 1
3 | 24 | 2 | 1 | 1
3 | 24 | 3 | 1 | 1
3 | 24 | 4 | 1 | 1
3 | 24 | 5 | 1 | 1
3 | 24 | 6 | 1 | 1
3 | 24 | 7 | 1 | 1
3 | 24 | 8 | 1 | 1
3 | 24 | 9 | 1 | 1
3 | 24 | 10 | 1 | 1
3 | 24 | 11 | 1 | 1
3 | 24 | 12 | 1 | 1
3 | 24 | 13 | 1 | 1
3 | 24 | 14 | 1 | 1
3 | 24 | 15 | 1 | 1
3 | 24 | 16 | 1 | 1
3 | 24 | 17 | 1 | 1
3 | 24 | 18 | 1 | 1
3 | 24 | 19 | 1 | 1
3 | 24 | 20 | 1 | 1
3 | 24 | 21 | 1 | 1
3 | 24 | 22 | 1 | 1
3 | 24 | 23 | 1 | 1
3 | 24 | 24 | 1 | 1
3 | 25 | 1 | 0 | 1
3 | 25 | 2 | 0 | 1
3 | 25 | 3 | 0 | 1
3 | 25 | 4 | 0 | 1
3 | 25 | 5 | 0 | 1
3 | 25 | 6 | 0 | 1
3 | 25 | 7 | 0 | 1
3 | 25 | 8 | 0 | 1
3 | 25 | 9 | 0 | 1
3 | 25 | 10 | 0 | 1
3 | 25 | 11 | 0 | 1
3 | 25 | 12 | 0 | 1
3 | 25 | 13 | 0 | 1
3 | 25 | 14 | 0 | 1
3 | 25 | 15 | 0 | 1
3 | 25 | 16 | 0 | 1
3 | 25 | 17 | 0 | 1
3 | 25 | 18 | 0 | 1
3 | 25 | 19 | 0 | 1
3 | 25 | 20 | 0 | 1
3 | 25 | 21 | 0 | 1
3 | 25 | 22 | 0 | 1
3 | 25 | 23 | 0 | 1
3 | 25 | 24 | 0 | 1
3 | 26 | 1 | 0 | 1
3 | 26 | 2 | 0 | 1
3 | 26 | 3 | 0 | 1
3 | 26 | 4 | 0 | 1
3 | 26 | 5 | 0 | 1
3 | 26 | 6 | 0 | 1
3 | 26 | 7 | 0 | 1
3 | 26 | 8 | 0 | 1
3 | 26 | 9 | 0 | 1
3 | 26 | 10 | 0 | 1
3 | 26 | 11 | 0 | 1
3 | 26 | 12 | 0 | 1
3 | 26 | 13 | 0 | 1
3 | 26 | 14 | 0 | 1
3 | 26 | 15 | 0 | 1
3 | 26 | 16 | 0 | 1
3 | 26 | 17 | 0 | 1
3 | 26 | 18 | 0 | 1
3 | 26 | 19 | 0 | 1
3 | 26 | 20 | 0 | 1
3 | 26 | 21 | 0 | 1
3 | 26 | 22 | 0 | 1
3 | 26 | 23 | 0 | 1
3 | 26 | 24 | 0 | 1
3 | 27 | 1 | 1 | 1
3 | 27 | 2 | 1 | 1
3 | 27 | 3 | 1 | 1
3 | 27 | 4 | 1 | 1
3 | 27 | 5 | 1 | 1
3 | 27 | 6 | 1 | 1
3 | 27 | 7 | 1 | 1
3 | 27 | 8 | 1 | 1
3 | 27 | 9 | 1 | 1
3 | 27 | 10 | 1 | 1
3 | 27 | 11 | 1 | 1
3 | 27 | 12 | 1 | 1
3 | 27 | 13 | 1 | 1
3 | 27 | 14 | 1 | 1
3 | 27 | 15 | 1 | 1
3 | 27 | 16 | 1 | 1
3 | 27 | 17 | 1 | 1
3 | 27 | 18 | 1 | 1
3 | 27 | 19 | 1 | 1
3 | 27 | 20 | 1 | 1
3 | 27 | 21 | 1 | 1
3 | 27 | 22 | 1 | 1
3 | 27 | 23 | 1 | 1
3 | 27 | 24 | 1 | 1
3 | 28 | 1 | 1 | 1
3 | 28 | 2 | 1 | 1
3 | 28 | 3 | 1 | 1
3 | 28 | 4 | 1 | 1
3 | 28 | 5 | 1 | 1
3 | 28 | 6 | 1 | 1
3 | 28 | 7 | 1 | 1
3 | 28 | 8 | 1 | 1
3 | 28 | 9 | 1 | 1
3 | 28 | 10 | 1 | 1
3 | 28 | 11 | 1 | 1
3 | 28 | 12 | 1 | 1
3 | 28 | 13 | 1 | 1
3 | 28 | 14 | 1 | 1
3 | 28 | 15 | 1 | 1
3 | 28 | 16 | 1 | 1
3 | 28 | 17 | 1 | 1
3 | 28 | 18 | 1 | 1
3 | 28 | 19 | 1 | 1
3 | 28 | 20 | 1 | 1
3 | 28 | 21 | 1 | 1
3 | 28 | 22 | 1 | 1
3 | 28 | 23 | 1 | 1
3 | 28 | 24 | 1 | 1
3 | 29 | 1 | 1 | 1
3 | 29 | 2 | 1 | 1
3 | 29 | 3 | 1 | 1
3 | 29 | 4 | 1 | 1
3 | 29 | 5 | 1 | 1
3 | 29 | 6 | 1 | 1
3 | 29 | 7 | 1 | 1
3 | 29 | 8 | 1 | 1
3 | 29 | 9 | 1 | 1
3 | 29 | 10 | 1 | 1
3 | 29 | 11 | 1 | 1
3 | 29 | 12 | 1 | 1
3 | 29 | 13 | 1 | 1
3 | 29 | 14 | 1 | 1
3 | 29 | 15 | 1 | 1
3 | 29 | 16 | 1 | 1
3 | 29 | 17 | 1 | 1
3 | 29 | 18 | 1 | 1
3 | 29 | 19 | 1 | 1
3 | 29 | 20 | 1 | 1
3 | 29 | 21 | 1 | 1
3 | 29 | 22 | 1 | 1
3 | 29 | 23 | 1 | 1
3 | 29 | 24 | 1 | 1
3 | 30 | 1 | 1 | 1
3 | 30 | 2 | 1 | 1
3 | 30 | 3 | 1 | 1
3 | 30 | 4 | 1 | 1
3 | 30 | 5 | 1 | 1
3 | 30 | 6 | 1 | 1
3 | 30 | 7 | 1 | 1
3 | 30 | 8 | 1 | 1
3 | 30 | 9 | 1 | 1
3 | 30 | 10 | 1 | 1
3 | 30 | 11 | 1 | 1
3 | 30 | 12 | 1 | 1
3 | 30 | 13 | 1 | 1
3 | 30 | 14 | 1 | 1
3 | 30 | 15 | 1 | 1
3 | 30 | 16 | 1 | 1
3 | 30 | 17 | 1 | 1
3 | 30 | 18 | 1 | 1
3 | 30 | 19 | 1 | 1
3 | 30 | 20 | 1 | 1
3 | 30 | 21 | 1 | 1
3 | 30 | 22 | 1 | 1
3 | 30 | 23 | 1 | 1
3 | 30 | 24 | 1 | 1
3 | 31 | 1 | 1 | 1
3 | 31 | 2 | 1 | 1
3 | 31 | 3 | 1 | 1
3 | 31 | 4 | 1 | 1
3 | 31 | 5 | 1 | 1
3 | 31 | 6 | 1 | 1
3 | 31 | 7 | 1 | 1
3 | 31 | 8 | 1 | 1
3 | 31 | 9 | 1 | 1
3 | 31 | 10 | 1 | 1
3 | 31 | 11 | 1 | 1
3 | 31 | 12 | 1 | 1
3 | 31 | 13 | 1 | 1
3 | 31 | 14 | 1 | 1
3 | 31 | 15 | 1 | 1
3 | 31 | 16 | 1 | 1
3 | 31 | 17 | 1 | 1
3 | 31 | 18 | 1 | 1
3 | 31 | 19 | 1 | 1
3 | 31 | 20 | 1 | 1
3 | 31 | 21 | 1 | 1
3 | 31 | 22 | 1 | 1
3 | 31 | 23 | 1 | 1
3 | 31 | 24 | 1 | 1
4 | 1 | 1 | 0 | 1
4 | 1 | 2 | 0 | 1
4 | 1 | 3 | 0 | 1
4 | 1 | 4 | 0 | 1
4 | 1 | 5 | 0 | 1
4 | 1 | 6 | 0 | 1
4 | 1 | 7 | 0 | 1
4 | 1 | 8 | 0 | 1
4 | 1 | 9 | 0 | 1
4 | 1 | 10 | 0 | 1
4 | 1 | 11 | 0 | 1
4 | 1 | 12 | 0 | 1
4 | 1 | 13 | 0 | 1
4 | 1 | 14 | 0 | 1
4 | 1 | 15 | 0 | 1
4 | 1 | 16 | 0 | 1
4 | 1 | 17 | 0 | 1
4 | 1 | 18 | 0 | 1
4 | 1 | 19 | 0 | 1
4 | 1 | 20 | 0 | 1
4 | 1 | 21 | 0 | 1
4 | 1 | 22 | 0 | 1
4 | 1 | 23 | 0 | 1
4 | 1 | 24 | 0 | 1
4 | 2 | 1 | 0 | 1
4 | 2 | 2 | 0 | 1
4 | 2 | 3 | 0 | 1
4 | 2 | 4 | 0 | 1
4 | 2 | 5 | 0 | 1
4 | 2 | 6 | 0 | 1
4 | 2 | 7 | 0 | 1
4 | 2 | 8 | 0 | 1
4 | 2 | 9 | 0 | 1
4 | 2 | 10 | 0 | 1
4 | 2 | 11 | 0 | 1
4 | 2 | 12 | 0 | 1
4 | 2 | 13 | 0 | 1
4 | 2 | 14 | 0 | 1
4 | 2 | 15 | 0 | 1
4 | 2 | 16 | 0 | 1
4 | 2 | 17 | 0 | 1
4 | 2 | 18 | 0 | 1
4 | 2 | 19 | 0 | 1
4 | 2 | 20 | 0 | 1
4 | 2 | 21 | 0 | 1
4 | 2 | 22 | 0 | 1
4 | 2 | 23 | 0 | 1
4 | 2 | 24 | 0 | 1
4 | 3 | 1 | 1 | 1
4 | 3 | 2 | 1 | 1
4 | 3 | 3 | 1 | 1
4 | 3 | 4 | 1 | 1
4 | 3 | 5 | 1 | 1
4 | 3 | 6 | 1 | 1
4 | 3 | 7 | 1 | 1
4 | 3 | 8 | 1 | 1
4 | 3 | 9 | 1 | 1
4 | 3 | 10 | 1 | 1
4 | 3 | 11 | 1 | 1
4 | 3 | 12 | 1 | 1
4 | 3 | 13 | 1 | 1
4 | 3 | 14 | 1 | 1
4 | 3 | 15 | 1 | 1
4 | 3 | 16 | 1 | 1
4 | 3 | 17 | 1 | 1
4 | 3 | 18 | 1 | 1
4 | 3 | 19 | 1 | 1
4 | 3 | 20 | 1 | 1
4 | 3 | 21 | 1 | 1
4 | 3 | 22 | 1 | 1
4 | 3 | 23 | 1 | 1
4 | 3 | 24 | 1 | 1
4 | 4 | 1 | 1 | 1
4 | 4 | 2 | 1 | 1
4 | 4 | 3 | 1 | 1
4 | 4 | 4 | 1 | 1
4 | 4 | 5 | 1 | 1
4 | 4 | 6 | 1 | 1
4 | 4 | 7 | 1 | 1
4 | 4 | 8 | 1 | 1
4 | 4 | 9 | 1 | 1
4 | 4 | 10 | 1 | 1
4 | 4 | 11 | 1 | 1
4 | 4 | 12 | 1 | 1
4 | 4 | 13 | 1 | 1
4 | 4 | 14 | 1 | 1
4 | 4 | 15 | 1 | 1
4 | 4 | 16 | 1 | 1
4 | 4 | 17 | 1 | 1
4 | 4 | 18 | 1 | 1
4 | 4 | 19 | 1 | 1
4 | 4 | 20 | 1 | 1
4 | 4 | 21 | 1 | 1
4 | 4 | 22 | 1 | 1
4 | 4 | 23 | 1 | 1
4 | 4 | 24 | 1 | 1
4 | 5 | 1 | 1 | 1
4 | 5 | 2 | 1 | 1
4 | 5 | 3 | 1 | 1
4 | 5 | 4 | 1 | 1
4 | 5 | 5 | 1 | 1
4 | 5 | 6 | 1 | 1
4 | 5 | 7 | 1 | 1
4 | 5 | 8 | 1 | 1
4 | 5 | 9 | 1 | 1
4 | 5 | 10 | 1 | 1
4 | 5 | 11 | 1 | 1
4 | 5 | 12 | 1 | 1
4 | 5 | 13 | 1 | 1
4 | 5 | 14 | 1 | 1
4 | 5 | 15 | 1 | 1
4 | 5 | 16 | 1 | 1
4 | 5 | 17 | 1 | 1
4 | 5 | 18 | 1 | 1
4 | 5 | 19 | 1 | 1
4 | 5 | 20 | 1 | 1
4 | 5 | 21 | 1 | 1
4 | 5 | 22 | 1 | 1
4 | 5 | 23 | 1 | 1
4 | 5 | 24 | 1 | 1
4 | 6 | 1 | 1 | 1
4 | 6 | 2 | 1 | 1
4 | 6 | 3 | 1 | 1
4 | 6 | 4 | 1 | 1
4 | 6 | 5 | 1 | 1
4 | 6 | 6 | 1 | 1
4 | 6 | 7 | 1 | 1
4 | 6 | 8 | 1 | 1
4 | 6 | 9 | 1 | 1
4 | 6 | 10 | 1 | 1
4 | 6 | 11 | 1 | 1
4 | 6 | 12 | 1 | 1
4 | 6 | 13 | 1 | 1
4 | 6 | 14 | 1 | 1
4 | 6 | 15 | 1 | 1
4 | 6 | 16 | 1 | 1
4 | 6 | 17 | 1 | 1
4 | 6 | 18 | 1 | 1
4 | 6 | 19 | 1 | 1
4 | 6 | 20 | 1 | 1
4 | 6 | 21 | 1 | 1
4 | 6 | 22 | 1 | 1
4 | 6 | 23 | 1 | 1
4 | 6 | 24 | 1 | 1
4 | 7 | 1 | 1 | 1
4 | 7 | 2 | 1 | 1
4 | 7 | 3 | 1 | 1
4 | 7 | 4 | 1 | 1
4 | 7 | 5 | 1 | 1
4 | 7 | 6 | 1 | 1
4 | 7 | 7 | 1 | 1
4 | 7 | 8 | 1 | 1
4 | 7 | 9 | 1 | 1
4 | 7 | 10 | 1 | 1
4 | 7 | 11 | 1 | 1
4 | 7 | 12 | 1 | 1
4 | 7 | 13 | 1 | 1
4 | 7 | 14 | 1 | 1
4 | 7 | 15 | 1 | 1
4 | 7 | 16 | 1 | 1
4 | 7 | 17 | 1 | 1
4 | 7 | 18 | 1 | 1
4 | 7 | 19 | 1 | 1
4 | 7 | 20 | 1 | 1
4 | 7 | 21 | 1 | 1
4 | 7 | 22 | 1 | 1
4 | 7 | 23 | 1 | 1
4 | 7 | 24 | 1 | 1
4 | 8 | 1 | 0 | 1
4 | 8 | 2 | 0 | 1
4 | 8 | 3 | 0 | 1
4 | 8 | 4 | 0 | 1
4 | 8 | 5 | 0 | 1
4 | 8 | 6 | 0 | 1
4 | 8 | 7 | 0 | 1
4 | 8 | 8 | 0 | 1
4 | 8 | 9 | 0 | 1
4 | 8 | 10 | 0 | 1
4 | 8 | 11 | 0 | 1
4 | 8 | 12 | 0 | 1
4 | 8 | 13 | 0 | 1
4 | 8 | 14 | 0 | 1
4 | 8 | 15 | 0 | 1
4 | 8 | 16 | 0 | 1
4 | 8 | 17 | 0 | 1
4 | 8 | 18 | 0 | 1
4 | 8 | 19 | 0 | 1
4 | 8 | 20 | 0 | 1
4 | 8 | 21 | 0 | 1
4 | 8 | 22 | 0 | 1
4 | 8 | 23 | 0 | 1
4 | 8 | 24 | 0 | 1
4 | 9 | 1 | 0 | 1
4 | 9 | 2 | 0 | 1
4 | 9 | 3 | 0 | 1
4 | 9 | 4 | 0 | 1
4 | 9 | 5 | 0 | 1
4 | 9 | 6 | 0 | 1
4 | 9 | 7 | 0 | 1
4 | 9 | 8 | 0 | 1
4 | 9 | 9 | 0 | 1
4 | 9 | 10 | 0 | 1
4 | 9 | 11 | 0 | 1
4 | 9 | 12 | 0 | 1
4 | 9 | 13 | 0 | 1
4 | 9 | 14 | 0 | 1
4 | 9 | 15 | 0 | 1
4 | 9 | 16 | 0 | 1
4 | 9 | 17 | 0 | 1
4 | 9 | 18 | 0 | 1
4 | 9 | 19 | 0 | 1
4 | 9 | 20 | 0 | 1
4 | 9 | 21 | 0 | 1
4 | 9 | 22 | 0 | 1
4 | 9 | 23 | 0 | 1
4 | 9 | 24 | 0 | 1
4 | 10 | 1 | 1 | 1
4 | 10 | 2 | 1 | 1
4 | 10 | 3 | 1 | 1
4 | 10 | 4 | 1 | 1
4 | 10 | 5 | 1 | 1
4 | 10 | 6 | 1 | 1
4 | 10 | 7 | 1 | 1
4 | 10 | 8 | 1 | 1
4 | 10 | 9 | 1 | 1
4 | 10 | 10 | 1 | 1
4 | 10 | 11 | 1 | 1
4 | 10 | 12 | 1 | 1
4 | 10 | 13 | 1 | 1
4 | 10 | 14 | 1 | 1
4 | 10 | 15 | 1 | 1
4 | 10 | 16 | 1 | 1
4 | 10 | 17 | 1 | 1
4 | 10 | 18 | 1 | 1
4 | 10 | 19 | 1 | 1
4 | 10 | 20 | 1 | 1
4 | 10 | 21 | 1 | 1
4 | 10 | 22 | 1 | 1
4 | 10 | 23 | 1 | 1
4 | 10 | 24 | 1 | 1
4 | 11 | 1 | 1 | 1
4 | 11 | 2 | 1 | 1
4 | 11 | 3 | 1 | 1
4 | 11 | 4 | 1 | 1
4 | 11 | 5 | 1 | 1
4 | 11 | 6 | 1 | 1
4 | 11 | 7 | 1 | 1
4 | 11 | 8 | 1 | 1
4 | 11 | 9 | 1 | 1
4 | 11 | 10 | 1 | 1
4 | 11 | 11 | 1 | 1
4 | 11 | 12 | 1 | 1
4 | 11 | 13 | 1 | 1
4 | 11 | 14 | 1 | 1
4 | 11 | 15 | 1 | 1
4 | 11 | 16 | 1 | 1
4 | 11 | 17 | 1 | 1
4 | 11 | 18 | 1 | 1
4 | 11 | 19 | 1 | 1
4 | 11 | 20 | 1 | 1
4 | 11 | 21 | 1 | 1
4 | 11 | 22 | 1 | 1
4 | 11 | 23 | 1 | 1
4 | 11 | 24 | 1 | 1
4 | 12 | 1 | 1 | 1
4 | 12 | 2 | 1 | 1
4 | 12 | 3 | 1 | 1
4 | 12 | 4 | 1 | 1
4 | 12 | 5 | 1 | 1
4 | 12 | 6 | 1 | 1
4 | 12 | 7 | 1 | 1
4 | 12 | 8 | 1 | 1
4 | 12 | 9 | 1 | 1
4 | 12 | 10 | 1 | 1
4 | 12 | 11 | 1 | 1
4 | 12 | 12 | 1 | 1
4 | 12 | 13 | 1 | 1
4 | 12 | 14 | 1 | 1
4 | 12 | 15 | 1 | 1
4 | 12 | 16 | 1 | 1
4 | 12 | 17 | 1 | 1
4 | 12 | 18 | 1 | 1
4 | 12 | 19 | 1 | 1
4 | 12 | 20 | 1 | 1
4 | 12 | 21 | 1 | 1
4 | 12 | 22 | 1 | 1
4 | 12 | 23 | 1 | 1
4 | 12 | 24 | 1 | 1
4 | 13 | 1 | 1 | 1
4 | 13 | 2 | 1 | 1
4 | 13 | 3 | 1 | 1
4 | 13 | 4 | 1 | 1
4 | 13 | 5 | 1 | 1
4 | 13 | 6 | 1 | 1
4 | 13 | 7 | 1 | 1
4 | 13 | 8 | 1 | 1
4 | 13 | 9 | 1 | 1
4 | 13 | 10 | 1 | 1
4 | 13 | 11 | 1 | 1
4 | 13 | 12 | 1 | 1
4 | 13 | 13 | 1 | 1
4 | 13 | 14 | 1 | 1
4 | 13 | 15 | 1 | 1
4 | 13 | 16 | 1 | 1
4 | 13 | 17 | 1 | 1
4 | 13 | 18 | 1 | 1
4 | 13 | 19 | 1 | 1
4 | 13 | 20 | 1 | 1
4 | 13 | 21 | 1 | 1
4 | 13 | 22 | 1 | 1
4 | 13 | 23 | 1 | 1
4 | 13 | 24 | 1 | 1
4 | 14 | 1 | 1 | 1
4 | 14 | 2 | 1 | 1
4 | 14 | 3 | 1 | 1
4 | 14 | 4 | 1 | 1
4 | 14 | 5 | 1 | 1
4 | 14 | 6 | 1 | 1
4 | 14 | 7 | 1 | 1
4 | 14 | 8 | 1 | 1
4 | 14 | 9 | 1 | 1
4 | 14 | 10 | 1 | 1
4 | 14 | 11 | 1 | 1
4 | 14 | 12 | 1 | 1
4 | 14 | 13 | 1 | 1
4 | 14 | 14 | 1 | 1
4 | 14 | 15 | 1 | 1
4 | 14 | 16 | 1 | 1
4 | 14 | 17 | 1 | 1
4 | 14 | 18 | 1 | 1
4 | 14 | 19 | 1 | 1
4 | 14 | 20 | 1 | 1
4 | 14 | 21 | 1 | 1
4 | 14 | 22 | 1 | 1
4 | 14 | 23 | 1 | 1
4 | 14 | 24 | 1 | 1
4 | 15 | 1 | 0 | 1
4 | 15 | 2 | 0 | 1
4 | 15 | 3 | 0 | 1
4 | 15 | 4 | 0 | 1
4 | 15 | 5 | 0 | 1
4 | 15 | 6 | 0 | 1
4 | 15 | 7 | 0 | 1
4 | 15 | 8 | 0 | 1
4 | 15 | 9 | 0 | 1
4 | 15 | 10 | 0 | 1
4 | 15 | 11 | 0 | 1
4 | 15 | 12 | 0 | 1
4 | 15 | 13 | 0 | 1
4 | 15 | 14 | 0 | 1
4 | 15 | 15 | 0 | 1
4 | 15 | 16 | 0 | 1
4 | 15 | 17 | 0 | 1
4 | 15 | 18 | 0 | 1
4 | 15 | 19 | 0 | 1
4 | 15 | 20 | 0 | 1
4 | 15 | 21 | 0 | 1
4 | 15 | 22 | 0 | 1
4 | 15 | 23 | 0 | 1
4 | 15 | 24 | 0 | 1
4 | 16 | 1 | 0 | 1
4 | 16 | 2 | 0 | 1
4 | 16 | 3 | 0 | 1
4 | 16 | 4 | 0 | 1
4 | 16 | 5 | 0 | 1
4 | 16 | 6 | 0 | 1
4 | 16 | 7 | 0 | 1
4 | 16 | 8 | 0 | 1
4 | 16 | 9 | 0 | 1
4 | 16 | 10 | 0 | 1
4 | 16 | 11 | 0 | 1
4 | 16 | 12 | 0 | 1
4 | 16 | 13 | 0 | 1
4 | 16 | 14 | 0 | 1
4 | 16 | 15 | 0 | 1
4 | 16 | 16 | 0 | 1
4 | 16 | 17 | 0 | 1
4 | 16 | 18 | 0 | 1
4 | 16 | 19 | 0 | 1
4 | 16 | 20 | 0 | 1
4 | 16 | 21 | 0 | 1
4 | 16 | 22 | 0 | 1
4 | 16 | 23 | 0 | 1
4 | 16 | 24 | 0 | 1
4 | 17 | 1 | 1 | 1
4 | 17 | 2 | 1 | 1
4 | 17 | 3 | 1 | 1
4 | 17 | 4 | 1 | 1
4 | 17 | 5 | 1 | 1
4 | 17 | 6 | 1 | 1
4 | 17 | 7 | 1 | 1
4 | 17 | 8 | 1 | 1
4 | 17 | 9 | 1 | 1
4 | 17 | 10 | 1 | 1
4 | 17 | 11 | 1 | 1
4 | 17 | 12 | 1 | 1
4 | 17 | 13 | 1 | 1
4 | 17 | 14 | 1 | 1
4 | 17 | 15 | 1 | 1
4 | 17 | 16 | 1 | 1
4 | 17 | 17 | 1 | 1
4 | 17 | 18 | 1 | 1
4 | 17 | 19 | 1 | 1
4 | 17 | 20 | 1 | 1
4 | 17 | 21 | 1 | 1
4 | 17 | 22 | 1 | 1
4 | 17 | 23 | 1 | 1
4 | 17 | 24 | 1 | 1
4 | 18 | 1 | 1 | 1
4 | 18 | 2 | 1 | 1
4 | 18 | 3 | 1 | 1
4 | 18 | 4 | 1 | 1
4 | 18 | 5 | 1 | 1
4 | 18 | 6 | 1 | 1
4 | 18 | 7 | 1 | 1
4 | 18 | 8 | 1 | 1
4 | 18 | 9 | 1 | 1
4 | 18 | 10 | 1 | 1
4 | 18 | 11 | 1 | 1
4 | 18 | 12 | 1 | 1
4 | 18 | 13 | 1 | 1
4 | 18 | 14 | 1 | 1
4 | 18 | 15 | 1 | 1
4 | 18 | 16 | 1 | 1
4 | 18 | 17 | 1 | 1
4 | 18 | 18 | 1 | 1
4 | 18 | 19 | 1 | 1
4 | 18 | 20 | 1 | 1
4 | 18 | 21 | 1 | 1
4 | 18 | 22 | 1 | 1
4 | 18 | 23 | 1 | 1
4 | 18 | 24 | 1 | 1
4 | 19 | 1 | 1 | 1
4 | 19 | 2 | 1 | 1
4 | 19 | 3 | 1 | 1
4 | 19 | 4 | 1 | 1
4 | 19 | 5 | 1 | 1
4 | 19 | 6 | 1 | 1
4 | 19 | 7 | 1 | 1
4 | 19 | 8 | 1 | 1
4 | 19 | 9 | 1 | 1
4 | 19 | 10 | 1 | 1
4 | 19 | 11 | 1 | 1
4 | 19 | 12 | 1 | 1
4 | 19 | 13 | 1 | 1
4 | 19 | 14 | 1 | 1
4 | 19 | 15 | 1 | 1
4 | 19 | 16 | 1 | 1
4 | 19 | 17 | 1 | 1
4 | 19 | 18 | 1 | 1
4 | 19 | 19 | 1 | 1
4 | 19 | 20 | 1 | 1
4 | 19 | 21 | 1 | 1
4 | 19 | 22 | 1 | 1
4 | 19 | 23 | 1 | 1
4 | 19 | 24 | 1 | 1
4 | 20 | 1 | 1 | 1
4 | 20 | 2 | 1 | 1
4 | 20 | 3 | 1 | 1
4 | 20 | 4 | 1 | 1
4 | 20 | 5 | 1 | 1
4 | 20 | 6 | 1 | 1
4 | 20 | 7 | 1 | 1
4 | 20 | 8 | 1 | 1
4 | 20 | 9 | 1 | 1
4 | 20 | 10 | 1 | 1
4 | 20 | 11 | 1 | 1
4 | 20 | 12 | 1 | 1
4 | 20 | 13 | 1 | 1
4 | 20 | 14 | 1 | 1
4 | 20 | 15 | 1 | 1
4 | 20 | 16 | 1 | 1
4 | 20 | 17 | 1 | 1
4 | 20 | 18 | 1 | 1
4 | 20 | 19 | 1 | 1
4 | 20 | 20 | 1 | 1
4 | 20 | 21 | 1 | 1
4 | 20 | 22 | 1 | 1
4 | 20 | 23 | 1 | 1
4 | 20 | 24 | 1 | 1
4 | 21 | 1 | 1 | 1
4 | 21 | 2 | 1 | 1
4 | 21 | 3 | 1 | 1
4 | 21 | 4 | 1 | 1
4 | 21 | 5 | 1 | 1
4 | 21 | 6 | 1 | 1
4 | 21 | 7 | 1 | 1
4 | 21 | 8 | 1 | 1
4 | 21 | 9 | 1 | 1
4 | 21 | 10 | 1 | 1
4 | 21 | 11 | 1 | 1
4 | 21 | 12 | 1 | 1
4 | 21 | 13 | 1 | 1
4 | 21 | 14 | 1 | 1
4 | 21 | 15 | 1 | 1
4 | 21 | 16 | 1 | 1
4 | 21 | 17 | 1 | 1
4 | 21 | 18 | 1 | 1
4 | 21 | 19 | 1 | 1
4 | 21 | 20 | 1 | 1
4 | 21 | 21 | 1 | 1
4 | 21 | 22 | 1 | 1
4 | 21 | 23 | 1 | 1
4 | 21 | 24 | 1 | 1
4 | 22 | 1 | 0 | 1
4 | 22 | 2 | 0 | 1
4 | 22 | 3 | 0 | 1
4 | 22 | 4 | 0 | 1
4 | 22 | 5 | 0 | 1
4 | 22 | 6 | 0 | 1
4 | 22 | 7 | 0 | 1
4 | 22 | 8 | 0 | 1
4 | 22 | 9 | 0 | 1
4 | 22 | 10 | 0 | 1
4 | 22 | 11 | 0 | 1
4 | 22 | 12 | 0 | 1
4 | 22 | 13 | 0 | 1
4 | 22 | 14 | 0 | 1
4 | 22 | 15 | 0 | 1
4 | 22 | 16 | 0 | 1
4 | 22 | 17 | 0 | 1
4 | 22 | 18 | 0 | 1
4 | 22 | 19 | 0 | 1
4 | 22 | 20 | 0 | 1
4 | 22 | 21 | 0 | 1
4 | 22 | 22 | 0 | 1
4 | 22 | 23 | 0 | 1
4 | 22 | 24 | 0 | 1
4 | 23 | 1 | 0 | 1
4 | 23 | 2 | 0 | 1
4 | 23 | 3 | 0 | 1
4 | 23 | 4 | 0 | 1
4 | 23 | 5 | 0 | 1
4 | 23 | 6 | 0 | 1
4 | 23 | 7 | 0 | 1
4 | 23 | 8 | 0 | 1
4 | 23 | 9 | 0 | 1
4 | 23 | 10 | 0 | 1
4 | 23 | 11 | 0 | 1
4 | 23 | 12 | 0 | 1
4 | 23 | 13 | 0 | 1
4 | 23 | 14 | 0 | 1
4 | 23 | 15 | 0 | 1
4 | 23 | 16 | 0 | 1
4 | 23 | 17 | 0 | 1
4 | 23 | 18 | 0 | 1
4 | 23 | 19 | 0 | 1
4 | 23 | 20 | 0 | 1
4 | 23 | 21 | 0 | 1
4 | 23 | 22 | 0 | 1
4 | 23 | 23 | 0 | 1
4 | 23 | 24 | 0 | 1
4 | 24 | 1 | 1 | 1
4 | 24 | 2 | 1 | 1
4 | 24 | 3 | 1 | 1
4 | 24 | 4 | 1 | 1
4 | 24 | 5 | 1 | 1
4 | 24 | 6 | 1 | 1
4 | 24 | 7 | 1 | 1
4 | 24 | 8 | 1 | 1
4 | 24 | 9 | 1 | 1
4 | 24 | 10 | 1 | 1
4 | 24 | 11 | 1 | 1
4 | 24 | 12 | 1 | 1
4 | 24 | 13 | 1 | 1
4 | 24 | 14 | 1 | 1
4 | 24 | 15 | 1 | 1
4 | 24 | 16 | 1 | 1
4 | 24 | 17 | 1 | 1
4 | 24 | 18 | 1 | 1
4 | 24 | 19 | 1 | 1
4 | 24 | 20 | 1 | 1
4 | 24 | 21 | 1 | 1
4 | 24 | 22 | 1 | 1
4 | 24 | 23 | 1 | 1
4 | 24 | 24 | 1 | 1
4 | 25 | 1 | 1 | 1
4 | 25 | 2 | 1 | 1
4 | 25 | 3 | 1 | 1
4 | 25 | 4 | 1 | 1
4 | 25 | 5 | 1 | 1
4 | 25 | 6 | 1 | 1
4 | 25 | 7 | 1 | 1
4 | 25 | 8 | 1 | 1
4 | 25 | 9 | 1 | 1
4 | 25 | 10 | 1 | 1
4 | 25 | 11 | 1 | 1
4 | 25 | 12 | 1 | 1
4 | 25 | 13 | 1 | 1
4 | 25 | 14 | 1 | 1
4 | 25 | 15 | 1 | 1
4 | 25 | 16 | 1 | 1
4 | 25 | 17 | 1 | 1
4 | 25 | 18 | 1 | 1
4 | 25 | 19 | 1 | 1
4 | 25 | 20 | 1 | 1
4 | 25 | 21 | 1 | 1
4 | 25 | 22 | 1 | 1
4 | 25 | 23 | 1 | 1
4 | 25 | 24 | 1 | 1
4 | 26 | 1 | 1 | 1
4 | 26 | 2 | 1 | 1
4 | 26 | 3 | 1 | 1
4 | 26 | 4 | 1 | 1
4 | 26 | 5 | 1 | 1
4 | 26 | 6 | 1 | 1
4 | 26 | 7 | 1 | 1
4 | 26 | 8 | 1 | 1
4 | 26 | 9 | 1 | 1
4 | 26 | 10 | 1 | 1
4 | 26 | 11 | 1 | 1
4 | 26 | 12 | 1 | 1
4 | 26 | 13 | 1 | 1
4 | 26 | 14 | 1 | 1
4 | 26 | 15 | 1 | 1
4 | 26 | 16 | 1 | 1
4 | 26 | 17 | 1 | 1
4 | 26 | 18 | 1 | 1
4 | 26 | 19 | 1 | 1
4 | 26 | 20 | 1 | 1
4 | 26 | 21 | 1 | 1
4 | 26 | 22 | 1 | 1
4 | 26 | 23 | 1 | 1
4 | 26 | 24 | 1 | 1
4 | 27 | 1 | 1 | 1
4 | 27 | 2 | 1 | 1
4 | 27 | 3 | 1 | 1
4 | 27 | 4 | 1 | 1
4 | 27 | 5 | 1 | 1
4 | 27 | 6 | 1 | 1
4 | 27 | 7 | 1 | 1
4 | 27 | 8 | 1 | 1
4 | 27 | 9 | 1 | 1
4 | 27 | 10 | 1 | 1
4 | 27 | 11 | 1 | 1
4 | 27 | 12 | 1 | 1
4 | 27 | 13 | 1 | 1
4 | 27 | 14 | 1 | 1
4 | 27 | 15 | 1 | 1
4 | 27 | 16 | 1 | 1
4 | 27 | 17 | 1 | 1
4 | 27 | 18 | 1 | 1
4 | 27 | 19 | 1 | 1
4 | 27 | 20 | 1 | 1
4 | 27 | 21 | 1 | 1
4 | 27 | 22 | 1 | 1
4 | 27 | 23 | 1 | 1
4 | 27 | 24 | 1 | 1
4 | 28 | 1 | 1 | 1
4 | 28 | 2 | 1 | 1
4 | 28 | 3 | 1 | 1
4 | 28 | 4 | 1 | 1
4 | 28 | 5 | 1 | 1
4 | 28 | 6 | 1 | 1
4 | 28 | 7 | 1 | 1
4 | 28 | 8 | 1 | 1
4 | 28 | 9 | 1 | 1
4 | 28 | 10 | 1 | 1
4 | 28 | 11 | 1 | 1
4 | 28 | 12 | 1 | 1
4 | 28 | 13 | 1 | 1
4 | 28 | 14 | 1 | 1
4 | 28 | 15 | 1 | 1
4 | 28 | 16 | 1 | 1
4 | 28 | 17 | 1 | 1
4 | 28 | 18 | 1 | 1
4 | 28 | 19 | 1 | 1
4 | 28 | 20 | 1 | 1
4 | 28 | 21 | 1 | 1
4 | 28 | 22 | 1 | 1
4 | 28 | 23 | 1 | 1
4 | 28 | 24 | 1 | 1
4 | 29 | 1 | 0 | 1
4 | 29 | 2 | 0 | 1
4 | 29 | 3 | 0 | 1
4 | 29 | 4 | 0 | 1
4 | 29 | 5 | 0 | 1
4 | 29 | 6 | 0 | 1
4 | 29 | 7 | 0 | 1
4 | 29 | 8 | 0 | 1
4 | 29 | 9 | 0 | 1
4 | 29 | 10 | 0 | 1
4 | 29 | 11 | 0 | 1
4 | 29 | 12 | 0 | 1
4 | 29 | 13 | 0 | 1
4 | 29 | 14 | 0 | 1
4 | 29 | 15 | 0 | 1
4 | 29 | 16 | 0 | 1
4 | 29 | 17 | 0 | 1
4 | 29 | 18 | 0 | 1
4 | 29 | 19 | 0 | 1
4 | 29 | 20 | 0 | 1
4 | 29 | 21 | 0 | 1
4 | 29 | 22 | 0 | 1
4 | 29 | 23 | 0 | 1
4 | 29 | 24 | 0 | 1
4 | 30 | 1 | 0 | 1
4 | 30 | 2 | 0 | 1
4 | 30 | 3 | 0 | 1
4 | 30 | 4 | 0 | 1
4 | 30 | 5 | 0 | 1
4 | 30 | 6 | 0 | 1
4 | 30 | 7 | 0 | 1
4 | 30 | 8 | 0 | 1
4 | 30 | 9 | 0 | 1
4 | 30 | 10 | 0 | 1
4 | 30 | 11 | 0 | 1
4 | 30 | 12 | 0 | 1
4 | 30 | 13 | 0 | 1
4 | 30 | 14 | 0 | 1
4 | 30 | 15 | 0 | 1
4 | 30 | 16 | 0 | 1
4 | 30 | 17 | 0 | 1
4 | 30 | 18 | 0 | 1
4 | 30 | 19 | 0 | 1
4 | 30 | 20 | 0 | 1
4 | 30 | 21 | 0 | 1
4 | 30 | 22 | 0 | 1
4 | 30 | 23 | 0 | 1
4 | 30 | 24 | 0 | 1
5 | 1 | 1 | 1 | 1
5 | 1 | 2 | 1 | 1
5 | 1 | 3 | 1 | 1
5 | 1 | 4 | 1 | 1
5 | 1 | 5 | 1 | 1
5 | 1 | 6 | 1 | 1
5 | 1 | 7 | 1 | 1
5 | 1 | 8 | 1 | 1
5 | 1 | 9 | 1 | 1
5 | 1 | 10 | 1 | 1
5 | 1 | 11 | 1 | 1
5 | 1 | 12 | 1 | 1
5 | 1 | 13 | 1 | 1
5 | 1 | 14 | 1 | 1
5 | 1 | 15 | 1 | 1
5 | 1 | 16 | 1 | 1
5 | 1 | 17 | 1 | 1
5 | 1 | 18 | 1 | 1
5 | 1 | 19 | 1 | 1
5 | 1 | 20 | 1 | 1
5 | 1 | 21 | 1 | 1
5 | 1 | 22 | 1 | 1
5 | 1 | 23 | 1 | 1
5 | 1 | 24 | 1 | 1
5 | 2 | 1 | 1 | 1
5 | 2 | 2 | 1 | 1
5 | 2 | 3 | 1 | 1
5 | 2 | 4 | 1 | 1
5 | 2 | 5 | 1 | 1
5 | 2 | 6 | 1 | 1
5 | 2 | 7 | 1 | 1
5 | 2 | 8 | 1 | 1
5 | 2 | 9 | 1 | 1
5 | 2 | 10 | 1 | 1
5 | 2 | 11 | 1 | 1
5 | 2 | 12 | 1 | 1
5 | 2 | 13 | 1 | 1
5 | 2 | 14 | 1 | 1
5 | 2 | 15 | 1 | 1
5 | 2 | 16 | 1 | 1
5 | 2 | 17 | 1 | 1
5 | 2 | 18 | 1 | 1
5 | 2 | 19 | 1 | 1
5 | 2 | 20 | 1 | 1
5 | 2 | 21 | 1 | 1
5 | 2 | 22 | 1 | 1
5 | 2 | 23 | 1 | 1
5 | 2 | 24 | 1 | 1
5 | 3 | 1 | 1 | 1
5 | 3 | 2 | 1 | 1
5 | 3 | 3 | 1 | 1
5 | 3 | 4 | 1 | 1
5 | 3 | 5 | 1 | 1
5 | 3 | 6 | 1 | 1
5 | 3 | 7 | 1 | 1
5 | 3 | 8 | 1 | 1
5 | 3 | 9 | 1 | 1
5 | 3 | 10 | 1 | 1
5 | 3 | 11 | 1 | 1
5 | 3 | 12 | 1 | 1
5 | 3 | 13 | 1 | 1
5 | 3 | 14 | 1 | 1
5 | 3 | 15 | 1 | 1
5 | 3 | 16 | 1 | 1
5 | 3 | 17 | 1 | 1
5 | 3 | 18 | 1 | 1
5 | 3 | 19 | 1 | 1
5 | 3 | 20 | 1 | 1
5 | 3 | 21 | 1 | 1
5 | 3 | 22 | 1 | 1
5 | 3 | 23 | 1 | 1
5 | 3 | 24 | 1 | 1
5 | 4 | 1 | 1 | 1
5 | 4 | 2 | 1 | 1
5 | 4 | 3 | 1 | 1
5 | 4 | 4 | 1 | 1
5 | 4 | 5 | 1 | 1
5 | 4 | 6 | 1 | 1
5 | 4 | 7 | 1 | 1
5 | 4 | 8 | 1 | 1
5 | 4 | 9 | 1 | 1
5 | 4 | 10 | 1 | 1
5 | 4 | 11 | 1 | 1
5 | 4 | 12 | 1 | 1
5 | 4 | 13 | 1 | 1
5 | 4 | 14 | 1 | 1
5 | 4 | 15 | 1 | 1
5 | 4 | 16 | 1 | 1
5 | 4 | 17 | 1 | 1
5 | 4 | 18 | 1 | 1
5 | 4 | 19 | 1 | 1
5 | 4 | 20 | 1 | 1
5 | 4 | 21 | 1 | 1
5 | 4 | 22 | 1 | 1
5 | 4 | 23 | 1 | 1
5 | 4 | 24 | 1 | 1
5 | 5 | 1 | 1 | 1
5 | 5 | 2 | 1 | 1
5 | 5 | 3 | 1 | 1
5 | 5 | 4 | 1 | 1
5 | 5 | 5 | 1 | 1
5 | 5 | 6 | 1 | 1
5 | 5 | 7 | 1 | 1
5 | 5 | 8 | 1 | 1
5 | 5 | 9 | 1 | 1
5 | 5 | 10 | 1 | 1
5 | 5 | 11 | 1 | 1
5 | 5 | 12 | 1 | 1
5 | 5 | 13 | 1 | 1
5 | 5 | 14 | 1 | 1
5 | 5 | 15 | 1 | 1
5 | 5 | 16 | 1 | 1
5 | 5 | 17 | 1 | 1
5 | 5 | 18 | 1 | 1
5 | 5 | 19 | 1 | 1
5 | 5 | 20 | 1 | 1
5 | 5 | 21 | 1 | 1
5 | 5 | 22 | 1 | 1
5 | 5 | 23 | 1 | 1
5 | 5 | 24 | 1 | 1
5 | 6 | 1 | 0 | 1
5 | 6 | 2 | 0 | 1
5 | 6 | 3 | 0 | 1
5 | 6 | 4 | 0 | 1
5 | 6 | 5 | 0 | 1
5 | 6 | 6 | 0 | 1
5 | 6 | 7 | 0 | 1
5 | 6 | 8 | 0 | 1
5 | 6 | 9 | 0 | 1
5 | 6 | 10 | 0 | 1
5 | 6 | 11 | 0 | 1
5 | 6 | 12 | 0 | 1
5 | 6 | 13 | 0 | 1
5 | 6 | 14 | 0 | 1
5 | 6 | 15 | 0 | 1
5 | 6 | 16 | 0 | 1
5 | 6 | 17 | 0 | 1
5 | 6 | 18 | 0 | 1
5 | 6 | 19 | 0 | 1
5 | 6 | 20 | 0 | 1
5 | 6 | 21 | 0 | 1
5 | 6 | 22 | 0 | 1
5 | 6 | 23 | 0 | 1
5 | 6 | 24 | 0 | 1
5 | 7 | 1 | 0 | 1
5 | 7 | 2 | 0 | 1
5 | 7 | 3 | 0 | 1
5 | 7 | 4 | 0 | 1
5 | 7 | 5 | 0 | 1
5 | 7 | 6 | 0 | 1
5 | 7 | 7 | 0 | 1
5 | 7 | 8 | 0 | 1
5 | 7 | 9 | 0 | 1
5 | 7 | 10 | 0 | 1
5 | 7 | 11 | 0 | 1
5 | 7 | 12 | 0 | 1
5 | 7 | 13 | 0 | 1
5 | 7 | 14 | 0 | 1
5 | 7 | 15 | 0 | 1
5 | 7 | 16 | 0 | 1
5 | 7 | 17 | 0 | 1
5 | 7 | 18 | 0 | 1
5 | 7 | 19 | 0 | 1
5 | 7 | 20 | 0 | 1
5 | 7 | 21 | 0 | 1
5 | 7 | 22 | 0 | 1
5 | 7 | 23 | 0 | 1
5 | 7 | 24 | 0 | 1
5 | 8 | 1 | 1 | 1
5 | 8 | 2 | 1 | 1
5 | 8 | 3 | 1 | 1
5 | 8 | 4 | 1 | 1
5 | 8 | 5 | 1 | 1
5 | 8 | 6 | 1 | 1
5 | 8 | 7 | 1 | 1
5 | 8 | 8 | 1 | 1
5 | 8 | 9 | 1 | 1
5 | 8 | 10 | 1 | 1
5 | 8 | 11 | 1 | 1
5 | 8 | 12 | 1 | 1
5 | 8 | 13 | 1 | 1
5 | 8 | 14 | 1 | 1
5 | 8 | 15 | 1 | 1
5 | 8 | 16 | 1 | 1
5 | 8 | 17 | 1 | 1
5 | 8 | 18 | 1 | 1
5 | 8 | 19 | 1 | 1
5 | 8 | 20 | 1 | 1
5 | 8 | 21 | 1 | 1
5 | 8 | 22 | 1 | 1
5 | 8 | 23 | 1 | 1
5 | 8 | 24 | 1 | 1
5 | 9 | 1 | 1 | 1
5 | 9 | 2 | 1 | 1
5 | 9 | 3 | 1 | 1
5 | 9 | 4 | 1 | 1
5 | 9 | 5 | 1 | 1
5 | 9 | 6 | 1 | 1
5 | 9 | 7 | 1 | 1
5 | 9 | 8 | 1 | 1
5 | 9 | 9 | 1 | 1
5 | 9 | 10 | 1 | 1
5 | 9 | 11 | 1 | 1
5 | 9 | 12 | 1 | 1
5 | 9 | 13 | 1 | 1
5 | 9 | 14 | 1 | 1
5 | 9 | 15 | 1 | 1
5 | 9 | 16 | 1 | 1
5 | 9 | 17 | 1 | 1
5 | 9 | 18 | 1 | 1
5 | 9 | 19 | 1 | 1
5 | 9 | 20 | 1 | 1
5 | 9 | 21 | 1 | 1
5 | 9 | 22 | 1 | 1
5 | 9 | 23 | 1 | 1
5 | 9 | 24 | 1 | 1
5 | 10 | 1 | 1 | 1
5 | 10 | 2 | 1 | 1
5 | 10 | 3 | 1 | 1
5 | 10 | 4 | 1 | 1
5 | 10 | 5 | 1 | 1
5 | 10 | 6 | 1 | 1
5 | 10 | 7 | 1 | 1
5 | 10 | 8 | 1 | 1
5 | 10 | 9 | 1 | 1
5 | 10 | 10 | 1 | 1
5 | 10 | 11 | 1 | 1
5 | 10 | 12 | 1 | 1
5 | 10 | 13 | 1 | 1
5 | 10 | 14 | 1 | 1
5 | 10 | 15 | 1 | 1
5 | 10 | 16 | 1 | 1
5 | 10 | 17 | 1 | 1
5 | 10 | 18 | 1 | 1
5 | 10 | 19 | 1 | 1
5 | 10 | 20 | 1 | 1
5 | 10 | 21 | 1 | 1
5 | 10 | 22 | 1 | 1
5 | 10 | 23 | 1 | 1
5 | 10 | 24 | 1 | 1
5 | 11 | 1 | 1 | 1
5 | 11 | 2 | 1 | 1
5 | 11 | 3 | 1 | 1
5 | 11 | 4 | 1 | 1
5 | 11 | 5 | 1 | 1
5 | 11 | 6 | 1 | 1
5 | 11 | 7 | 1 | 1
5 | 11 | 8 | 1 | 1
5 | 11 | 9 | 1 | 1
5 | 11 | 10 | 1 | 1
5 | 11 | 11 | 1 | 1
5 | 11 | 12 | 1 | 1
5 | 11 | 13 | 1 | 1
5 | 11 | 14 | 1 | 1
5 | 11 | 15 | 1 | 1
5 | 11 | 16 | 1 | 1
5 | 11 | 17 | 1 | 1
5 | 11 | 18 | 1 | 1
5 | 11 | 19 | 1 | 1
5 | 11 | 20 | 1 | 1
5 | 11 | 21 | 1 | 1
5 | 11 | 22 | 1 | 1
5 | 11 | 23 | 1 | 1
5 | 11 | 24 | 1 | 1
5 | 12 | 1 | 1 | 1
5 | 12 | 2 | 1 | 1
5 | 12 | 3 | 1 | 1
5 | 12 | 4 | 1 | 1
5 | 12 | 5 | 1 | 1
5 | 12 | 6 | 1 | 1
5 | 12 | 7 | 1 | 1
5 | 12 | 8 | 1 | 1
5 | 12 | 9 | 1 | 1
5 | 12 | 10 | 1 | 1
5 | 12 | 11 | 1 | 1
5 | 12 | 12 | 1 | 1
5 | 12 | 13 | 1 | 1
5 | 12 | 14 | 1 | 1
5 | 12 | 15 | 1 | 1
5 | 12 | 16 | 1 | 1
5 | 12 | 17 | 1 | 1
5 | 12 | 18 | 1 | 1
5 | 12 | 19 | 1 | 1
5 | 12 | 20 | 1 | 1
5 | 12 | 21 | 1 | 1
5 | 12 | 22 | 1 | 1
5 | 12 | 23 | 1 | 1
5 | 12 | 24 | 1 | 1
5 | 13 | 1 | 0 | 1
5 | 13 | 2 | 0 | 1
5 | 13 | 3 | 0 | 1
5 | 13 | 4 | 0 | 1
5 | 13 | 5 | 0 | 1
5 | 13 | 6 | 0 | 1
5 | 13 | 7 | 0 | 1
5 | 13 | 8 | 0 | 1
5 | 13 | 9 | 0 | 1
5 | 13 | 10 | 0 | 1
5 | 13 | 11 | 0 | 1
5 | 13 | 12 | 0 | 1
5 | 13 | 13 | 0 | 1
5 | 13 | 14 | 0 | 1
5 | 13 | 15 | 0 | 1
5 | 13 | 16 | 0 | 1
5 | 13 | 17 | 0 | 1
5 | 13 | 18 | 0 | 1
5 | 13 | 19 | 0 | 1
5 | 13 | 20 | 0 | 1
5 | 13 | 21 | 0 | 1
5 | 13 | 22 | 0 | 1
5 | 13 | 23 | 0 | 1
5 | 13 | 24 | 0 | 1
5 | 14 | 1 | 0 | 1
5 | 14 | 2 | 0 | 1
5 | 14 | 3 | 0 | 1
5 | 14 | 4 | 0 | 1
5 | 14 | 5 | 0 | 1
5 | 14 | 6 | 0 | 1
5 | 14 | 7 | 0 | 1
5 | 14 | 8 | 0 | 1
5 | 14 | 9 | 0 | 1
5 | 14 | 10 | 0 | 1
5 | 14 | 11 | 0 | 1
5 | 14 | 12 | 0 | 1
5 | 14 | 13 | 0 | 1
5 | 14 | 14 | 0 | 1
5 | 14 | 15 | 0 | 1
5 | 14 | 16 | 0 | 1
5 | 14 | 17 | 0 | 1
5 | 14 | 18 | 0 | 1
5 | 14 | 19 | 0 | 1
5 | 14 | 20 | 0 | 1
5 | 14 | 21 | 0 | 1
5 | 14 | 22 | 0 | 1
5 | 14 | 23 | 0 | 1
5 | 14 | 24 | 0 | 1
5 | 15 | 1 | 1 | 1
5 | 15 | 2 | 1 | 1
5 | 15 | 3 | 1 | 1
5 | 15 | 4 | 1 | 1
5 | 15 | 5 | 1 | 1
5 | 15 | 6 | 1 | 1
5 | 15 | 7 | 1 | 1
5 | 15 | 8 | 1 | 1
5 | 15 | 9 | 1 | 1
5 | 15 | 10 | 1 | 1
5 | 15 | 11 | 1 | 1
5 | 15 | 12 | 1 | 1
5 | 15 | 13 | 1 | 1
5 | 15 | 14 | 1 | 1
5 | 15 | 15 | 1 | 1
5 | 15 | 16 | 1 | 1
5 | 15 | 17 | 1 | 1
5 | 15 | 18 | 1 | 1
5 | 15 | 19 | 1 | 1
5 | 15 | 20 | 1 | 1
5 | 15 | 21 | 1 | 1
5 | 15 | 22 | 1 | 1
5 | 15 | 23 | 1 | 1
5 | 15 | 24 | 1 | 1
5 | 16 | 1 | 1 | 1
5 | 16 | 2 | 1 | 1
5 | 16 | 3 | 1 | 1
5 | 16 | 4 | 1 | 1
5 | 16 | 5 | 1 | 1
5 | 16 | 6 | 1 | 1
5 | 16 | 7 | 1 | 1
5 | 16 | 8 | 1 | 1
5 | 16 | 9 | 1 | 1
5 | 16 | 10 | 1 | 1
5 | 16 | 11 | 1 | 1
5 | 16 | 12 | 1 | 1
5 | 16 | 13 | 1 | 1
5 | 16 | 14 | 1 | 1
5 | 16 | 15 | 1 | 1
5 | 16 | 16 | 1 | 1
5 | 16 | 17 | 1 | 1
5 | 16 | 18 | 1 | 1
5 | 16 | 19 | 1 | 1
5 | 16 | 20 | 1 | 1
5 | 16 | 21 | 1 | 1
5 | 16 | 22 | 1 | 1
5 | 16 | 23 | 1 | 1
5 | 16 | 24 | 1 | 1
5 | 17 | 1 | 1 | 1
5 | 17 | 2 | 1 | 1
5 | 17 | 3 | 1 | 1
5 | 17 | 4 | 1 | 1
5 | 17 | 5 | 1 | 1
5 | 17 | 6 | 1 | 1
5 | 17 | 7 | 1 | 1
5 | 17 | 8 | 1 | 1
5 | 17 | 9 | 1 | 1
5 | 17 | 10 | 1 | 1
5 | 17 | 11 | 1 | 1
5 | 17 | 12 | 1 | 1
5 | 17 | 13 | 1 | 1
5 | 17 | 14 | 1 | 1
5 | 17 | 15 | 1 | 1
5 | 17 | 16 | 1 | 1
5 | 17 | 17 | 1 | 1
5 | 17 | 18 | 1 | 1
5 | 17 | 19 | 1 | 1
5 | 17 | 20 | 1 | 1
5 | 17 | 21 | 1 | 1
5 | 17 | 22 | 1 | 1
5 | 17 | 23 | 1 | 1
5 | 17 | 24 | 1 | 1
5 | 18 | 1 | 1 | 1
5 | 18 | 2 | 1 | 1
5 | 18 | 3 | 1 | 1
5 | 18 | 4 | 1 | 1
5 | 18 | 5 | 1 | 1
5 | 18 | 6 | 1 | 1
5 | 18 | 7 | 1 | 1
5 | 18 | 8 | 1 | 1
5 | 18 | 9 | 1 | 1
5 | 18 | 10 | 1 | 1
5 | 18 | 11 | 1 | 1
5 | 18 | 12 | 1 | 1
5 | 18 | 13 | 1 | 1
5 | 18 | 14 | 1 | 1
5 | 18 | 15 | 1 | 1
5 | 18 | 16 | 1 | 1
5 | 18 | 17 | 1 | 1
5 | 18 | 18 | 1 | 1
5 | 18 | 19 | 1 | 1
5 | 18 | 20 | 1 | 1
5 | 18 | 21 | 1 | 1
5 | 18 | 22 | 1 | 1
5 | 18 | 23 | 1 | 1
5 | 18 | 24 | 1 | 1
5 | 19 | 1 | 1 | 1
5 | 19 | 2 | 1 | 1
5 | 19 | 3 | 1 | 1
5 | 19 | 4 | 1 | 1
5 | 19 | 5 | 1 | 1
5 | 19 | 6 | 1 | 1
5 | 19 | 7 | 1 | 1
5 | 19 | 8 | 1 | 1
5 | 19 | 9 | 1 | 1
5 | 19 | 10 | 1 | 1
5 | 19 | 11 | 1 | 1
5 | 19 | 12 | 1 | 1
5 | 19 | 13 | 1 | 1
5 | 19 | 14 | 1 | 1
5 | 19 | 15 | 1 | 1
5 | 19 | 16 | 1 | 1
5 | 19 | 17 | 1 | 1
5 | 19 | 18 | 1 | 1
5 | 19 | 19 | 1 | 1
5 | 19 | 20 | 1 | 1
5 | 19 | 21 | 1 | 1
5 | 19 | 22 | 1 | 1
5 | 19 | 23 | 1 | 1
5 | 19 | 24 | 1 | 1
5 | 20 | 1 | 0 | 1
5 | 20 | 2 | 0 | 1
5 | 20 | 3 | 0 | 1
5 | 20 | 4 | 0 | 1
5 | 20 | 5 | 0 | 1
5 | 20 | 6 | 0 | 1
5 | 20 | 7 | 0 | 1
5 | 20 | 8 | 0 | 1
5 | 20 | 9 | 0 | 1
5 | 20 | 10 | 0 | 1
5 | 20 | 11 | 0 | 1
5 | 20 | 12 | 0 | 1
5 | 20 | 13 | 0 | 1
5 | 20 | 14 | 0 | 1
5 | 20 | 15 | 0 | 1
5 | 20 | 16 | 0 | 1
5 | 20 | 17 | 0 | 1
5 | 20 | 18 | 0 | 1
5 | 20 | 19 | 0 | 1
5 | 20 | 20 | 0 | 1
5 | 20 | 21 | 0 | 1
5 | 20 | 22 | 0 | 1
5 | 20 | 23 | 0 | 1
5 | 20 | 24 | 0 | 1
5 | 21 | 1 | 0 | 1
5 | 21 | 2 | 0 | 1
5 | 21 | 3 | 0 | 1
5 | 21 | 4 | 0 | 1
5 | 21 | 5 | 0 | 1
5 | 21 | 6 | 0 | 1
5 | 21 | 7 | 0 | 1
5 | 21 | 8 | 0 | 1
5 | 21 | 9 | 0 | 1
5 | 21 | 10 | 0 | 1
5 | 21 | 11 | 0 | 1
5 | 21 | 12 | 0 | 1
5 | 21 | 13 | 0 | 1
5 | 21 | 14 | 0 | 1
5 | 21 | 15 | 0 | 1
5 | 21 | 16 | 0 | 1
5 | 21 | 17 | 0 | 1
5 | 21 | 18 | 0 | 1
5 | 21 | 19 | 0 | 1
5 | 21 | 20 | 0 | 1
5 | 21 | 21 | 0 | 1
5 | 21 | 22 | 0 | 1
5 | 21 | 23 | 0 | 1
5 | 21 | 24 | 0 | 1
5 | 22 | 1 | 1 | 1
5 | 22 | 2 | 1 | 1
5 | 22 | 3 | 1 | 1
5 | 22 | 4 | 1 | 1
5 | 22 | 5 | 1 | 1
5 | 22 | 6 | 1 | 1
5 | 22 | 7 | 1 | 1
5 | 22 | 8 | 1 | 1
5 | 22 | 9 | 1 | 1
5 | 22 | 10 | 1 | 1
5 | 22 | 11 | 1 | 1
5 | 22 | 12 | 1 | 1
5 | 22 | 13 | 1 | 1
5 | 22 | 14 | 1 | 1
5 | 22 | 15 | 1 | 1
5 | 22 | 16 | 1 | 1
5 | 22 | 17 | 1 | 1
5 | 22 | 18 | 1 | 1
5 | 22 | 19 | 1 | 1
5 | 22 | 20 | 1 | 1
5 | 22 | 21 | 1 | 1
5 | 22 | 22 | 1 | 1
5 | 22 | 23 | 1 | 1
5 | 22 | 24 | 1 | 1
5 | 23 | 1 | 1 | 1
5 | 23 | 2 | 1 | 1
5 | 23 | 3 | 1 | 1
5 | 23 | 4 | 1 | 1
5 | 23 | 5 | 1 | 1
5 | 23 | 6 | 1 | 1
5 | 23 | 7 | 1 | 1
5 | 23 | 8 | 1 | 1
5 | 23 | 9 | 1 | 1
5 | 23 | 10 | 1 | 1
5 | 23 | 11 | 1 | 1
5 | 23 | 12 | 1 | 1
5 | 23 | 13 | 1 | 1
5 | 23 | 14 | 1 | 1
5 | 23 | 15 | 1 | 1
5 | 23 | 16 | 1 | 1
5 | 23 | 17 | 1 | 1
5 | 23 | 18 | 1 | 1
5 | 23 | 19 | 1 | 1
5 | 23 | 20 | 1 | 1
5 | 23 | 21 | 1 | 1
5 | 23 | 22 | 1 | 1
5 | 23 | 23 | 1 | 1
5 | 23 | 24 | 1 | 1
5 | 24 | 1 | 1 | 1
5 | 24 | 2 | 1 | 1
5 | 24 | 3 | 1 | 1
5 | 24 | 4 | 1 | 1
5 | 24 | 5 | 1 | 1
5 | 24 | 6 | 1 | 1
5 | 24 | 7 | 1 | 1
5 | 24 | 8 | 1 | 1
5 | 24 | 9 | 1 | 1
5 | 24 | 10 | 1 | 1
5 | 24 | 11 | 1 | 1
5 | 24 | 12 | 1 | 1
5 | 24 | 13 | 1 | 1
5 | 24 | 14 | 1 | 1
5 | 24 | 15 | 1 | 1
5 | 24 | 16 | 1 | 1
5 | 24 | 17 | 1 | 1
5 | 24 | 18 | 1 | 1
5 | 24 | 19 | 1 | 1
5 | 24 | 20 | 1 | 1
5 | 24 | 21 | 1 | 1
5 | 24 | 22 | 1 | 1
5 | 24 | 23 | 1 | 1
5 | 24 | 24 | 1 | 1
5 | 25 | 1 | 1 | 1
5 | 25 | 2 | 1 | 1
5 | 25 | 3 | 1 | 1
5 | 25 | 4 | 1 | 1
5 | 25 | 5 | 1 | 1
5 | 25 | 6 | 1 | 1
5 | 25 | 7 | 1 | 1
5 | 25 | 8 | 1 | 1
5 | 25 | 9 | 1 | 1
5 | 25 | 10 | 1 | 1
5 | 25 | 11 | 1 | 1
5 | 25 | 12 | 1 | 1
5 | 25 | 13 | 1 | 1
5 | 25 | 14 | 1 | 1
5 | 25 | 15 | 1 | 1
5 | 25 | 16 | 1 | 1
5 | 25 | 17 | 1 | 1
5 | 25 | 18 | 1 | 1
5 | 25 | 19 | 1 | 1
5 | 25 | 20 | 1 | 1
5 | 25 | 21 | 1 | 1
5 | 25 | 22 | 1 | 1
5 | 25 | 23 | 1 | 1
5 | 25 | 24 | 1 | 1
5 | 26 | 1 | 1 | 1
5 | 26 | 2 | 1 | 1
5 | 26 | 3 | 1 | 1
5 | 26 | 4 | 1 | 1
5 | 26 | 5 | 1 | 1
5 | 26 | 6 | 1 | 1
5 | 26 | 7 | 1 | 1
5 | 26 | 8 | 1 | 1
5 | 26 | 9 | 1 | 1
5 | 26 | 10 | 1 | 1
5 | 26 | 11 | 1 | 1
5 | 26 | 12 | 1 | 1
5 | 26 | 13 | 1 | 1
5 | 26 | 14 | 1 | 1
5 | 26 | 15 | 1 | 1
5 | 26 | 16 | 1 | 1
5 | 26 | 17 | 1 | 1
5 | 26 | 18 | 1 | 1
5 | 26 | 19 | 1 | 1
5 | 26 | 20 | 1 | 1
5 | 26 | 21 | 1 | 1
5 | 26 | 22 | 1 | 1
5 | 26 | 23 | 1 | 1
5 | 26 | 24 | 1 | 1
5 | 27 | 1 | 0 | 1
5 | 27 | 2 | 0 | 1
5 | 27 | 3 | 0 | 1
5 | 27 | 4 | 0 | 1
5 | 27 | 5 | 0 | 1
5 | 27 | 6 | 0 | 1
5 | 27 | 7 | 0 | 1
5 | 27 | 8 | 0 | 1
5 | 27 | 9 | 0 | 1
5 | 27 | 10 | 0 | 1
5 | 27 | 11 | 0 | 1
5 | 27 | 12 | 0 | 1
5 | 27 | 13 | 0 | 1
5 | 27 | 14 | 0 | 1
5 | 27 | 15 | 0 | 1
5 | 27 | 16 | 0 | 1
5 | 27 | 17 | 0 | 1
5 | 27 | 18 | 0 | 1
5 | 27 | 19 | 0 | 1
5 | 27 | 20 | 0 | 1
5 | 27 | 21 | 0 | 1
5 | 27 | 22 | 0 | 1
5 | 27 | 23 | 0 | 1
5 | 27 | 24 | 0 | 1
5 | 28 | 1 | 0 | 1
5 | 28 | 2 | 0 | 1
5 | 28 | 3 | 0 | 1
5 | 28 | 4 | 0 | 1
5 | 28 | 5 | 0 | 1
5 | 28 | 6 | 0 | 1
5 | 28 | 7 | 0 | 1
5 | 28 | 8 | 0 | 1
5 | 28 | 9 | 0 | 1
5 | 28 | 10 | 0 | 1
5 | 28 | 11 | 0 | 1
5 | 28 | 12 | 0 | 1
5 | 28 | 13 | 0 | 1
5 | 28 | 14 | 0 | 1
5 | 28 | 15 | 0 | 1
5 | 28 | 16 | 0 | 1
5 | 28 | 17 | 0 | 1
5 | 28 | 18 | 0 | 1
5 | 28 | 19 | 0 | 1
5 | 28 | 20 | 0 | 1
5 | 28 | 21 | 0 | 1
5 | 28 | 22 | 0 | 1
5 | 28 | 23 | 0 | 1
5 | 28 | 24 | 0 | 1
5 | 29 | 1 | 1 | 1
5 | 29 | 2 | 1 | 1
5 | 29 | 3 | 1 | 1
5 | 29 | 4 | 1 | 1
5 | 29 | 5 | 1 | 1
5 | 29 | 6 | 1 | 1
5 | 29 | 7 | 1 | 1
5 | 29 | 8 | 1 | 1
5 | 29 | 9 | 1 | 1
5 | 29 | 10 | 1 | 1
5 | 29 | 11 | 1 | 1
5 | 29 | 12 | 1 | 1
5 | 29 | 13 | 1 | 1
5 | 29 | 14 | 1 | 1
5 | 29 | 15 | 1 | 1
5 | 29 | 16 | 1 | 1
5 | 29 | 17 | 1 | 1
5 | 29 | 18 | 1 | 1
5 | 29 | 19 | 1 | 1
5 | 29 | 20 | 1 | 1
5 | 29 | 21 | 1 | 1
5 | 29 | 22 | 1 | 1
5 | 29 | 23 | 1 | 1
5 | 29 | 24 | 1 | 1
5 | 30 | 1 | 1 | 1
5 | 30 | 2 | 1 | 1
5 | 30 | 3 | 1 | 1
5 | 30 | 4 | 1 | 1
5 | 30 | 5 | 1 | 1
5 | 30 | 6 | 1 | 1
5 | 30 | 7 | 1 | 1
5 | 30 | 8 | 1 | 1
5 | 30 | 9 | 1 | 1
5 | 30 | 10 | 1 | 1
5 | 30 | 11 | 1 | 1
5 | 30 | 12 | 1 | 1
5 | 30 | 13 | 1 | 1
5 | 30 | 14 | 1 | 1
5 | 30 | 15 | 1 | 1
5 | 30 | 16 | 1 | 1
5 | 30 | 17 | 1 | 1
5 | 30 | 18 | 1 | 1
5 | 30 | 19 | 1 | 1
5 | 30 | 20 | 1 | 1
5 | 30 | 21 | 1 | 1
5 | 30 | 22 | 1 | 1
5 | 30 | 23 | 1 | 1
5 | 30 | 24 | 1 | 1
5 | 31 | 1 | 1 | 1
5 | 31 | 2 | 1 | 1
5 | 31 | 3 | 1 | 1
5 | 31 | 4 | 1 | 1
5 | 31 | 5 | 1 | 1
5 | 31 | 6 | 1 | 1
5 | 31 | 7 | 1 | 1
5 | 31 | 8 | 1 | 1
5 | 31 | 9 | 1 | 1
5 | 31 | 10 | 1 | 1
5 | 31 | 11 | 1 | 1
5 | 31 | 12 | 1 | 1
5 | 31 | 13 | 1 | 1
5 | 31 | 14 | 1 | 1
5 | 31 | 15 | 1 | 1
5 | 31 | 16 | 1 | 1
5 | 31 | 17 | 1 | 1
5 | 31 | 18 | 1 | 1
5 | 31 | 19 | 1 | 1
5 | 31 | 20 | 1 | 1
5 | 31 | 21 | 1 | 1
5 | 31 | 22 | 1 | 1
5 | 31 | 23 | 1 | 1
5 | 31 | 24 | 1 | 1
6 | 1 | 1 | 1 | 1
6 | 1 | 2 | 1 | 1
6 | 1 | 3 | 1 | 1
6 | 1 | 4 | 1 | 1
6 | 1 | 5 | 1 | 1
6 | 1 | 6 | 1 | 1
6 | 1 | 7 | 1 | 1
6 | 1 | 8 | 1 | 1
6 | 1 | 9 | 1 | 1
6 | 1 | 10 | 1 | 1
6 | 1 | 11 | 1 | 1
6 | 1 | 12 | 1 | 1
6 | 1 | 13 | 1 | 1
6 | 1 | 14 | 1 | 1
6 | 1 | 15 | 1 | 1
6 | 1 | 16 | 1 | 1
6 | 1 | 17 | 1 | 1
6 | 1 | 18 | 1 | 1
6 | 1 | 19 | 1 | 1
6 | 1 | 20 | 1 | 1
6 | 1 | 21 | 1 | 1
6 | 1 | 22 | 1 | 1
6 | 1 | 23 | 1 | 1
6 | 1 | 24 | 1 | 1
6 | 2 | 1 | 1 | 1
6 | 2 | 2 | 1 | 1
6 | 2 | 3 | 1 | 1
6 | 2 | 4 | 1 | 1
6 | 2 | 5 | 1 | 1
6 | 2 | 6 | 1 | 1
6 | 2 | 7 | 1 | 1
6 | 2 | 8 | 1 | 1
6 | 2 | 9 | 1 | 1
6 | 2 | 10 | 1 | 1
6 | 2 | 11 | 1 | 1
6 | 2 | 12 | 1 | 1
6 | 2 | 13 | 1 | 1
6 | 2 | 14 | 1 | 1
6 | 2 | 15 | 1 | 1
6 | 2 | 16 | 1 | 1
6 | 2 | 17 | 1 | 1
6 | 2 | 18 | 1 | 1
6 | 2 | 19 | 1 | 1
6 | 2 | 20 | 1 | 1
6 | 2 | 21 | 1 | 1
6 | 2 | 22 | 1 | 1
6 | 2 | 23 | 1 | 1
6 | 2 | 24 | 1 | 1
6 | 3 | 1 | 0 | 1
6 | 3 | 2 | 0 | 1
6 | 3 | 3 | 0 | 1
6 | 3 | 4 | 0 | 1
6 | 3 | 5 | 0 | 1
6 | 3 | 6 | 0 | 1
6 | 3 | 7 | 0 | 1
6 | 3 | 8 | 0 | 1
6 | 3 | 9 | 0 | 1
6 | 3 | 10 | 0 | 1
6 | 3 | 11 | 0 | 1
6 | 3 | 12 | 0 | 1
6 | 3 | 13 | 0 | 1
6 | 3 | 14 | 0 | 1
6 | 3 | 15 | 0 | 1
6 | 3 | 16 | 0 | 1
6 | 3 | 17 | 0 | 1
6 | 3 | 18 | 0 | 1
6 | 3 | 19 | 0 | 1
6 | 3 | 20 | 0 | 1
6 | 3 | 21 | 0 | 1
6 | 3 | 22 | 0 | 1
6 | 3 | 23 | 0 | 1
6 | 3 | 24 | 0 | 1
6 | 4 | 1 | 0 | 1
6 | 4 | 2 | 0 | 1
6 | 4 | 3 | 0 | 1
6 | 4 | 4 | 0 | 1
6 | 4 | 5 | 0 | 1
6 | 4 | 6 | 0 | 1
6 | 4 | 7 | 0 | 1
6 | 4 | 8 | 0 | 1
6 | 4 | 9 | 0 | 1
6 | 4 | 10 | 0 | 1
6 | 4 | 11 | 0 | 1
6 | 4 | 12 | 0 | 1
6 | 4 | 13 | 0 | 1
6 | 4 | 14 | 0 | 1
6 | 4 | 15 | 0 | 1
6 | 4 | 16 | 0 | 1
6 | 4 | 17 | 0 | 1
6 | 4 | 18 | 0 | 1
6 | 4 | 19 | 0 | 1
6 | 4 | 20 | 0 | 1
6 | 4 | 21 | 0 | 1
6 | 4 | 22 | 0 | 1
6 | 4 | 23 | 0 | 1
6 | 4 | 24 | 0 | 1
6 | 5 | 1 | 1 | 1
6 | 5 | 2 | 1 | 1
6 | 5 | 3 | 1 | 1
6 | 5 | 4 | 1 | 1
6 | 5 | 5 | 1 | 1
6 | 5 | 6 | 1 | 1
6 | 5 | 7 | 1 | 1
6 | 5 | 8 | 1 | 1
6 | 5 | 9 | 1 | 1
6 | 5 | 10 | 1 | 1
6 | 5 | 11 | 1 | 1
6 | 5 | 12 | 1 | 1
6 | 5 | 13 | 1 | 1
6 | 5 | 14 | 1 | 1
6 | 5 | 15 | 1 | 1
6 | 5 | 16 | 1 | 1
6 | 5 | 17 | 1 | 1
6 | 5 | 18 | 1 | 1
6 | 5 | 19 | 1 | 1
6 | 5 | 20 | 1 | 1
6 | 5 | 21 | 1 | 1
6 | 5 | 22 | 1 | 1
6 | 5 | 23 | 1 | 1
6 | 5 | 24 | 1 | 1
6 | 6 | 1 | 1 | 1
6 | 6 | 2 | 1 | 1
6 | 6 | 3 | 1 | 1
6 | 6 | 4 | 1 | 1
6 | 6 | 5 | 1 | 1
6 | 6 | 6 | 1 | 1
6 | 6 | 7 | 1 | 1
6 | 6 | 8 | 1 | 1
6 | 6 | 9 | 1 | 1
6 | 6 | 10 | 1 | 1
6 | 6 | 11 | 1 | 1
6 | 6 | 12 | 1 | 1
6 | 6 | 13 | 1 | 1
6 | 6 | 14 | 1 | 1
6 | 6 | 15 | 1 | 1
6 | 6 | 16 | 1 | 1
6 | 6 | 17 | 1 | 1
6 | 6 | 18 | 1 | 1
6 | 6 | 19 | 1 | 1
6 | 6 | 20 | 1 | 1
6 | 6 | 21 | 1 | 1
6 | 6 | 22 | 1 | 1
6 | 6 | 23 | 1 | 1
6 | 6 | 24 | 1 | 1
6 | 7 | 1 | 1 | 1
6 | 7 | 2 | 1 | 1
6 | 7 | 3 | 1 | 1
6 | 7 | 4 | 1 | 1
6 | 7 | 5 | 1 | 1
6 | 7 | 6 | 1 | 1
6 | 7 | 7 | 1 | 1
6 | 7 | 8 | 1 | 1
6 | 7 | 9 | 1 | 1
6 | 7 | 10 | 1 | 1
6 | 7 | 11 | 1 | 1
6 | 7 | 12 | 1 | 1
6 | 7 | 13 | 1 | 1
6 | 7 | 14 | 1 | 1
6 | 7 | 15 | 1 | 1
6 | 7 | 16 | 1 | 1
6 | 7 | 17 | 1 | 1
6 | 7 | 18 | 1 | 1
6 | 7 | 19 | 1 | 1
6 | 7 | 20 | 1 | 1
6 | 7 | 21 | 1 | 1
6 | 7 | 22 | 1 | 1
6 | 7 | 23 | 1 | 1
6 | 7 | 24 | 1 | 1
6 | 8 | 1 | 1 | 1
6 | 8 | 2 | 1 | 1
6 | 8 | 3 | 1 | 1
6 | 8 | 4 | 1 | 1
6 | 8 | 5 | 1 | 1
6 | 8 | 6 | 1 | 1
6 | 8 | 7 | 1 | 1
6 | 8 | 8 | 1 | 1
6 | 8 | 9 | 1 | 1
6 | 8 | 10 | 1 | 1
6 | 8 | 11 | 1 | 1
6 | 8 | 12 | 1 | 1
6 | 8 | 13 | 1 | 1
6 | 8 | 14 | 1 | 1
6 | 8 | 15 | 1 | 1
6 | 8 | 16 | 1 | 1
6 | 8 | 17 | 1 | 1
6 | 8 | 18 | 1 | 1
6 | 8 | 19 | 1 | 1
6 | 8 | 20 | 1 | 1
6 | 8 | 21 | 1 | 1
6 | 8 | 22 | 1 | 1
6 | 8 | 23 | 1 | 1
6 | 8 | 24 | 1 | 1
6 | 9 | 1 | 1 | 1
6 | 9 | 2 | 1 | 1
6 | 9 | 3 | 1 | 1
6 | 9 | 4 | 1 | 1
6 | 9 | 5 | 1 | 1
6 | 9 | 6 | 1 | 1
6 | 9 | 7 | 1 | 1
6 | 9 | 8 | 1 | 1
6 | 9 | 9 | 1 | 1
6 | 9 | 10 | 1 | 1
6 | 9 | 11 | 1 | 1
6 | 9 | 12 | 1 | 1
6 | 9 | 13 | 1 | 1
6 | 9 | 14 | 1 | 1
6 | 9 | 15 | 1 | 1
6 | 9 | 16 | 1 | 1
6 | 9 | 17 | 1 | 1
6 | 9 | 18 | 1 | 1
6 | 9 | 19 | 1 | 1
6 | 9 | 20 | 1 | 1
6 | 9 | 21 | 1 | 1
6 | 9 | 22 | 1 | 1
6 | 9 | 23 | 1 | 1
6 | 9 | 24 | 1 | 1
6 | 10 | 1 | 0 | 1
6 | 10 | 2 | 0 | 1
6 | 10 | 3 | 0 | 1
6 | 10 | 4 | 0 | 1
6 | 10 | 5 | 0 | 1
6 | 10 | 6 | 0 | 1
6 | 10 | 7 | 0 | 1
6 | 10 | 8 | 0 | 1
6 | 10 | 9 | 0 | 1
6 | 10 | 10 | 0 | 1
6 | 10 | 11 | 0 | 1
6 | 10 | 12 | 0 | 1
6 | 10 | 13 | 0 | 1
6 | 10 | 14 | 0 | 1
6 | 10 | 15 | 0 | 1
6 | 10 | 16 | 0 | 1
6 | 10 | 17 | 0 | 1
6 | 10 | 18 | 0 | 1
6 | 10 | 19 | 0 | 1
6 | 10 | 20 | 0 | 1
6 | 10 | 21 | 0 | 1
6 | 10 | 22 | 0 | 1
6 | 10 | 23 | 0 | 1
6 | 10 | 24 | 0 | 1
6 | 11 | 1 | 0 | 1
6 | 11 | 2 | 0 | 1
6 | 11 | 3 | 0 | 1
6 | 11 | 4 | 0 | 1
6 | 11 | 5 | 0 | 1
6 | 11 | 6 | 0 | 1
6 | 11 | 7 | 0 | 1
6 | 11 | 8 | 0 | 1
6 | 11 | 9 | 0 | 1
6 | 11 | 10 | 0 | 1
6 | 11 | 11 | 0 | 1
6 | 11 | 12 | 0 | 1
6 | 11 | 13 | 0 | 1
6 | 11 | 14 | 0 | 1
6 | 11 | 15 | 0 | 1
6 | 11 | 16 | 0 | 1
6 | 11 | 17 | 0 | 1
6 | 11 | 18 | 0 | 1
6 | 11 | 19 | 0 | 1
6 | 11 | 20 | 0 | 1
6 | 11 | 21 | 0 | 1
6 | 11 | 22 | 0 | 1
6 | 11 | 23 | 0 | 1
6 | 11 | 24 | 0 | 1
6 | 12 | 1 | 1 | 1
6 | 12 | 2 | 1 | 1
6 | 12 | 3 | 1 | 1
6 | 12 | 4 | 1 | 1
6 | 12 | 5 | 1 | 1
6 | 12 | 6 | 1 | 1
6 | 12 | 7 | 1 | 1
6 | 12 | 8 | 1 | 1
6 | 12 | 9 | 1 | 1
6 | 12 | 10 | 1 | 1
6 | 12 | 11 | 1 | 1
6 | 12 | 12 | 1 | 1
6 | 12 | 13 | 1 | 1
6 | 12 | 14 | 1 | 1
6 | 12 | 15 | 1 | 1
6 | 12 | 16 | 1 | 1
6 | 12 | 17 | 1 | 1
6 | 12 | 18 | 1 | 1
6 | 12 | 19 | 1 | 1
6 | 12 | 20 | 1 | 1
6 | 12 | 21 | 1 | 1
6 | 12 | 22 | 1 | 1
6 | 12 | 23 | 1 | 1
6 | 12 | 24 | 1 | 1
6 | 13 | 1 | 1 | 1
6 | 13 | 2 | 1 | 1
6 | 13 | 3 | 1 | 1
6 | 13 | 4 | 1 | 1
6 | 13 | 5 | 1 | 1
6 | 13 | 6 | 1 | 1
6 | 13 | 7 | 1 | 1
6 | 13 | 8 | 1 | 1
6 | 13 | 9 | 1 | 1
6 | 13 | 10 | 1 | 1
6 | 13 | 11 | 1 | 1
6 | 13 | 12 | 1 | 1
6 | 13 | 13 | 1 | 1
6 | 13 | 14 | 1 | 1
6 | 13 | 15 | 1 | 1
6 | 13 | 16 | 1 | 1
6 | 13 | 17 | 1 | 1
6 | 13 | 18 | 1 | 1
6 | 13 | 19 | 1 | 1
6 | 13 | 20 | 1 | 1
6 | 13 | 21 | 1 | 1
6 | 13 | 22 | 1 | 1
6 | 13 | 23 | 1 | 1
6 | 13 | 24 | 1 | 1
6 | 14 | 1 | 1 | 1
6 | 14 | 2 | 1 | 1
6 | 14 | 3 | 1 | 1
6 | 14 | 4 | 1 | 1
6 | 14 | 5 | 1 | 1
6 | 14 | 6 | 1 | 1
6 | 14 | 7 | 1 | 1
6 | 14 | 8 | 1 | 1
6 | 14 | 9 | 1 | 1
6 | 14 | 10 | 1 | 1
6 | 14 | 11 | 1 | 1
6 | 14 | 12 | 1 | 1
6 | 14 | 13 | 1 | 1
6 | 14 | 14 | 1 | 1
6 | 14 | 15 | 1 | 1
6 | 14 | 16 | 1 | 1
6 | 14 | 17 | 1 | 1
6 | 14 | 18 | 1 | 1
6 | 14 | 19 | 1 | 1
6 | 14 | 20 | 1 | 1
6 | 14 | 21 | 1 | 1
6 | 14 | 22 | 1 | 1
6 | 14 | 23 | 1 | 1
6 | 14 | 24 | 1 | 1
6 | 15 | 1 | 1 | 1
6 | 15 | 2 | 1 | 1
6 | 15 | 3 | 1 | 1
6 | 15 | 4 | 1 | 1
6 | 15 | 5 | 1 | 1
6 | 15 | 6 | 1 | 1
6 | 15 | 7 | 1 | 1
6 | 15 | 8 | 1 | 1
6 | 15 | 9 | 1 | 1
6 | 15 | 10 | 1 | 1
6 | 15 | 11 | 1 | 1
6 | 15 | 12 | 1 | 1
6 | 15 | 13 | 1 | 1
6 | 15 | 14 | 1 | 1
6 | 15 | 15 | 1 | 1
6 | 15 | 16 | 1 | 1
6 | 15 | 17 | 1 | 1
6 | 15 | 18 | 1 | 1
6 | 15 | 19 | 1 | 1
6 | 15 | 20 | 1 | 1
6 | 15 | 21 | 1 | 1
6 | 15 | 22 | 1 | 1
6 | 15 | 23 | 1 | 1
6 | 15 | 24 | 1 | 1
6 | 16 | 1 | 1 | 1
6 | 16 | 2 | 1 | 1
6 | 16 | 3 | 1 | 1
6 | 16 | 4 | 1 | 1
6 | 16 | 5 | 1 | 1
6 | 16 | 6 | 1 | 1
6 | 16 | 7 | 1 | 1
6 | 16 | 8 | 1 | 1
6 | 16 | 9 | 1 | 1
6 | 16 | 10 | 1 | 1
6 | 16 | 11 | 1 | 1
6 | 16 | 12 | 1 | 1
6 | 16 | 13 | 1 | 1
6 | 16 | 14 | 1 | 1
6 | 16 | 15 | 1 | 1
6 | 16 | 16 | 1 | 1
6 | 16 | 17 | 1 | 1
6 | 16 | 18 | 1 | 1
6 | 16 | 19 | 1 | 1
6 | 16 | 20 | 1 | 1
6 | 16 | 21 | 1 | 1
6 | 16 | 22 | 1 | 1
6 | 16 | 23 | 1 | 1
6 | 16 | 24 | 1 | 1
6 | 17 | 1 | 0 | 1
6 | 17 | 2 | 0 | 1
6 | 17 | 3 | 0 | 1
6 | 17 | 4 | 0 | 1
6 | 17 | 5 | 0 | 1
6 | 17 | 6 | 0 | 1
6 | 17 | 7 | 0 | 1
6 | 17 | 8 | 0 | 1
6 | 17 | 9 | 0 | 1
6 | 17 | 10 | 0 | 1
6 | 17 | 11 | 0 | 1
6 | 17 | 12 | 0 | 1
6 | 17 | 13 | 0 | 1
6 | 17 | 14 | 0 | 1
6 | 17 | 15 | 0 | 1
6 | 17 | 16 | 0 | 1
6 | 17 | 17 | 0 | 1
6 | 17 | 18 | 0 | 1
6 | 17 | 19 | 0 | 1
6 | 17 | 20 | 0 | 1
6 | 17 | 21 | 0 | 1
6 | 17 | 22 | 0 | 1
6 | 17 | 23 | 0 | 1
6 | 17 | 24 | 0 | 1
6 | 18 | 1 | 0 | 1
6 | 18 | 2 | 0 | 1
6 | 18 | 3 | 0 | 1
6 | 18 | 4 | 0 | 1
6 | 18 | 5 | 0 | 1
6 | 18 | 6 | 0 | 1
6 | 18 | 7 | 0 | 1
6 | 18 | 8 | 0 | 1
6 | 18 | 9 | 0 | 1
6 | 18 | 10 | 0 | 1
6 | 18 | 11 | 0 | 1
6 | 18 | 12 | 0 | 1
6 | 18 | 13 | 0 | 1
6 | 18 | 14 | 0 | 1
6 | 18 | 15 | 0 | 1
6 | 18 | 16 | 0 | 1
6 | 18 | 17 | 0 | 1
6 | 18 | 18 | 0 | 1
6 | 18 | 19 | 0 | 1
6 | 18 | 20 | 0 | 1
6 | 18 | 21 | 0 | 1
6 | 18 | 22 | 0 | 1
6 | 18 | 23 | 0 | 1
6 | 18 | 24 | 0 | 1
6 | 19 | 1 | 1 | 1
6 | 19 | 2 | 1 | 1
6 | 19 | 3 | 1 | 1
6 | 19 | 4 | 1 | 1
6 | 19 | 5 | 1 | 1
6 | 19 | 6 | 1 | 1
6 | 19 | 7 | 1 | 1
6 | 19 | 8 | 1 | 1
6 | 19 | 9 | 1 | 1
6 | 19 | 10 | 1 | 1
6 | 19 | 11 | 1 | 1
6 | 19 | 12 | 1 | 1
6 | 19 | 13 | 1 | 1
6 | 19 | 14 | 1 | 1
6 | 19 | 15 | 1 | 1
6 | 19 | 16 | 1 | 1
6 | 19 | 17 | 1 | 1
6 | 19 | 18 | 1 | 1
6 | 19 | 19 | 1 | 1
6 | 19 | 20 | 1 | 1
6 | 19 | 21 | 1 | 1
6 | 19 | 22 | 1 | 1
6 | 19 | 23 | 1 | 1
6 | 19 | 24 | 1 | 1
6 | 20 | 1 | 1 | 1
6 | 20 | 2 | 1 | 1
6 | 20 | 3 | 1 | 1
6 | 20 | 4 | 1 | 1
6 | 20 | 5 | 1 | 1
6 | 20 | 6 | 1 | 1
6 | 20 | 7 | 1 | 1
6 | 20 | 8 | 1 | 1
6 | 20 | 9 | 1 | 1
6 | 20 | 10 | 1 | 1
6 | 20 | 11 | 1 | 1
6 | 20 | 12 | 1 | 1
6 | 20 | 13 | 1 | 1
6 | 20 | 14 | 1 | 1
6 | 20 | 15 | 1 | 1
6 | 20 | 16 | 1 | 1
6 | 20 | 17 | 1 | 1
6 | 20 | 18 | 1 | 1
6 | 20 | 19 | 1 | 1
6 | 20 | 20 | 1 | 1
6 | 20 | 21 | 1 | 1
6 | 20 | 22 | 1 | 1
6 | 20 | 23 | 1 | 1
6 | 20 | 24 | 1 | 1
6 | 21 | 1 | 1 | 1
6 | 21 | 2 | 1 | 1
6 | 21 | 3 | 1 | 1
6 | 21 | 4 | 1 | 1
6 | 21 | 5 | 1 | 1
6 | 21 | 6 | 1 | 1
6 | 21 | 7 | 1 | 1
6 | 21 | 8 | 1 | 1
6 | 21 | 9 | 1 | 1
6 | 21 | 10 | 1 | 1
6 | 21 | 11 | 1 | 1
6 | 21 | 12 | 1 | 1
6 | 21 | 13 | 1 | 1
6 | 21 | 14 | 1 | 1
6 | 21 | 15 | 1 | 1
6 | 21 | 16 | 1 | 1
6 | 21 | 17 | 1 | 1
6 | 21 | 18 | 1 | 1
6 | 21 | 19 | 1 | 1
6 | 21 | 20 | 1 | 1
6 | 21 | 21 | 1 | 1
6 | 21 | 22 | 1 | 1
6 | 21 | 23 | 1 | 1
6 | 21 | 24 | 1 | 1
6 | 22 | 1 | 1 | 1
6 | 22 | 2 | 1 | 1
6 | 22 | 3 | 1 | 1
6 | 22 | 4 | 1 | 1
6 | 22 | 5 | 1 | 1
6 | 22 | 6 | 1 | 1
6 | 22 | 7 | 1 | 1
6 | 22 | 8 | 1 | 1
6 | 22 | 9 | 1 | 1
6 | 22 | 10 | 1 | 1
6 | 22 | 11 | 1 | 1
6 | 22 | 12 | 1 | 1
6 | 22 | 13 | 1 | 1
6 | 22 | 14 | 1 | 1
6 | 22 | 15 | 1 | 1
6 | 22 | 16 | 1 | 1
6 | 22 | 17 | 1 | 1
6 | 22 | 18 | 1 | 1
6 | 22 | 19 | 1 | 1
6 | 22 | 20 | 1 | 1
6 | 22 | 21 | 1 | 1
6 | 22 | 22 | 1 | 1
6 | 22 | 23 | 1 | 1
6 | 22 | 24 | 1 | 1
6 | 23 | 1 | 1 | 1
6 | 23 | 2 | 1 | 1
6 | 23 | 3 | 1 | 1
6 | 23 | 4 | 1 | 1
6 | 23 | 5 | 1 | 1
6 | 23 | 6 | 1 | 1
6 | 23 | 7 | 1 | 1
6 | 23 | 8 | 1 | 1
6 | 23 | 9 | 1 | 1
6 | 23 | 10 | 1 | 1
6 | 23 | 11 | 1 | 1
6 | 23 | 12 | 1 | 1
6 | 23 | 13 | 1 | 1
6 | 23 | 14 | 1 | 1
6 | 23 | 15 | 1 | 1
6 | 23 | 16 | 1 | 1
6 | 23 | 17 | 1 | 1
6 | 23 | 18 | 1 | 1
6 | 23 | 19 | 1 | 1
6 | 23 | 20 | 1 | 1
6 | 23 | 21 | 1 | 1
6 | 23 | 22 | 1 | 1
6 | 23 | 23 | 1 | 1
6 | 23 | 24 | 1 | 1
6 | 24 | 1 | 0 | 1
6 | 24 | 2 | 0 | 1
6 | 24 | 3 | 0 | 1
6 | 24 | 4 | 0 | 1
6 | 24 | 5 | 0 | 1
6 | 24 | 6 | 0 | 1
6 | 24 | 7 | 0 | 1
6 | 24 | 8 | 0 | 1
6 | 24 | 9 | 0 | 1
6 | 24 | 10 | 0 | 1
6 | 24 | 11 | 0 | 1
6 | 24 | 12 | 0 | 1
6 | 24 | 13 | 0 | 1
6 | 24 | 14 | 0 | 1
6 | 24 | 15 | 0 | 1
6 | 24 | 16 | 0 | 1
6 | 24 | 17 | 0 | 1
6 | 24 | 18 | 0 | 1
6 | 24 | 19 | 0 | 1
6 | 24 | 20 | 0 | 1
6 | 24 | 21 | 0 | 1
6 | 24 | 22 | 0 | 1
6 | 24 | 23 | 0 | 1
6 | 24 | 24 | 0 | 1
6 | 25 | 1 | 0 | 1
6 | 25 | 2 | 0 | 1
6 | 25 | 3 | 0 | 1
6 | 25 | 4 | 0 | 1
6 | 25 | 5 | 0 | 1
6 | 25 | 6 | 0 | 1
6 | 25 | 7 | 0 | 1
6 | 25 | 8 | 0 | 1
6 | 25 | 9 | 0 | 1
6 | 25 | 10 | 0 | 1
6 | 25 | 11 | 0 | 1
6 | 25 | 12 | 0 | 1
6 | 25 | 13 | 0 | 1
6 | 25 | 14 | 0 | 1
6 | 25 | 15 | 0 | 1
6 | 25 | 16 | 0 | 1
6 | 25 | 17 | 0 | 1
6 | 25 | 18 | 0 | 1
6 | 25 | 19 | 0 | 1
6 | 25 | 20 | 0 | 1
6 | 25 | 21 | 0 | 1
6 | 25 | 22 | 0 | 1
6 | 25 | 23 | 0 | 1
6 | 25 | 24 | 0 | 1
6 | 26 | 1 | 1 | 1
6 | 26 | 2 | 1 | 1
6 | 26 | 3 | 1 | 1
6 | 26 | 4 | 1 | 1
6 | 26 | 5 | 1 | 1
6 | 26 | 6 | 1 | 1
6 | 26 | 7 | 1 | 1
6 | 26 | 8 | 1 | 1
6 | 26 | 9 | 1 | 1
6 | 26 | 10 | 1 | 1
6 | 26 | 11 | 1 | 1
6 | 26 | 12 | 1 | 1
6 | 26 | 13 | 1 | 1
6 | 26 | 14 | 1 | 1
6 | 26 | 15 | 1 | 1
6 | 26 | 16 | 1 | 1
6 | 26 | 17 | 1 | 1
6 | 26 | 18 | 1 | 1
6 | 26 | 19 | 1 | 1
6 | 26 | 20 | 1 | 1
6 | 26 | 21 | 1 | 1
6 | 26 | 22 | 1 | 1
6 | 26 | 23 | 1 | 1
6 | 26 | 24 | 1 | 1
6 | 27 | 1 | 1 | 1
6 | 27 | 2 | 1 | 1
6 | 27 | 3 | 1 | 1
6 | 27 | 4 | 1 | 1
6 | 27 | 5 | 1 | 1
6 | 27 | 6 | 1 | 1
6 | 27 | 7 | 1 | 1
6 | 27 | 8 | 1 | 1
6 | 27 | 9 | 1 | 1
6 | 27 | 10 | 1 | 1
6 | 27 | 11 | 1 | 1
6 | 27 | 12 | 1 | 1
6 | 27 | 13 | 1 | 1
6 | 27 | 14 | 1 | 1
6 | 27 | 15 | 1 | 1
6 | 27 | 16 | 1 | 1
6 | 27 | 17 | 1 | 1
6 | 27 | 18 | 1 | 1
6 | 27 | 19 | 1 | 1
6 | 27 | 20 | 1 | 1
6 | 27 | 21 | 1 | 1
6 | 27 | 22 | 1 | 1
6 | 27 | 23 | 1 | 1
6 | 27 | 24 | 1 | 1
6 | 28 | 1 | 1 | 1
6 | 28 | 2 | 1 | 1
6 | 28 | 3 | 1 | 1
6 | 28 | 4 | 1 | 1
6 | 28 | 5 | 1 | 1
6 | 28 | 6 | 1 | 1
6 | 28 | 7 | 1 | 1
6 | 28 | 8 | 1 | 1
6 | 28 | 9 | 1 | 1
6 | 28 | 10 | 1 | 1
6 | 28 | 11 | 1 | 1
6 | 28 | 12 | 1 | 1
6 | 28 | 13 | 1 | 1
6 | 28 | 14 | 1 | 1
6 | 28 | 15 | 1 | 1
6 | 28 | 16 | 1 | 1
6 | 28 | 17 | 1 | 1
6 | 28 | 18 | 1 | 1
6 | 28 | 19 | 1 | 1
6 | 28 | 20 | 1 | 1
6 | 28 | 21 | 1 | 1
6 | 28 | 22 | 1 | 1
6 | 28 | 23 | 1 | 1
6 | 28 | 24 | 1 | 1
6 | 29 | 1 | 1 | 1
6 | 29 | 2 | 1 | 1
6 | 29 | 3 | 1 | 1
6 | 29 | 4 | 1 | 1
6 | 29 | 5 | 1 | 1
6 | 29 | 6 | 1 | 1
6 | 29 | 7 | 1 | 1
6 | 29 | 8 | 1 | 1
6 | 29 | 9 | 1 | 1
6 | 29 | 10 | 1 | 1
6 | 29 | 11 | 1 | 1
6 | 29 | 12 | 1 | 1
6 | 29 | 13 | 1 | 1
6 | 29 | 14 | 1 | 1
6 | 29 | 15 | 1 | 1
6 | 29 | 16 | 1 | 1
6 | 29 | 17 | 1 | 1
6 | 29 | 18 | 1 | 1
6 | 29 | 19 | 1 | 1
6 | 29 | 20 | 1 | 1
6 | 29 | 21 | 1 | 1
6 | 29 | 22 | 1 | 1
6 | 29 | 23 | 1 | 1
6 | 29 | 24 | 1 | 1
6 | 30 | 1 | 1 | 1
6 | 30 | 2 | 1 | 1
6 | 30 | 3 | 1 | 1
6 | 30 | 4 | 1 | 1
6 | 30 | 5 | 1 | 1
6 | 30 | 6 | 1 | 1
6 | 30 | 7 | 1 | 1
6 | 30 | 8 | 1 | 1
6 | 30 | 9 | 1 | 1
6 | 30 | 10 | 1 | 1
6 | 30 | 11 | 1 | 1
6 | 30 | 12 | 1 | 1
6 | 30 | 13 | 1 | 1
6 | 30 | 14 | 1 | 1
6 | 30 | 15 | 1 | 1
6 | 30 | 16 | 1 | 1
6 | 30 | 17 | 1 | 1
6 | 30 | 18 | 1 | 1
6 | 30 | 19 | 1 | 1
6 | 30 | 20 | 1 | 1
6 | 30 | 21 | 1 | 1
6 | 30 | 22 | 1 | 1
6 | 30 | 23 | 1 | 1
6 | 30 | 24 | 1 | 1
7 | 1 | 1 | 0 | 1
7 | 1 | 2 | 0 | 1
7 | 1 | 3 | 0 | 1
7 | 1 | 4 | 0 | 1
7 | 1 | 5 | 0 | 1
7 | 1 | 6 | 0 | 1
7 | 1 | 7 | 0 | 1
7 | 1 | 8 | 0 | 1
7 | 1 | 9 | 0 | 1
7 | 1 | 10 | 0 | 1
7 | 1 | 11 | 0 | 1
7 | 1 | 12 | 0 | 1
7 | 1 | 13 | 0 | 1
7 | 1 | 14 | 0 | 1
7 | 1 | 15 | 0 | 1
7 | 1 | 16 | 0 | 1
7 | 1 | 17 | 0 | 1
7 | 1 | 18 | 0 | 1
7 | 1 | 19 | 0 | 1
7 | 1 | 20 | 0 | 1
7 | 1 | 21 | 0 | 1
7 | 1 | 22 | 0 | 1
7 | 1 | 23 | 0 | 1
7 | 1 | 24 | 0 | 1
7 | 2 | 1 | 0 | 1
7 | 2 | 2 | 0 | 1
7 | 2 | 3 | 0 | 1
7 | 2 | 4 | 0 | 1
7 | 2 | 5 | 0 | 1
7 | 2 | 6 | 0 | 1
7 | 2 | 7 | 0 | 1
7 | 2 | 8 | 0 | 1
7 | 2 | 9 | 0 | 1
7 | 2 | 10 | 0 | 1
7 | 2 | 11 | 0 | 1
7 | 2 | 12 | 0 | 1
7 | 2 | 13 | 0 | 1
7 | 2 | 14 | 0 | 1
7 | 2 | 15 | 0 | 1
7 | 2 | 16 | 0 | 1
7 | 2 | 17 | 0 | 1
7 | 2 | 18 | 0 | 1
7 | 2 | 19 | 0 | 1
7 | 2 | 20 | 0 | 1
7 | 2 | 21 | 0 | 1
7 | 2 | 22 | 0 | 1
7 | 2 | 23 | 0 | 1
7 | 2 | 24 | 0 | 1
7 | 3 | 1 | 1 | 1
7 | 3 | 2 | 1 | 1
7 | 3 | 3 | 1 | 1
7 | 3 | 4 | 1 | 1
7 | 3 | 5 | 1 | 1
7 | 3 | 6 | 1 | 1
7 | 3 | 7 | 1 | 1
7 | 3 | 8 | 1 | 1
7 | 3 | 9 | 1 | 1
7 | 3 | 10 | 1 | 1
7 | 3 | 11 | 1 | 1
7 | 3 | 12 | 1 | 1
7 | 3 | 13 | 1 | 1
7 | 3 | 14 | 1 | 1
7 | 3 | 15 | 1 | 1
7 | 3 | 16 | 1 | 1
7 | 3 | 17 | 1 | 1
7 | 3 | 18 | 1 | 1
7 | 3 | 19 | 1 | 1
7 | 3 | 20 | 1 | 1
7 | 3 | 21 | 1 | 1
7 | 3 | 22 | 1 | 1
7 | 3 | 23 | 1 | 1
7 | 3 | 24 | 1 | 1
7 | 4 | 1 | 1 | 1
7 | 4 | 2 | 1 | 1
7 | 4 | 3 | 1 | 1
7 | 4 | 4 | 1 | 1
7 | 4 | 5 | 1 | 1
7 | 4 | 6 | 1 | 1
7 | 4 | 7 | 1 | 1
7 | 4 | 8 | 1 | 1
7 | 4 | 9 | 1 | 1
7 | 4 | 10 | 1 | 1
7 | 4 | 11 | 1 | 1
7 | 4 | 12 | 1 | 1
7 | 4 | 13 | 1 | 1
7 | 4 | 14 | 1 | 1
7 | 4 | 15 | 1 | 1
7 | 4 | 16 | 1 | 1
7 | 4 | 17 | 1 | 1
7 | 4 | 18 | 1 | 1
7 | 4 | 19 | 1 | 1
7 | 4 | 20 | 1 | 1
7 | 4 | 21 | 1 | 1
7 | 4 | 22 | 1 | 1
7 | 4 | 23 | 1 | 1
7 | 4 | 24 | 1 | 1
7 | 5 | 1 | 1 | 1
7 | 5 | 2 | 1 | 1
7 | 5 | 3 | 1 | 1
7 | 5 | 4 | 1 | 1
7 | 5 | 5 | 1 | 1
7 | 5 | 6 | 1 | 1
7 | 5 | 7 | 1 | 1
7 | 5 | 8 | 1 | 1
7 | 5 | 9 | 1 | 1
7 | 5 | 10 | 1 | 1
7 | 5 | 11 | 1 | 1
7 | 5 | 12 | 1 | 1
7 | 5 | 13 | 1 | 1
7 | 5 | 14 | 1 | 1
7 | 5 | 15 | 1 | 1
7 | 5 | 16 | 1 | 1
7 | 5 | 17 | 1 | 1
7 | 5 | 18 | 1 | 1
7 | 5 | 19 | 1 | 1
7 | 5 | 20 | 1 | 1
7 | 5 | 21 | 1 | 1
7 | 5 | 22 | 1 | 1
7 | 5 | 23 | 1 | 1
7 | 5 | 24 | 1 | 1
7 | 6 | 1 | 1 | 1
7 | 6 | 2 | 1 | 1
7 | 6 | 3 | 1 | 1
7 | 6 | 4 | 1 | 1
7 | 6 | 5 | 1 | 1
7 | 6 | 6 | 1 | 1
7 | 6 | 7 | 1 | 1
7 | 6 | 8 | 1 | 1
7 | 6 | 9 | 1 | 1
7 | 6 | 10 | 1 | 1
7 | 6 | 11 | 1 | 1
7 | 6 | 12 | 1 | 1
7 | 6 | 13 | 1 | 1
7 | 6 | 14 | 1 | 1
7 | 6 | 15 | 1 | 1
7 | 6 | 16 | 1 | 1
7 | 6 | 17 | 1 | 1
7 | 6 | 18 | 1 | 1
7 | 6 | 19 | 1 | 1
7 | 6 | 20 | 1 | 1
7 | 6 | 21 | 1 | 1
7 | 6 | 22 | 1 | 1
7 | 6 | 23 | 1 | 1
7 | 6 | 24 | 1 | 1
7 | 7 | 1 | 1 | 1
7 | 7 | 2 | 1 | 1
7 | 7 | 3 | 1 | 1
7 | 7 | 4 | 1 | 1
7 | 7 | 5 | 1 | 1
7 | 7 | 6 | 1 | 1
7 | 7 | 7 | 1 | 1
7 | 7 | 8 | 1 | 1
7 | 7 | 9 | 1 | 1
7 | 7 | 10 | 1 | 1
7 | 7 | 11 | 1 | 1
7 | 7 | 12 | 1 | 1
7 | 7 | 13 | 1 | 1
7 | 7 | 14 | 1 | 1
7 | 7 | 15 | 1 | 1
7 | 7 | 16 | 1 | 1
7 | 7 | 17 | 1 | 1
7 | 7 | 18 | 1 | 1
7 | 7 | 19 | 1 | 1
7 | 7 | 20 | 1 | 1
7 | 7 | 21 | 1 | 1
7 | 7 | 22 | 1 | 1
7 | 7 | 23 | 1 | 1
7 | 7 | 24 | 1 | 1
7 | 8 | 1 | 0 | 1
7 | 8 | 2 | 0 | 1
7 | 8 | 3 | 0 | 1
7 | 8 | 4 | 0 | 1
7 | 8 | 5 | 0 | 1
7 | 8 | 6 | 0 | 1
7 | 8 | 7 | 0 | 1
7 | 8 | 8 | 0 | 1
7 | 8 | 9 | 0 | 1
7 | 8 | 10 | 0 | 1
7 | 8 | 11 | 0 | 1
7 | 8 | 12 | 0 | 1
7 | 8 | 13 | 0 | 1
7 | 8 | 14 | 0 | 1
7 | 8 | 15 | 0 | 1
7 | 8 | 16 | 0 | 1
7 | 8 | 17 | 0 | 1
7 | 8 | 18 | 0 | 1
7 | 8 | 19 | 0 | 1
7 | 8 | 20 | 0 | 1
7 | 8 | 21 | 0 | 1
7 | 8 | 22 | 0 | 1
7 | 8 | 23 | 0 | 1
7 | 8 | 24 | 0 | 1
7 | 9 | 1 | 0 | 1
7 | 9 | 2 | 0 | 1
7 | 9 | 3 | 0 | 1
7 | 9 | 4 | 0 | 1
7 | 9 | 5 | 0 | 1
7 | 9 | 6 | 0 | 1
7 | 9 | 7 | 0 | 1
7 | 9 | 8 | 0 | 1
7 | 9 | 9 | 0 | 1
7 | 9 | 10 | 0 | 1
7 | 9 | 11 | 0 | 1
7 | 9 | 12 | 0 | 1
7 | 9 | 13 | 0 | 1
7 | 9 | 14 | 0 | 1
7 | 9 | 15 | 0 | 1
7 | 9 | 16 | 0 | 1
7 | 9 | 17 | 0 | 1
7 | 9 | 18 | 0 | 1
7 | 9 | 19 | 0 | 1
7 | 9 | 20 | 0 | 1
7 | 9 | 21 | 0 | 1
7 | 9 | 22 | 0 | 1
7 | 9 | 23 | 0 | 1
7 | 9 | 24 | 0 | 1
7 | 10 | 1 | 1 | 1
7 | 10 | 2 | 1 | 1
7 | 10 | 3 | 1 | 1
7 | 10 | 4 | 1 | 1
7 | 10 | 5 | 1 | 1
7 | 10 | 6 | 1 | 1
7 | 10 | 7 | 1 | 1
7 | 10 | 8 | 1 | 1
7 | 10 | 9 | 1 | 1
7 | 10 | 10 | 1 | 1
7 | 10 | 11 | 1 | 1
7 | 10 | 12 | 1 | 1
7 | 10 | 13 | 1 | 1
7 | 10 | 14 | 1 | 1
7 | 10 | 15 | 1 | 1
7 | 10 | 16 | 1 | 1
7 | 10 | 17 | 1 | 1
7 | 10 | 18 | 1 | 1
7 | 10 | 19 | 1 | 1
7 | 10 | 20 | 1 | 1
7 | 10 | 21 | 1 | 1
7 | 10 | 22 | 1 | 1
7 | 10 | 23 | 1 | 1
7 | 10 | 24 | 1 | 1
7 | 11 | 1 | 1 | 1
7 | 11 | 2 | 1 | 1
7 | 11 | 3 | 1 | 1
7 | 11 | 4 | 1 | 1
7 | 11 | 5 | 1 | 1
7 | 11 | 6 | 1 | 1
7 | 11 | 7 | 1 | 1
7 | 11 | 8 | 1 | 1
7 | 11 | 9 | 1 | 1
7 | 11 | 10 | 1 | 1
7 | 11 | 11 | 1 | 1
7 | 11 | 12 | 1 | 1
7 | 11 | 13 | 1 | 1
7 | 11 | 14 | 1 | 1
7 | 11 | 15 | 1 | 1
7 | 11 | 16 | 1 | 1
7 | 11 | 17 | 1 | 1
7 | 11 | 18 | 1 | 1
7 | 11 | 19 | 1 | 1
7 | 11 | 20 | 1 | 1
7 | 11 | 21 | 1 | 1
7 | 11 | 22 | 1 | 1
7 | 11 | 23 | 1 | 1
7 | 11 | 24 | 1 | 1
7 | 12 | 1 | 1 | 1
7 | 12 | 2 | 1 | 1
7 | 12 | 3 | 1 | 1
7 | 12 | 4 | 1 | 1
7 | 12 | 5 | 1 | 1
7 | 12 | 6 | 1 | 1
7 | 12 | 7 | 1 | 1
7 | 12 | 8 | 1 | 1
7 | 12 | 9 | 1 | 1
7 | 12 | 10 | 1 | 1
7 | 12 | 11 | 1 | 1
7 | 12 | 12 | 1 | 1
7 | 12 | 13 | 1 | 1
7 | 12 | 14 | 1 | 1
7 | 12 | 15 | 1 | 1
7 | 12 | 16 | 1 | 1
7 | 12 | 17 | 1 | 1
7 | 12 | 18 | 1 | 1
7 | 12 | 19 | 1 | 1
7 | 12 | 20 | 1 | 1
7 | 12 | 21 | 1 | 1
7 | 12 | 22 | 1 | 1
7 | 12 | 23 | 1 | 1
7 | 12 | 24 | 1 | 1
7 | 13 | 1 | 1 | 1
7 | 13 | 2 | 1 | 1
7 | 13 | 3 | 1 | 1
7 | 13 | 4 | 1 | 1
7 | 13 | 5 | 1 | 1
7 | 13 | 6 | 1 | 1
7 | 13 | 7 | 1 | 1
7 | 13 | 8 | 1 | 1
7 | 13 | 9 | 1 | 1
7 | 13 | 10 | 1 | 1
7 | 13 | 11 | 1 | 1
7 | 13 | 12 | 1 | 1
7 | 13 | 13 | 1 | 1
7 | 13 | 14 | 1 | 1
7 | 13 | 15 | 1 | 1
7 | 13 | 16 | 1 | 1
7 | 13 | 17 | 1 | 1
7 | 13 | 18 | 1 | 1
7 | 13 | 19 | 1 | 1
7 | 13 | 20 | 1 | 1
7 | 13 | 21 | 1 | 1
7 | 13 | 22 | 1 | 1
7 | 13 | 23 | 1 | 1
7 | 13 | 24 | 1 | 1
7 | 14 | 1 | 1 | 1
7 | 14 | 2 | 1 | 1
7 | 14 | 3 | 1 | 1
7 | 14 | 4 | 1 | 1
7 | 14 | 5 | 1 | 1
7 | 14 | 6 | 1 | 1
7 | 14 | 7 | 1 | 1
7 | 14 | 8 | 1 | 1
7 | 14 | 9 | 1 | 1
7 | 14 | 10 | 1 | 1
7 | 14 | 11 | 1 | 1
7 | 14 | 12 | 1 | 1
7 | 14 | 13 | 1 | 1
7 | 14 | 14 | 1 | 1
7 | 14 | 15 | 1 | 1
7 | 14 | 16 | 1 | 1
7 | 14 | 17 | 1 | 1
7 | 14 | 18 | 1 | 1
7 | 14 | 19 | 1 | 1
7 | 14 | 20 | 1 | 1
7 | 14 | 21 | 1 | 1
7 | 14 | 22 | 1 | 1
7 | 14 | 23 | 1 | 1
7 | 14 | 24 | 1 | 1
7 | 15 | 1 | 0 | 1
7 | 15 | 2 | 0 | 1
7 | 15 | 3 | 0 | 1
7 | 15 | 4 | 0 | 1
7 | 15 | 5 | 0 | 1
7 | 15 | 6 | 0 | 1
7 | 15 | 7 | 0 | 1
7 | 15 | 8 | 0 | 1
7 | 15 | 9 | 0 | 1
7 | 15 | 10 | 0 | 1
7 | 15 | 11 | 0 | 1
7 | 15 | 12 | 0 | 1
7 | 15 | 13 | 0 | 1
7 | 15 | 14 | 0 | 1
7 | 15 | 15 | 0 | 1
7 | 15 | 16 | 0 | 1
7 | 15 | 17 | 0 | 1
7 | 15 | 18 | 0 | 1
7 | 15 | 19 | 0 | 1
7 | 15 | 20 | 0 | 1
7 | 15 | 21 | 0 | 1
7 | 15 | 22 | 0 | 1
7 | 15 | 23 | 0 | 1
7 | 15 | 24 | 0 | 1
7 | 16 | 1 | 0 | 1
7 | 16 | 2 | 0 | 1
7 | 16 | 3 | 0 | 1
7 | 16 | 4 | 0 | 1
7 | 16 | 5 | 0 | 1
7 | 16 | 6 | 0 | 1
7 | 16 | 7 | 0 | 1
7 | 16 | 8 | 0 | 1
7 | 16 | 9 | 0 | 1
7 | 16 | 10 | 0 | 1
7 | 16 | 11 | 0 | 1
7 | 16 | 12 | 0 | 1
7 | 16 | 13 | 0 | 1
7 | 16 | 14 | 0 | 1
7 | 16 | 15 | 0 | 1
7 | 16 | 16 | 0 | 1
7 | 16 | 17 | 0 | 1
7 | 16 | 18 | 0 | 1
7 | 16 | 19 | 0 | 1
7 | 16 | 20 | 0 | 1
7 | 16 | 21 | 0 | 1
7 | 16 | 22 | 0 | 1
7 | 16 | 23 | 0 | 1
7 | 16 | 24 | 0 | 1
7 | 17 | 1 | 1 | 1
7 | 17 | 2 | 1 | 1
7 | 17 | 3 | 1 | 1
7 | 17 | 4 | 1 | 1
7 | 17 | 5 | 1 | 1
7 | 17 | 6 | 1 | 1
7 | 17 | 7 | 1 | 1
7 | 17 | 8 | 1 | 1
7 | 17 | 9 | 1 | 1
7 | 17 | 10 | 1 | 1
7 | 17 | 11 | 1 | 1
7 | 17 | 12 | 1 | 1
7 | 17 | 13 | 1 | 1
7 | 17 | 14 | 1 | 1
7 | 17 | 15 | 1 | 1
7 | 17 | 16 | 1 | 1
7 | 17 | 17 | 1 | 1
7 | 17 | 18 | 1 | 1
7 | 17 | 19 | 1 | 1
7 | 17 | 20 | 1 | 1
7 | 17 | 21 | 1 | 1
7 | 17 | 22 | 1 | 1
7 | 17 | 23 | 1 | 1
7 | 17 | 24 | 1 | 1
7 | 18 | 1 | 1 | 1
7 | 18 | 2 | 1 | 1
7 | 18 | 3 | 1 | 1
7 | 18 | 4 | 1 | 1
7 | 18 | 5 | 1 | 1
7 | 18 | 6 | 1 | 1
7 | 18 | 7 | 1 | 1
7 | 18 | 8 | 1 | 1
7 | 18 | 9 | 1 | 1
7 | 18 | 10 | 1 | 1
7 | 18 | 11 | 1 | 1
7 | 18 | 12 | 1 | 1
7 | 18 | 13 | 1 | 1
7 | 18 | 14 | 1 | 1
7 | 18 | 15 | 1 | 1
7 | 18 | 16 | 1 | 1
7 | 18 | 17 | 1 | 1
7 | 18 | 18 | 1 | 1
7 | 18 | 19 | 1 | 1
7 | 18 | 20 | 1 | 1
7 | 18 | 21 | 1 | 1
7 | 18 | 22 | 1 | 1
7 | 18 | 23 | 1 | 1
7 | 18 | 24 | 1 | 1
7 | 19 | 1 | 1 | 1
7 | 19 | 2 | 1 | 1
7 | 19 | 3 | 1 | 1
7 | 19 | 4 | 1 | 1
7 | 19 | 5 | 1 | 1
7 | 19 | 6 | 1 | 1
7 | 19 | 7 | 1 | 1
7 | 19 | 8 | 1 | 1
7 | 19 | 9 | 1 | 1
7 | 19 | 10 | 1 | 1
7 | 19 | 11 | 1 | 1
7 | 19 | 12 | 1 | 1
7 | 19 | 13 | 1 | 1
7 | 19 | 14 | 1 | 1
7 | 19 | 15 | 1 | 1
7 | 19 | 16 | 1 | 1
7 | 19 | 17 | 1 | 1
7 | 19 | 18 | 1 | 1
7 | 19 | 19 | 1 | 1
7 | 19 | 20 | 1 | 1
7 | 19 | 21 | 1 | 1
7 | 19 | 22 | 1 | 1
7 | 19 | 23 | 1 | 1
7 | 19 | 24 | 1 | 1
7 | 20 | 1 | 1 | 1
7 | 20 | 2 | 1 | 1
7 | 20 | 3 | 1 | 1
7 | 20 | 4 | 1 | 1
7 | 20 | 5 | 1 | 1
7 | 20 | 6 | 1 | 1
7 | 20 | 7 | 1 | 1
7 | 20 | 8 | 1 | 1
7 | 20 | 9 | 1 | 1
7 | 20 | 10 | 1 | 1
7 | 20 | 11 | 1 | 1
7 | 20 | 12 | 1 | 1
7 | 20 | 13 | 1 | 1
7 | 20 | 14 | 1 | 1
7 | 20 | 15 | 1 | 1
7 | 20 | 16 | 1 | 1
7 | 20 | 17 | 1 | 1
7 | 20 | 18 | 1 | 1
7 | 20 | 19 | 1 | 1
7 | 20 | 20 | 1 | 1
7 | 20 | 21 | 1 | 1
7 | 20 | 22 | 1 | 1
7 | 20 | 23 | 1 | 1
7 | 20 | 24 | 1 | 1
7 | 21 | 1 | 1 | 1
7 | 21 | 2 | 1 | 1
7 | 21 | 3 | 1 | 1
7 | 21 | 4 | 1 | 1
7 | 21 | 5 | 1 | 1
7 | 21 | 6 | 1 | 1
7 | 21 | 7 | 1 | 1
7 | 21 | 8 | 1 | 1
7 | 21 | 9 | 1 | 1
7 | 21 | 10 | 1 | 1
7 | 21 | 11 | 1 | 1
7 | 21 | 12 | 1 | 1
7 | 21 | 13 | 1 | 1
7 | 21 | 14 | 1 | 1
7 | 21 | 15 | 1 | 1
7 | 21 | 16 | 1 | 1
7 | 21 | 17 | 1 | 1
7 | 21 | 18 | 1 | 1
7 | 21 | 19 | 1 | 1
7 | 21 | 20 | 1 | 1
7 | 21 | 21 | 1 | 1
7 | 21 | 22 | 1 | 1
7 | 21 | 23 | 1 | 1
7 | 21 | 24 | 1 | 1
7 | 22 | 1 | 0 | 1
7 | 22 | 2 | 0 | 1
7 | 22 | 3 | 0 | 1
7 | 22 | 4 | 0 | 1
7 | 22 | 5 | 0 | 1
7 | 22 | 6 | 0 | 1
7 | 22 | 7 | 0 | 1
7 | 22 | 8 | 0 | 1
7 | 22 | 9 | 0 | 1
7 | 22 | 10 | 0 | 1
7 | 22 | 11 | 0 | 1
7 | 22 | 12 | 0 | 1
7 | 22 | 13 | 0 | 1
7 | 22 | 14 | 0 | 1
7 | 22 | 15 | 0 | 1
7 | 22 | 16 | 0 | 1
7 | 22 | 17 | 0 | 1
7 | 22 | 18 | 0 | 1
7 | 22 | 19 | 0 | 1
7 | 22 | 20 | 0 | 1
7 | 22 | 21 | 0 | 1
7 | 22 | 22 | 0 | 1
7 | 22 | 23 | 0 | 1
7 | 22 | 24 | 0 | 1
7 | 23 | 1 | 0 | 1
7 | 23 | 2 | 0 | 1
7 | 23 | 3 | 0 | 1
7 | 23 | 4 | 0 | 1
7 | 23 | 5 | 0 | 1
7 | 23 | 6 | 0 | 1
7 | 23 | 7 | 0 | 1
7 | 23 | 8 | 0 | 1
7 | 23 | 9 | 0 | 1
7 | 23 | 10 | 0 | 1
7 | 23 | 11 | 0 | 1
7 | 23 | 12 | 0 | 1
7 | 23 | 13 | 0 | 1
7 | 23 | 14 | 0 | 1
7 | 23 | 15 | 0 | 1
7 | 23 | 16 | 0 | 1
7 | 23 | 17 | 0 | 1
7 | 23 | 18 | 0 | 1
7 | 23 | 19 | 0 | 1
7 | 23 | 20 | 0 | 1
7 | 23 | 21 | 0 | 1
7 | 23 | 22 | 0 | 1
7 | 23 | 23 | 0 | 1
7 | 23 | 24 | 0 | 1
7 | 24 | 1 | 1 | 1
7 | 24 | 2 | 1 | 1
7 | 24 | 3 | 1 | 1
7 | 24 | 4 | 1 | 1
7 | 24 | 5 | 1 | 1
7 | 24 | 6 | 1 | 1
7 | 24 | 7 | 1 | 1
7 | 24 | 8 | 1 | 1
7 | 24 | 9 | 1 | 1
7 | 24 | 10 | 1 | 1
7 | 24 | 11 | 1 | 1
7 | 24 | 12 | 1 | 1
7 | 24 | 13 | 1 | 1
7 | 24 | 14 | 1 | 1
7 | 24 | 15 | 1 | 1
7 | 24 | 16 | 1 | 1
7 | 24 | 17 | 1 | 1
7 | 24 | 18 | 1 | 1
7 | 24 | 19 | 1 | 1
7 | 24 | 20 | 1 | 1
7 | 24 | 21 | 1 | 1
7 | 24 | 22 | 1 | 1
7 | 24 | 23 | 1 | 1
7 | 24 | 24 | 1 | 1
7 | 25 | 1 | 1 | 1
7 | 25 | 2 | 1 | 1
7 | 25 | 3 | 1 | 1
7 | 25 | 4 | 1 | 1
7 | 25 | 5 | 1 | 1
7 | 25 | 6 | 1 | 1
7 | 25 | 7 | 1 | 1
7 | 25 | 8 | 1 | 1
7 | 25 | 9 | 1 | 1
7 | 25 | 10 | 1 | 1
7 | 25 | 11 | 1 | 1
7 | 25 | 12 | 1 | 1
7 | 25 | 13 | 1 | 1
7 | 25 | 14 | 1 | 1
7 | 25 | 15 | 1 | 1
7 | 25 | 16 | 1 | 1
7 | 25 | 17 | 1 | 1
7 | 25 | 18 | 1 | 1
7 | 25 | 19 | 1 | 1
7 | 25 | 20 | 1 | 1
7 | 25 | 21 | 1 | 1
7 | 25 | 22 | 1 | 1
7 | 25 | 23 | 1 | 1
7 | 25 | 24 | 1 | 1
7 | 26 | 1 | 1 | 1
7 | 26 | 2 | 1 | 1
7 | 26 | 3 | 1 | 1
7 | 26 | 4 | 1 | 1
7 | 26 | 5 | 1 | 1
7 | 26 | 6 | 1 | 1
7 | 26 | 7 | 1 | 1
7 | 26 | 8 | 1 | 1
7 | 26 | 9 | 1 | 1
7 | 26 | 10 | 1 | 1
7 | 26 | 11 | 1 | 1
7 | 26 | 12 | 1 | 1
7 | 26 | 13 | 1 | 1
7 | 26 | 14 | 1 | 1
7 | 26 | 15 | 1 | 1
7 | 26 | 16 | 1 | 1
7 | 26 | 17 | 1 | 1
7 | 26 | 18 | 1 | 1
7 | 26 | 19 | 1 | 1
7 | 26 | 20 | 1 | 1
7 | 26 | 21 | 1 | 1
7 | 26 | 22 | 1 | 1
7 | 26 | 23 | 1 | 1
7 | 26 | 24 | 1 | 1
7 | 27 | 1 | 1 | 1
7 | 27 | 2 | 1 | 1
7 | 27 | 3 | 1 | 1
7 | 27 | 4 | 1 | 1
7 | 27 | 5 | 1 | 1
7 | 27 | 6 | 1 | 1
7 | 27 | 7 | 1 | 1
7 | 27 | 8 | 1 | 1
7 | 27 | 9 | 1 | 1
7 | 27 | 10 | 1 | 1
7 | 27 | 11 | 1 | 1
7 | 27 | 12 | 1 | 1
7 | 27 | 13 | 1 | 1
7 | 27 | 14 | 1 | 1
7 | 27 | 15 | 1 | 1
7 | 27 | 16 | 1 | 1
7 | 27 | 17 | 1 | 1
7 | 27 | 18 | 1 | 1
7 | 27 | 19 | 1 | 1
7 | 27 | 20 | 1 | 1
7 | 27 | 21 | 1 | 1
7 | 27 | 22 | 1 | 1
7 | 27 | 23 | 1 | 1
7 | 27 | 24 | 1 | 1
7 | 28 | 1 | 1 | 1
7 | 28 | 2 | 1 | 1
7 | 28 | 3 | 1 | 1
7 | 28 | 4 | 1 | 1
7 | 28 | 5 | 1 | 1
7 | 28 | 6 | 1 | 1
7 | 28 | 7 | 1 | 1
7 | 28 | 8 | 1 | 1
7 | 28 | 9 | 1 | 1
7 | 28 | 10 | 1 | 1
7 | 28 | 11 | 1 | 1
7 | 28 | 12 | 1 | 1
7 | 28 | 13 | 1 | 1
7 | 28 | 14 | 1 | 1
7 | 28 | 15 | 1 | 1
7 | 28 | 16 | 1 | 1
7 | 28 | 17 | 1 | 1
7 | 28 | 18 | 1 | 1
7 | 28 | 19 | 1 | 1
7 | 28 | 20 | 1 | 1
7 | 28 | 21 | 1 | 1
7 | 28 | 22 | 1 | 1
7 | 28 | 23 | 1 | 1
7 | 28 | 24 | 1 | 1
7 | 29 | 1 | 0 | 1
7 | 29 | 2 | 0 | 1
7 | 29 | 3 | 0 | 1
7 | 29 | 4 | 0 | 1
7 | 29 | 5 | 0 | 1
7 | 29 | 6 | 0 | 1
7 | 29 | 7 | 0 | 1
7 | 29 | 8 | 0 | 1
7 | 29 | 9 | 0 | 1
7 | 29 | 10 | 0 | 1
7 | 29 | 11 | 0 | 1
7 | 29 | 12 | 0 | 1
7 | 29 | 13 | 0 | 1
7 | 29 | 14 | 0 | 1
7 | 29 | 15 | 0 | 1
7 | 29 | 16 | 0 | 1
7 | 29 | 17 | 0 | 1
7 | 29 | 18 | 0 | 1
7 | 29 | 19 | 0 | 1
7 | 29 | 20 | 0 | 1
7 | 29 | 21 | 0 | 1
7 | 29 | 22 | 0 | 1
7 | 29 | 23 | 0 | 1
7 | 29 | 24 | 0 | 1
7 | 30 | 1 | 0 | 1
7 | 30 | 2 | 0 | 1
7 | 30 | 3 | 0 | 1
7 | 30 | 4 | 0 | 1
7 | 30 | 5 | 0 | 1
7 | 30 | 6 | 0 | 1
7 | 30 | 7 | 0 | 1
7 | 30 | 8 | 0 | 1
7 | 30 | 9 | 0 | 1
7 | 30 | 10 | 0 | 1
7 | 30 | 11 | 0 | 1
7 | 30 | 12 | 0 | 1
7 | 30 | 13 | 0 | 1
7 | 30 | 14 | 0 | 1
7 | 30 | 15 | 0 | 1
7 | 30 | 16 | 0 | 1
7 | 30 | 17 | 0 | 1
7 | 30 | 18 | 0 | 1
7 | 30 | 19 | 0 | 1
7 | 30 | 20 | 0 | 1
7 | 30 | 21 | 0 | 1
7 | 30 | 22 | 0 | 1
7 | 30 | 23 | 0 | 1
7 | 30 | 24 | 0 | 1
7 | 31 | 1 | 1 | 1
7 | 31 | 2 | 1 | 1
7 | 31 | 3 | 1 | 1
7 | 31 | 4 | 1 | 1
7 | 31 | 5 | 1 | 1
7 | 31 | 6 | 1 | 1
7 | 31 | 7 | 1 | 1
7 | 31 | 8 | 1 | 1
7 | 31 | 9 | 1 | 1
7 | 31 | 10 | 1 | 1
7 | 31 | 11 | 1 | 1
7 | 31 | 12 | 1 | 1
7 | 31 | 13 | 1 | 1
7 | 31 | 14 | 1 | 1
7 | 31 | 15 | 1 | 1
7 | 31 | 16 | 1 | 1
7 | 31 | 17 | 1 | 1
7 | 31 | 18 | 1 | 1
7 | 31 | 19 | 1 | 1
7 | 31 | 20 | 1 | 1
7 | 31 | 21 | 1 | 1
7 | 31 | 22 | 1 | 1
7 | 31 | 23 | 1 | 1
7 | 31 | 24 | 1 | 1
8 | 1 | 1 | 1 | 1
8 | 1 | 2 | 1 | 1
8 | 1 | 3 | 1 | 1
8 | 1 | 4 | 1 | 1
8 | 1 | 5 | 1 | 1
8 | 1 | 6 | 1 | 1
8 | 1 | 7 | 1 | 1
8 | 1 | 8 | 1 | 1
8 | 1 | 9 | 1 | 1
8 | 1 | 10 | 1 | 1
8 | 1 | 11 | 1 | 1
8 | 1 | 12 | 1 | 1
8 | 1 | 13 | 1 | 1
8 | 1 | 14 | 1 | 1
8 | 1 | 15 | 1 | 1
8 | 1 | 16 | 1 | 1
8 | 1 | 17 | 1 | 1
8 | 1 | 18 | 1 | 1
8 | 1 | 19 | 1 | 1
8 | 1 | 20 | 1 | 1
8 | 1 | 21 | 1 | 1
8 | 1 | 22 | 1 | 1
8 | 1 | 23 | 1 | 1
8 | 1 | 24 | 1 | 1
8 | 2 | 1 | 1 | 1
8 | 2 | 2 | 1 | 1
8 | 2 | 3 | 1 | 1
8 | 2 | 4 | 1 | 1
8 | 2 | 5 | 1 | 1
8 | 2 | 6 | 1 | 1
8 | 2 | 7 | 1 | 1
8 | 2 | 8 | 1 | 1
8 | 2 | 9 | 1 | 1
8 | 2 | 10 | 1 | 1
8 | 2 | 11 | 1 | 1
8 | 2 | 12 | 1 | 1
8 | 2 | 13 | 1 | 1
8 | 2 | 14 | 1 | 1
8 | 2 | 15 | 1 | 1
8 | 2 | 16 | 1 | 1
8 | 2 | 17 | 1 | 1
8 | 2 | 18 | 1 | 1
8 | 2 | 19 | 1 | 1
8 | 2 | 20 | 1 | 1
8 | 2 | 21 | 1 | 1
8 | 2 | 22 | 1 | 1
8 | 2 | 23 | 1 | 1
8 | 2 | 24 | 1 | 1
8 | 3 | 1 | 1 | 1
8 | 3 | 2 | 1 | 1
8 | 3 | 3 | 1 | 1
8 | 3 | 4 | 1 | 1
8 | 3 | 5 | 1 | 1
8 | 3 | 6 | 1 | 1
8 | 3 | 7 | 1 | 1
8 | 3 | 8 | 1 | 1
8 | 3 | 9 | 1 | 1
8 | 3 | 10 | 1 | 1
8 | 3 | 11 | 1 | 1
8 | 3 | 12 | 1 | 1
8 | 3 | 13 | 1 | 1
8 | 3 | 14 | 1 | 1
8 | 3 | 15 | 1 | 1
8 | 3 | 16 | 1 | 1
8 | 3 | 17 | 1 | 1
8 | 3 | 18 | 1 | 1
8 | 3 | 19 | 1 | 1
8 | 3 | 20 | 1 | 1
8 | 3 | 21 | 1 | 1
8 | 3 | 22 | 1 | 1
8 | 3 | 23 | 1 | 1
8 | 3 | 24 | 1 | 1
8 | 4 | 1 | 1 | 1
8 | 4 | 2 | 1 | 1
8 | 4 | 3 | 1 | 1
8 | 4 | 4 | 1 | 1
8 | 4 | 5 | 1 | 1
8 | 4 | 6 | 1 | 1
8 | 4 | 7 | 1 | 1
8 | 4 | 8 | 1 | 1
8 | 4 | 9 | 1 | 1
8 | 4 | 10 | 1 | 1
8 | 4 | 11 | 1 | 1
8 | 4 | 12 | 1 | 1
8 | 4 | 13 | 1 | 1
8 | 4 | 14 | 1 | 1
8 | 4 | 15 | 1 | 1
8 | 4 | 16 | 1 | 1
8 | 4 | 17 | 1 | 1
8 | 4 | 18 | 1 | 1
8 | 4 | 19 | 1 | 1
8 | 4 | 20 | 1 | 1
8 | 4 | 21 | 1 | 1
8 | 4 | 22 | 1 | 1
8 | 4 | 23 | 1 | 1
8 | 4 | 24 | 1 | 1
8 | 5 | 1 | 0 | 1
8 | 5 | 2 | 0 | 1
8 | 5 | 3 | 0 | 1
8 | 5 | 4 | 0 | 1
8 | 5 | 5 | 0 | 1
8 | 5 | 6 | 0 | 1
8 | 5 | 7 | 0 | 1
8 | 5 | 8 | 0 | 1
8 | 5 | 9 | 0 | 1
8 | 5 | 10 | 0 | 1
8 | 5 | 11 | 0 | 1
8 | 5 | 12 | 0 | 1
8 | 5 | 13 | 0 | 1
8 | 5 | 14 | 0 | 1
8 | 5 | 15 | 0 | 1
8 | 5 | 16 | 0 | 1
8 | 5 | 17 | 0 | 1
8 | 5 | 18 | 0 | 1
8 | 5 | 19 | 0 | 1
8 | 5 | 20 | 0 | 1
8 | 5 | 21 | 0 | 1
8 | 5 | 22 | 0 | 1
8 | 5 | 23 | 0 | 1
8 | 5 | 24 | 0 | 1
8 | 6 | 1 | 0 | 1
8 | 6 | 2 | 0 | 1
8 | 6 | 3 | 0 | 1
8 | 6 | 4 | 0 | 1
8 | 6 | 5 | 0 | 1
8 | 6 | 6 | 0 | 1
8 | 6 | 7 | 0 | 1
8 | 6 | 8 | 0 | 1
8 | 6 | 9 | 0 | 1
8 | 6 | 10 | 0 | 1
8 | 6 | 11 | 0 | 1
8 | 6 | 12 | 0 | 1
8 | 6 | 13 | 0 | 1
8 | 6 | 14 | 0 | 1
8 | 6 | 15 | 0 | 1
8 | 6 | 16 | 0 | 1
8 | 6 | 17 | 0 | 1
8 | 6 | 18 | 0 | 1
8 | 6 | 19 | 0 | 1
8 | 6 | 20 | 0 | 1
8 | 6 | 21 | 0 | 1
8 | 6 | 22 | 0 | 1
8 | 6 | 23 | 0 | 1
8 | 6 | 24 | 0 | 1
8 | 7 | 1 | 1 | 1
8 | 7 | 2 | 1 | 1
8 | 7 | 3 | 1 | 1
8 | 7 | 4 | 1 | 1
8 | 7 | 5 | 1 | 1
8 | 7 | 6 | 1 | 1
8 | 7 | 7 | 1 | 1
8 | 7 | 8 | 1 | 1
8 | 7 | 9 | 1 | 1
8 | 7 | 10 | 1 | 1
8 | 7 | 11 | 1 | 1
8 | 7 | 12 | 1 | 1
8 | 7 | 13 | 1 | 1
8 | 7 | 14 | 1 | 1
8 | 7 | 15 | 1 | 1
8 | 7 | 16 | 1 | 1
8 | 7 | 17 | 1 | 1
8 | 7 | 18 | 1 | 1
8 | 7 | 19 | 1 | 1
8 | 7 | 20 | 1 | 1
8 | 7 | 21 | 1 | 1
8 | 7 | 22 | 1 | 1
8 | 7 | 23 | 1 | 1
8 | 7 | 24 | 1 | 1
8 | 8 | 1 | 1 | 1
8 | 8 | 2 | 1 | 1
8 | 8 | 3 | 1 | 1
8 | 8 | 4 | 1 | 1
8 | 8 | 5 | 1 | 1
8 | 8 | 6 | 1 | 1
8 | 8 | 7 | 1 | 1
8 | 8 | 8 | 1 | 1
8 | 8 | 9 | 1 | 1
8 | 8 | 10 | 1 | 1
8 | 8 | 11 | 1 | 1
8 | 8 | 12 | 1 | 1
8 | 8 | 13 | 1 | 1
8 | 8 | 14 | 1 | 1
8 | 8 | 15 | 1 | 1
8 | 8 | 16 | 1 | 1
8 | 8 | 17 | 1 | 1
8 | 8 | 18 | 1 | 1
8 | 8 | 19 | 1 | 1
8 | 8 | 20 | 1 | 1
8 | 8 | 21 | 1 | 1
8 | 8 | 22 | 1 | 1
8 | 8 | 23 | 1 | 1
8 | 8 | 24 | 1 | 1
8 | 9 | 1 | 1 | 1
8 | 9 | 2 | 1 | 1
8 | 9 | 3 | 1 | 1
8 | 9 | 4 | 1 | 1
8 | 9 | 5 | 1 | 1
8 | 9 | 6 | 1 | 1
8 | 9 | 7 | 1 | 1
8 | 9 | 8 | 1 | 1
8 | 9 | 9 | 1 | 1
8 | 9 | 10 | 1 | 1
8 | 9 | 11 | 1 | 1
8 | 9 | 12 | 1 | 1
8 | 9 | 13 | 1 | 1
8 | 9 | 14 | 1 | 1
8 | 9 | 15 | 1 | 1
8 | 9 | 16 | 1 | 1
8 | 9 | 17 | 1 | 1
8 | 9 | 18 | 1 | 1
8 | 9 | 19 | 1 | 1
8 | 9 | 20 | 1 | 1
8 | 9 | 21 | 1 | 1
8 | 9 | 22 | 1 | 1
8 | 9 | 23 | 1 | 1
8 | 9 | 24 | 1 | 1
8 | 10 | 1 | 1 | 1
8 | 10 | 2 | 1 | 1
8 | 10 | 3 | 1 | 1
8 | 10 | 4 | 1 | 1
8 | 10 | 5 | 1 | 1
8 | 10 | 6 | 1 | 1
8 | 10 | 7 | 1 | 1
8 | 10 | 8 | 1 | 1
8 | 10 | 9 | 1 | 1
8 | 10 | 10 | 1 | 1
8 | 10 | 11 | 1 | 1
8 | 10 | 12 | 1 | 1
8 | 10 | 13 | 1 | 1
8 | 10 | 14 | 1 | 1
8 | 10 | 15 | 1 | 1
8 | 10 | 16 | 1 | 1
8 | 10 | 17 | 1 | 1
8 | 10 | 18 | 1 | 1
8 | 10 | 19 | 1 | 1
8 | 10 | 20 | 1 | 1
8 | 10 | 21 | 1 | 1
8 | 10 | 22 | 1 | 1
8 | 10 | 23 | 1 | 1
8 | 10 | 24 | 1 | 1
8 | 11 | 1 | 1 | 1
8 | 11 | 2 | 1 | 1
8 | 11 | 3 | 1 | 1
8 | 11 | 4 | 1 | 1
8 | 11 | 5 | 1 | 1
8 | 11 | 6 | 1 | 1
8 | 11 | 7 | 1 | 1
8 | 11 | 8 | 1 | 1
8 | 11 | 9 | 1 | 1
8 | 11 | 10 | 1 | 1
8 | 11 | 11 | 1 | 1
8 | 11 | 12 | 1 | 1
8 | 11 | 13 | 1 | 1
8 | 11 | 14 | 1 | 1
8 | 11 | 15 | 1 | 1
8 | 11 | 16 | 1 | 1
8 | 11 | 17 | 1 | 1
8 | 11 | 18 | 1 | 1
8 | 11 | 19 | 1 | 1
8 | 11 | 20 | 1 | 1
8 | 11 | 21 | 1 | 1
8 | 11 | 22 | 1 | 1
8 | 11 | 23 | 1 | 1
8 | 11 | 24 | 1 | 1
8 | 12 | 1 | 0 | 1
8 | 12 | 2 | 0 | 1
8 | 12 | 3 | 0 | 1
8 | 12 | 4 | 0 | 1
8 | 12 | 5 | 0 | 1
8 | 12 | 6 | 0 | 1
8 | 12 | 7 | 0 | 1
8 | 12 | 8 | 0 | 1
8 | 12 | 9 | 0 | 1
8 | 12 | 10 | 0 | 1
8 | 12 | 11 | 0 | 1
8 | 12 | 12 | 0 | 1
8 | 12 | 13 | 0 | 1
8 | 12 | 14 | 0 | 1
8 | 12 | 15 | 0 | 1
8 | 12 | 16 | 0 | 1
8 | 12 | 17 | 0 | 1
8 | 12 | 18 | 0 | 1
8 | 12 | 19 | 0 | 1
8 | 12 | 20 | 0 | 1
8 | 12 | 21 | 0 | 1
8 | 12 | 22 | 0 | 1
8 | 12 | 23 | 0 | 1
8 | 12 | 24 | 0 | 1
8 | 13 | 1 | 0 | 1
8 | 13 | 2 | 0 | 1
8 | 13 | 3 | 0 | 1
8 | 13 | 4 | 0 | 1
8 | 13 | 5 | 0 | 1
8 | 13 | 6 | 0 | 1
8 | 13 | 7 | 0 | 1
8 | 13 | 8 | 0 | 1
8 | 13 | 9 | 0 | 1
8 | 13 | 10 | 0 | 1
8 | 13 | 11 | 0 | 1
8 | 13 | 12 | 0 | 1
8 | 13 | 13 | 0 | 1
8 | 13 | 14 | 0 | 1
8 | 13 | 15 | 0 | 1
8 | 13 | 16 | 0 | 1
8 | 13 | 17 | 0 | 1
8 | 13 | 18 | 0 | 1
8 | 13 | 19 | 0 | 1
8 | 13 | 20 | 0 | 1
8 | 13 | 21 | 0 | 1
8 | 13 | 22 | 0 | 1
8 | 13 | 23 | 0 | 1
8 | 13 | 24 | 0 | 1
8 | 14 | 1 | 1 | 1
8 | 14 | 2 | 1 | 1
8 | 14 | 3 | 1 | 1
8 | 14 | 4 | 1 | 1
8 | 14 | 5 | 1 | 1
8 | 14 | 6 | 1 | 1
8 | 14 | 7 | 1 | 1
8 | 14 | 8 | 1 | 1
8 | 14 | 9 | 1 | 1
8 | 14 | 10 | 1 | 1
8 | 14 | 11 | 1 | 1
8 | 14 | 12 | 1 | 1
8 | 14 | 13 | 1 | 1
8 | 14 | 14 | 1 | 1
8 | 14 | 15 | 1 | 1
8 | 14 | 16 | 1 | 1
8 | 14 | 17 | 1 | 1
8 | 14 | 18 | 1 | 1
8 | 14 | 19 | 1 | 1
8 | 14 | 20 | 1 | 1
8 | 14 | 21 | 1 | 1
8 | 14 | 22 | 1 | 1
8 | 14 | 23 | 1 | 1
8 | 14 | 24 | 1 | 1
8 | 15 | 1 | 1 | 1
8 | 15 | 2 | 1 | 1
8 | 15 | 3 | 1 | 1
8 | 15 | 4 | 1 | 1
8 | 15 | 5 | 1 | 1
8 | 15 | 6 | 1 | 1
8 | 15 | 7 | 1 | 1
8 | 15 | 8 | 1 | 1
8 | 15 | 9 | 1 | 1
8 | 15 | 10 | 1 | 1
8 | 15 | 11 | 1 | 1
8 | 15 | 12 | 1 | 1
8 | 15 | 13 | 1 | 1
8 | 15 | 14 | 1 | 1
8 | 15 | 15 | 1 | 1
8 | 15 | 16 | 1 | 1
8 | 15 | 17 | 1 | 1
8 | 15 | 18 | 1 | 1
8 | 15 | 19 | 1 | 1
8 | 15 | 20 | 1 | 1
8 | 15 | 21 | 1 | 1
8 | 15 | 22 | 1 | 1
8 | 15 | 23 | 1 | 1
8 | 15 | 24 | 1 | 1
8 | 16 | 1 | 1 | 1
8 | 16 | 2 | 1 | 1
8 | 16 | 3 | 1 | 1
8 | 16 | 4 | 1 | 1
8 | 16 | 5 | 1 | 1
8 | 16 | 6 | 1 | 1
8 | 16 | 7 | 1 | 1
8 | 16 | 8 | 1 | 1
8 | 16 | 9 | 1 | 1
8 | 16 | 10 | 1 | 1
8 | 16 | 11 | 1 | 1
8 | 16 | 12 | 1 | 1
8 | 16 | 13 | 1 | 1
8 | 16 | 14 | 1 | 1
8 | 16 | 15 | 1 | 1
8 | 16 | 16 | 1 | 1
8 | 16 | 17 | 1 | 1
8 | 16 | 18 | 1 | 1
8 | 16 | 19 | 1 | 1
8 | 16 | 20 | 1 | 1
8 | 16 | 21 | 1 | 1
8 | 16 | 22 | 1 | 1
8 | 16 | 23 | 1 | 1
8 | 16 | 24 | 1 | 1
8 | 17 | 1 | 1 | 1
8 | 17 | 2 | 1 | 1
8 | 17 | 3 | 1 | 1
8 | 17 | 4 | 1 | 1
8 | 17 | 5 | 1 | 1
8 | 17 | 6 | 1 | 1
8 | 17 | 7 | 1 | 1
8 | 17 | 8 | 1 | 1
8 | 17 | 9 | 1 | 1
8 | 17 | 10 | 1 | 1
8 | 17 | 11 | 1 | 1
8 | 17 | 12 | 1 | 1
8 | 17 | 13 | 1 | 1
8 | 17 | 14 | 1 | 1
8 | 17 | 15 | 1 | 1
8 | 17 | 16 | 1 | 1
8 | 17 | 17 | 1 | 1
8 | 17 | 18 | 1 | 1
8 | 17 | 19 | 1 | 1
8 | 17 | 20 | 1 | 1
8 | 17 | 21 | 1 | 1
8 | 17 | 22 | 1 | 1
8 | 17 | 23 | 1 | 1
8 | 17 | 24 | 1 | 1
8 | 18 | 1 | 1 | 1
8 | 18 | 2 | 1 | 1
8 | 18 | 3 | 1 | 1
8 | 18 | 4 | 1 | 1
8 | 18 | 5 | 1 | 1
8 | 18 | 6 | 1 | 1
8 | 18 | 7 | 1 | 1
8 | 18 | 8 | 1 | 1
8 | 18 | 9 | 1 | 1
8 | 18 | 10 | 1 | 1
8 | 18 | 11 | 1 | 1
8 | 18 | 12 | 1 | 1
8 | 18 | 13 | 1 | 1
8 | 18 | 14 | 1 | 1
8 | 18 | 15 | 1 | 1
8 | 18 | 16 | 1 | 1
8 | 18 | 17 | 1 | 1
8 | 18 | 18 | 1 | 1
8 | 18 | 19 | 1 | 1
8 | 18 | 20 | 1 | 1
8 | 18 | 21 | 1 | 1
8 | 18 | 22 | 1 | 1
8 | 18 | 23 | 1 | 1
8 | 18 | 24 | 1 | 1
8 | 19 | 1 | 0 | 1
8 | 19 | 2 | 0 | 1
8 | 19 | 3 | 0 | 1
8 | 19 | 4 | 0 | 1
8 | 19 | 5 | 0 | 1
8 | 19 | 6 | 0 | 1
8 | 19 | 7 | 0 | 1
8 | 19 | 8 | 0 | 1
8 | 19 | 9 | 0 | 1
8 | 19 | 10 | 0 | 1
8 | 19 | 11 | 0 | 1
8 | 19 | 12 | 0 | 1
8 | 19 | 13 | 0 | 1
8 | 19 | 14 | 0 | 1
8 | 19 | 15 | 0 | 1
8 | 19 | 16 | 0 | 1
8 | 19 | 17 | 0 | 1
8 | 19 | 18 | 0 | 1
8 | 19 | 19 | 0 | 1
8 | 19 | 20 | 0 | 1
8 | 19 | 21 | 0 | 1
8 | 19 | 22 | 0 | 1
8 | 19 | 23 | 0 | 1
8 | 19 | 24 | 0 | 1
8 | 20 | 1 | 0 | 1
8 | 20 | 2 | 0 | 1
8 | 20 | 3 | 0 | 1
8 | 20 | 4 | 0 | 1
8 | 20 | 5 | 0 | 1
8 | 20 | 6 | 0 | 1
8 | 20 | 7 | 0 | 1
8 | 20 | 8 | 0 | 1
8 | 20 | 9 | 0 | 1
8 | 20 | 10 | 0 | 1
8 | 20 | 11 | 0 | 1
8 | 20 | 12 | 0 | 1
8 | 20 | 13 | 0 | 1
8 | 20 | 14 | 0 | 1
8 | 20 | 15 | 0 | 1
8 | 20 | 16 | 0 | 1
8 | 20 | 17 | 0 | 1
8 | 20 | 18 | 0 | 1
8 | 20 | 19 | 0 | 1
8 | 20 | 20 | 0 | 1
8 | 20 | 21 | 0 | 1
8 | 20 | 22 | 0 | 1
8 | 20 | 23 | 0 | 1
8 | 20 | 24 | 0 | 1
8 | 21 | 1 | 1 | 1
8 | 21 | 2 | 1 | 1
8 | 21 | 3 | 1 | 1
8 | 21 | 4 | 1 | 1
8 | 21 | 5 | 1 | 1
8 | 21 | 6 | 1 | 1
8 | 21 | 7 | 1 | 1
8 | 21 | 8 | 1 | 1
8 | 21 | 9 | 1 | 1
8 | 21 | 10 | 1 | 1
8 | 21 | 11 | 1 | 1
8 | 21 | 12 | 1 | 1
8 | 21 | 13 | 1 | 1
8 | 21 | 14 | 1 | 1
8 | 21 | 15 | 1 | 1
8 | 21 | 16 | 1 | 1
8 | 21 | 17 | 1 | 1
8 | 21 | 18 | 1 | 1
8 | 21 | 19 | 1 | 1
8 | 21 | 20 | 1 | 1
8 | 21 | 21 | 1 | 1
8 | 21 | 22 | 1 | 1
8 | 21 | 23 | 1 | 1
8 | 21 | 24 | 1 | 1
8 | 22 | 1 | 1 | 1
8 | 22 | 2 | 1 | 1
8 | 22 | 3 | 1 | 1
8 | 22 | 4 | 1 | 1
8 | 22 | 5 | 1 | 1
8 | 22 | 6 | 1 | 1
8 | 22 | 7 | 1 | 1
8 | 22 | 8 | 1 | 1
8 | 22 | 9 | 1 | 1
8 | 22 | 10 | 1 | 1
8 | 22 | 11 | 1 | 1
8 | 22 | 12 | 1 | 1
8 | 22 | 13 | 1 | 1
8 | 22 | 14 | 1 | 1
8 | 22 | 15 | 1 | 1
8 | 22 | 16 | 1 | 1
8 | 22 | 17 | 1 | 1
8 | 22 | 18 | 1 | 1
8 | 22 | 19 | 1 | 1
8 | 22 | 20 | 1 | 1
8 | 22 | 21 | 1 | 1
8 | 22 | 22 | 1 | 1
8 | 22 | 23 | 1 | 1
8 | 22 | 24 | 1 | 1
8 | 23 | 1 | 1 | 1
8 | 23 | 2 | 1 | 1
8 | 23 | 3 | 1 | 1
8 | 23 | 4 | 1 | 1
8 | 23 | 5 | 1 | 1
8 | 23 | 6 | 1 | 1
8 | 23 | 7 | 1 | 1
8 | 23 | 8 | 1 | 1
8 | 23 | 9 | 1 | 1
8 | 23 | 10 | 1 | 1
8 | 23 | 11 | 1 | 1
8 | 23 | 12 | 1 | 1
8 | 23 | 13 | 1 | 1
8 | 23 | 14 | 1 | 1
8 | 23 | 15 | 1 | 1
8 | 23 | 16 | 1 | 1
8 | 23 | 17 | 1 | 1
8 | 23 | 18 | 1 | 1
8 | 23 | 19 | 1 | 1
8 | 23 | 20 | 1 | 1
8 | 23 | 21 | 1 | 1
8 | 23 | 22 | 1 | 1
8 | 23 | 23 | 1 | 1
8 | 23 | 24 | 1 | 1
8 | 24 | 1 | 1 | 1
8 | 24 | 2 | 1 | 1
8 | 24 | 3 | 1 | 1
8 | 24 | 4 | 1 | 1
8 | 24 | 5 | 1 | 1
8 | 24 | 6 | 1 | 1
8 | 24 | 7 | 1 | 1
8 | 24 | 8 | 1 | 1
8 | 24 | 9 | 1 | 1
8 | 24 | 10 | 1 | 1
8 | 24 | 11 | 1 | 1
8 | 24 | 12 | 1 | 1
8 | 24 | 13 | 1 | 1
8 | 24 | 14 | 1 | 1
8 | 24 | 15 | 1 | 1
8 | 24 | 16 | 1 | 1
8 | 24 | 17 | 1 | 1
8 | 24 | 18 | 1 | 1
8 | 24 | 19 | 1 | 1
8 | 24 | 20 | 1 | 1
8 | 24 | 21 | 1 | 1
8 | 24 | 22 | 1 | 1
8 | 24 | 23 | 1 | 1
8 | 24 | 24 | 1 | 1
8 | 25 | 1 | 1 | 1
8 | 25 | 2 | 1 | 1
8 | 25 | 3 | 1 | 1
8 | 25 | 4 | 1 | 1
8 | 25 | 5 | 1 | 1
8 | 25 | 6 | 1 | 1
8 | 25 | 7 | 1 | 1
8 | 25 | 8 | 1 | 1
8 | 25 | 9 | 1 | 1
8 | 25 | 10 | 1 | 1
8 | 25 | 11 | 1 | 1
8 | 25 | 12 | 1 | 1
8 | 25 | 13 | 1 | 1
8 | 25 | 14 | 1 | 1
8 | 25 | 15 | 1 | 1
8 | 25 | 16 | 1 | 1
8 | 25 | 17 | 1 | 1
8 | 25 | 18 | 1 | 1
8 | 25 | 19 | 1 | 1
8 | 25 | 20 | 1 | 1
8 | 25 | 21 | 1 | 1
8 | 25 | 22 | 1 | 1
8 | 25 | 23 | 1 | 1
8 | 25 | 24 | 1 | 1
8 | 26 | 1 | 0 | 1
8 | 26 | 2 | 0 | 1
8 | 26 | 3 | 0 | 1
8 | 26 | 4 | 0 | 1
8 | 26 | 5 | 0 | 1
8 | 26 | 6 | 0 | 1
8 | 26 | 7 | 0 | 1
8 | 26 | 8 | 0 | 1
8 | 26 | 9 | 0 | 1
8 | 26 | 10 | 0 | 1
8 | 26 | 11 | 0 | 1
8 | 26 | 12 | 0 | 1
8 | 26 | 13 | 0 | 1
8 | 26 | 14 | 0 | 1
8 | 26 | 15 | 0 | 1
8 | 26 | 16 | 0 | 1
8 | 26 | 17 | 0 | 1
8 | 26 | 18 | 0 | 1
8 | 26 | 19 | 0 | 1
8 | 26 | 20 | 0 | 1
8 | 26 | 21 | 0 | 1
8 | 26 | 22 | 0 | 1
8 | 26 | 23 | 0 | 1
8 | 26 | 24 | 0 | 1
8 | 27 | 1 | 0 | 1
8 | 27 | 2 | 0 | 1
8 | 27 | 3 | 0 | 1
8 | 27 | 4 | 0 | 1
8 | 27 | 5 | 0 | 1
8 | 27 | 6 | 0 | 1
8 | 27 | 7 | 0 | 1
8 | 27 | 8 | 0 | 1
8 | 27 | 9 | 0 | 1
8 | 27 | 10 | 0 | 1
8 | 27 | 11 | 0 | 1
8 | 27 | 12 | 0 | 1
8 | 27 | 13 | 0 | 1
8 | 27 | 14 | 0 | 1
8 | 27 | 15 | 0 | 1
8 | 27 | 16 | 0 | 1
8 | 27 | 17 | 0 | 1
8 | 27 | 18 | 0 | 1
8 | 27 | 19 | 0 | 1
8 | 27 | 20 | 0 | 1
8 | 27 | 21 | 0 | 1
8 | 27 | 22 | 0 | 1
8 | 27 | 23 | 0 | 1
8 | 27 | 24 | 0 | 1
8 | 28 | 1 | 1 | 1
8 | 28 | 2 | 1 | 1
8 | 28 | 3 | 1 | 1
8 | 28 | 4 | 1 | 1
8 | 28 | 5 | 1 | 1
8 | 28 | 6 | 1 | 1
8 | 28 | 7 | 1 | 1
8 | 28 | 8 | 1 | 1
8 | 28 | 9 | 1 | 1
8 | 28 | 10 | 1 | 1
8 | 28 | 11 | 1 | 1
8 | 28 | 12 | 1 | 1
8 | 28 | 13 | 1 | 1
8 | 28 | 14 | 1 | 1
8 | 28 | 15 | 1 | 1
8 | 28 | 16 | 1 | 1
8 | 28 | 17 | 1 | 1
8 | 28 | 18 | 1 | 1
8 | 28 | 19 | 1 | 1
8 | 28 | 20 | 1 | 1
8 | 28 | 21 | 1 | 1
8 | 28 | 22 | 1 | 1
8 | 28 | 23 | 1 | 1
8 | 28 | 24 | 1 | 1
8 | 29 | 1 | 1 | 1
8 | 29 | 2 | 1 | 1
8 | 29 | 3 | 1 | 1
8 | 29 | 4 | 1 | 1
8 | 29 | 5 | 1 | 1
8 | 29 | 6 | 1 | 1
8 | 29 | 7 | 1 | 1
8 | 29 | 8 | 1 | 1
8 | 29 | 9 | 1 | 1
8 | 29 | 10 | 1 | 1
8 | 29 | 11 | 1 | 1
8 | 29 | 12 | 1 | 1
8 | 29 | 13 | 1 | 1
8 | 29 | 14 | 1 | 1
8 | 29 | 15 | 1 | 1
8 | 29 | 16 | 1 | 1
8 | 29 | 17 | 1 | 1
8 | 29 | 18 | 1 | 1
8 | 29 | 19 | 1 | 1
8 | 29 | 20 | 1 | 1
8 | 29 | 21 | 1 | 1
8 | 29 | 22 | 1 | 1
8 | 29 | 23 | 1 | 1
8 | 29 | 24 | 1 | 1
8 | 30 | 1 | 1 | 1
8 | 30 | 2 | 1 | 1
8 | 30 | 3 | 1 | 1
8 | 30 | 4 | 1 | 1
8 | 30 | 5 | 1 | 1
8 | 30 | 6 | 1 | 1
8 | 30 | 7 | 1 | 1
8 | 30 | 8 | 1 | 1
8 | 30 | 9 | 1 | 1
8 | 30 | 10 | 1 | 1
8 | 30 | 11 | 1 | 1
8 | 30 | 12 | 1 | 1
8 | 30 | 13 | 1 | 1
8 | 30 | 14 | 1 | 1
8 | 30 | 15 | 1 | 1
8 | 30 | 16 | 1 | 1
8 | 30 | 17 | 1 | 1
8 | 30 | 18 | 1 | 1
8 | 30 | 19 | 1 | 1
8 | 30 | 20 | 1 | 1
8 | 30 | 21 | 1 | 1
8 | 30 | 22 | 1 | 1
8 | 30 | 23 | 1 | 1
8 | 30 | 24 | 1 | 1
8 | 31 | 1 | 1 | 1
8 | 31 | 2 | 1 | 1
8 | 31 | 3 | 1 | 1
8 | 31 | 4 | 1 | 1
8 | 31 | 5 | 1 | 1
8 | 31 | 6 | 1 | 1
8 | 31 | 7 | 1 | 1
8 | 31 | 8 | 1 | 1
8 | 31 | 9 | 1 | 1
8 | 31 | 10 | 1 | 1
8 | 31 | 11 | 1 | 1
8 | 31 | 12 | 1 | 1
8 | 31 | 13 | 1 | 1
8 | 31 | 14 | 1 | 1
8 | 31 | 15 | 1 | 1
8 | 31 | 16 | 1 | 1
8 | 31 | 17 | 1 | 1
8 | 31 | 18 | 1 | 1
8 | 31 | 19 | 1 | 1
8 | 31 | 20 | 1 | 1
8 | 31 | 21 | 1 | 1
8 | 31 | 22 | 1 | 1
8 | 31 | 23 | 1 | 1
8 | 31 | 24 | 1 | 1
9 | 1 | 1 | 1 | 1
9 | 1 | 2 | 1 | 1
9 | 1 | 3 | 1 | 1
9 | 1 | 4 | 1 | 1
9 | 1 | 5 | 1 | 1
9 | 1 | 6 | 1 | 1
9 | 1 | 7 | 1 | 1
9 | 1 | 8 | 1 | 1
9 | 1 | 9 | 1 | 1
9 | 1 | 10 | 1 | 1
9 | 1 | 11 | 1 | 1
9 | 1 | 12 | 1 | 1
9 | 1 | 13 | 1 | 1
9 | 1 | 14 | 1 | 1
9 | 1 | 15 | 1 | 1
9 | 1 | 16 | 1 | 1
9 | 1 | 17 | 1 | 1
9 | 1 | 18 | 1 | 1
9 | 1 | 19 | 1 | 1
9 | 1 | 20 | 1 | 1
9 | 1 | 21 | 1 | 1
9 | 1 | 22 | 1 | 1
9 | 1 | 23 | 1 | 1
9 | 1 | 24 | 1 | 1
9 | 2 | 1 | 0 | 1
9 | 2 | 2 | 0 | 1
9 | 2 | 3 | 0 | 1
9 | 2 | 4 | 0 | 1
9 | 2 | 5 | 0 | 1
9 | 2 | 6 | 0 | 1
9 | 2 | 7 | 0 | 1
9 | 2 | 8 | 0 | 1
9 | 2 | 9 | 0 | 1
9 | 2 | 10 | 0 | 1
9 | 2 | 11 | 0 | 1
9 | 2 | 12 | 0 | 1
9 | 2 | 13 | 0 | 1
9 | 2 | 14 | 0 | 1
9 | 2 | 15 | 0 | 1
9 | 2 | 16 | 0 | 1
9 | 2 | 17 | 0 | 1
9 | 2 | 18 | 0 | 1
9 | 2 | 19 | 0 | 1
9 | 2 | 20 | 0 | 1
9 | 2 | 21 | 0 | 1
9 | 2 | 22 | 0 | 1
9 | 2 | 23 | 0 | 1
9 | 2 | 24 | 0 | 1
9 | 3 | 1 | 0 | 1
9 | 3 | 2 | 0 | 1
9 | 3 | 3 | 0 | 1
9 | 3 | 4 | 0 | 1
9 | 3 | 5 | 0 | 1
9 | 3 | 6 | 0 | 1
9 | 3 | 7 | 0 | 1
9 | 3 | 8 | 0 | 1
9 | 3 | 9 | 0 | 1
9 | 3 | 10 | 0 | 1
9 | 3 | 11 | 0 | 1
9 | 3 | 12 | 0 | 1
9 | 3 | 13 | 0 | 1
9 | 3 | 14 | 0 | 1
9 | 3 | 15 | 0 | 1
9 | 3 | 16 | 0 | 1
9 | 3 | 17 | 0 | 1
9 | 3 | 18 | 0 | 1
9 | 3 | 19 | 0 | 1
9 | 3 | 20 | 0 | 1
9 | 3 | 21 | 0 | 1
9 | 3 | 22 | 0 | 1
9 | 3 | 23 | 0 | 1
9 | 3 | 24 | 0 | 1
9 | 4 | 1 | 1 | 1
9 | 4 | 2 | 1 | 1
9 | 4 | 3 | 1 | 1
9 | 4 | 4 | 1 | 1
9 | 4 | 5 | 1 | 1
9 | 4 | 6 | 1 | 1
9 | 4 | 7 | 1 | 1
9 | 4 | 8 | 1 | 1
9 | 4 | 9 | 1 | 1
9 | 4 | 10 | 1 | 1
9 | 4 | 11 | 1 | 1
9 | 4 | 12 | 1 | 1
9 | 4 | 13 | 1 | 1
9 | 4 | 14 | 1 | 1
9 | 4 | 15 | 1 | 1
9 | 4 | 16 | 1 | 1
9 | 4 | 17 | 1 | 1
9 | 4 | 18 | 1 | 1
9 | 4 | 19 | 1 | 1
9 | 4 | 20 | 1 | 1
9 | 4 | 21 | 1 | 1
9 | 4 | 22 | 1 | 1
9 | 4 | 23 | 1 | 1
9 | 4 | 24 | 1 | 1
9 | 5 | 1 | 1 | 1
9 | 5 | 2 | 1 | 1
9 | 5 | 3 | 1 | 1
9 | 5 | 4 | 1 | 1
9 | 5 | 5 | 1 | 1
9 | 5 | 6 | 1 | 1
9 | 5 | 7 | 1 | 1
9 | 5 | 8 | 1 | 1
9 | 5 | 9 | 1 | 1
9 | 5 | 10 | 1 | 1
9 | 5 | 11 | 1 | 1
9 | 5 | 12 | 1 | 1
9 | 5 | 13 | 1 | 1
9 | 5 | 14 | 1 | 1
9 | 5 | 15 | 1 | 1
9 | 5 | 16 | 1 | 1
9 | 5 | 17 | 1 | 1
9 | 5 | 18 | 1 | 1
9 | 5 | 19 | 1 | 1
9 | 5 | 20 | 1 | 1
9 | 5 | 21 | 1 | 1
9 | 5 | 22 | 1 | 1
9 | 5 | 23 | 1 | 1
9 | 5 | 24 | 1 | 1
9 | 6 | 1 | 1 | 1
9 | 6 | 2 | 1 | 1
9 | 6 | 3 | 1 | 1
9 | 6 | 4 | 1 | 1
9 | 6 | 5 | 1 | 1
9 | 6 | 6 | 1 | 1
9 | 6 | 7 | 1 | 1
9 | 6 | 8 | 1 | 1
9 | 6 | 9 | 1 | 1
9 | 6 | 10 | 1 | 1
9 | 6 | 11 | 1 | 1
9 | 6 | 12 | 1 | 1
9 | 6 | 13 | 1 | 1
9 | 6 | 14 | 1 | 1
9 | 6 | 15 | 1 | 1
9 | 6 | 16 | 1 | 1
9 | 6 | 17 | 1 | 1
9 | 6 | 18 | 1 | 1
9 | 6 | 19 | 1 | 1
9 | 6 | 20 | 1 | 1
9 | 6 | 21 | 1 | 1
9 | 6 | 22 | 1 | 1
9 | 6 | 23 | 1 | 1
9 | 6 | 24 | 1 | 1
9 | 7 | 1 | 1 | 1
9 | 7 | 2 | 1 | 1
9 | 7 | 3 | 1 | 1
9 | 7 | 4 | 1 | 1
9 | 7 | 5 | 1 | 1
9 | 7 | 6 | 1 | 1
9 | 7 | 7 | 1 | 1
9 | 7 | 8 | 1 | 1
9 | 7 | 9 | 1 | 1
9 | 7 | 10 | 1 | 1
9 | 7 | 11 | 1 | 1
9 | 7 | 12 | 1 | 1
9 | 7 | 13 | 1 | 1
9 | 7 | 14 | 1 | 1
9 | 7 | 15 | 1 | 1
9 | 7 | 16 | 1 | 1
9 | 7 | 17 | 1 | 1
9 | 7 | 18 | 1 | 1
9 | 7 | 19 | 1 | 1
9 | 7 | 20 | 1 | 1
9 | 7 | 21 | 1 | 1
9 | 7 | 22 | 1 | 1
9 | 7 | 23 | 1 | 1
9 | 7 | 24 | 1 | 1
9 | 8 | 1 | 1 | 1
9 | 8 | 2 | 1 | 1
9 | 8 | 3 | 1 | 1
9 | 8 | 4 | 1 | 1
9 | 8 | 5 | 1 | 1
9 | 8 | 6 | 1 | 1
9 | 8 | 7 | 1 | 1
9 | 8 | 8 | 1 | 1
9 | 8 | 9 | 1 | 1
9 | 8 | 10 | 1 | 1
9 | 8 | 11 | 1 | 1
9 | 8 | 12 | 1 | 1
9 | 8 | 13 | 1 | 1
9 | 8 | 14 | 1 | 1
9 | 8 | 15 | 1 | 1
9 | 8 | 16 | 1 | 1
9 | 8 | 17 | 1 | 1
9 | 8 | 18 | 1 | 1
9 | 8 | 19 | 1 | 1
9 | 8 | 20 | 1 | 1
9 | 8 | 21 | 1 | 1
9 | 8 | 22 | 1 | 1
9 | 8 | 23 | 1 | 1
9 | 8 | 24 | 1 | 1
9 | 9 | 1 | 0 | 1
9 | 9 | 2 | 0 | 1
9 | 9 | 3 | 0 | 1
9 | 9 | 4 | 0 | 1
9 | 9 | 5 | 0 | 1
9 | 9 | 6 | 0 | 1
9 | 9 | 7 | 0 | 1
9 | 9 | 8 | 0 | 1
9 | 9 | 9 | 0 | 1
9 | 9 | 10 | 0 | 1
9 | 9 | 11 | 0 | 1
9 | 9 | 12 | 0 | 1
9 | 9 | 13 | 0 | 1
9 | 9 | 14 | 0 | 1
9 | 9 | 15 | 0 | 1
9 | 9 | 16 | 0 | 1
9 | 9 | 17 | 0 | 1
9 | 9 | 18 | 0 | 1
9 | 9 | 19 | 0 | 1
9 | 9 | 20 | 0 | 1
9 | 9 | 21 | 0 | 1
9 | 9 | 22 | 0 | 1
9 | 9 | 23 | 0 | 1
9 | 9 | 24 | 0 | 1
9 | 10 | 1 | 0 | 1
9 | 10 | 2 | 0 | 1
9 | 10 | 3 | 0 | 1
9 | 10 | 4 | 0 | 1
9 | 10 | 5 | 0 | 1
9 | 10 | 6 | 0 | 1
9 | 10 | 7 | 0 | 1
9 | 10 | 8 | 0 | 1
9 | 10 | 9 | 0 | 1
9 | 10 | 10 | 0 | 1
9 | 10 | 11 | 0 | 1
9 | 10 | 12 | 0 | 1
9 | 10 | 13 | 0 | 1
9 | 10 | 14 | 0 | 1
9 | 10 | 15 | 0 | 1
9 | 10 | 16 | 0 | 1
9 | 10 | 17 | 0 | 1
9 | 10 | 18 | 0 | 1
9 | 10 | 19 | 0 | 1
9 | 10 | 20 | 0 | 1
9 | 10 | 21 | 0 | 1
9 | 10 | 22 | 0 | 1
9 | 10 | 23 | 0 | 1
9 | 10 | 24 | 0 | 1
9 | 11 | 1 | 1 | 1
9 | 11 | 2 | 1 | 1
9 | 11 | 3 | 1 | 1
9 | 11 | 4 | 1 | 1
9 | 11 | 5 | 1 | 1
9 | 11 | 6 | 1 | 1
9 | 11 | 7 | 1 | 1
9 | 11 | 8 | 1 | 1
9 | 11 | 9 | 1 | 1
9 | 11 | 10 | 1 | 1
9 | 11 | 11 | 1 | 1
9 | 11 | 12 | 1 | 1
9 | 11 | 13 | 1 | 1
9 | 11 | 14 | 1 | 1
9 | 11 | 15 | 1 | 1
9 | 11 | 16 | 1 | 1
9 | 11 | 17 | 1 | 1
9 | 11 | 18 | 1 | 1
9 | 11 | 19 | 1 | 1
9 | 11 | 20 | 1 | 1
9 | 11 | 21 | 1 | 1
9 | 11 | 22 | 1 | 1
9 | 11 | 23 | 1 | 1
9 | 11 | 24 | 1 | 1
9 | 12 | 1 | 1 | 1
9 | 12 | 2 | 1 | 1
9 | 12 | 3 | 1 | 1
9 | 12 | 4 | 1 | 1
9 | 12 | 5 | 1 | 1
9 | 12 | 6 | 1 | 1
9 | 12 | 7 | 1 | 1
9 | 12 | 8 | 1 | 1
9 | 12 | 9 | 1 | 1
9 | 12 | 10 | 1 | 1
9 | 12 | 11 | 1 | 1
9 | 12 | 12 | 1 | 1
9 | 12 | 13 | 1 | 1
9 | 12 | 14 | 1 | 1
9 | 12 | 15 | 1 | 1
9 | 12 | 16 | 1 | 1
9 | 12 | 17 | 1 | 1
9 | 12 | 18 | 1 | 1
9 | 12 | 19 | 1 | 1
9 | 12 | 20 | 1 | 1
9 | 12 | 21 | 1 | 1
9 | 12 | 22 | 1 | 1
9 | 12 | 23 | 1 | 1
9 | 12 | 24 | 1 | 1
9 | 13 | 1 | 1 | 1
9 | 13 | 2 | 1 | 1
9 | 13 | 3 | 1 | 1
9 | 13 | 4 | 1 | 1
9 | 13 | 5 | 1 | 1
9 | 13 | 6 | 1 | 1
9 | 13 | 7 | 1 | 1
9 | 13 | 8 | 1 | 1
9 | 13 | 9 | 1 | 1
9 | 13 | 10 | 1 | 1
9 | 13 | 11 | 1 | 1
9 | 13 | 12 | 1 | 1
9 | 13 | 13 | 1 | 1
9 | 13 | 14 | 1 | 1
9 | 13 | 15 | 1 | 1
9 | 13 | 16 | 1 | 1
9 | 13 | 17 | 1 | 1
9 | 13 | 18 | 1 | 1
9 | 13 | 19 | 1 | 1
9 | 13 | 20 | 1 | 1
9 | 13 | 21 | 1 | 1
9 | 13 | 22 | 1 | 1
9 | 13 | 23 | 1 | 1
9 | 13 | 24 | 1 | 1
9 | 14 | 1 | 1 | 1
9 | 14 | 2 | 1 | 1
9 | 14 | 3 | 1 | 1
9 | 14 | 4 | 1 | 1
9 | 14 | 5 | 1 | 1
9 | 14 | 6 | 1 | 1
9 | 14 | 7 | 1 | 1
9 | 14 | 8 | 1 | 1
9 | 14 | 9 | 1 | 1
9 | 14 | 10 | 1 | 1
9 | 14 | 11 | 1 | 1
9 | 14 | 12 | 1 | 1
9 | 14 | 13 | 1 | 1
9 | 14 | 14 | 1 | 1
9 | 14 | 15 | 1 | 1
9 | 14 | 16 | 1 | 1
9 | 14 | 17 | 1 | 1
9 | 14 | 18 | 1 | 1
9 | 14 | 19 | 1 | 1
9 | 14 | 20 | 1 | 1
9 | 14 | 21 | 1 | 1
9 | 14 | 22 | 1 | 1
9 | 14 | 23 | 1 | 1
9 | 14 | 24 | 1 | 1
9 | 15 | 1 | 1 | 1
9 | 15 | 2 | 1 | 1
9 | 15 | 3 | 1 | 1
9 | 15 | 4 | 1 | 1
9 | 15 | 5 | 1 | 1
9 | 15 | 6 | 1 | 1
9 | 15 | 7 | 1 | 1
9 | 15 | 8 | 1 | 1
9 | 15 | 9 | 1 | 1
9 | 15 | 10 | 1 | 1
9 | 15 | 11 | 1 | 1
9 | 15 | 12 | 1 | 1
9 | 15 | 13 | 1 | 1
9 | 15 | 14 | 1 | 1
9 | 15 | 15 | 1 | 1
9 | 15 | 16 | 1 | 1
9 | 15 | 17 | 1 | 1
9 | 15 | 18 | 1 | 1
9 | 15 | 19 | 1 | 1
9 | 15 | 20 | 1 | 1
9 | 15 | 21 | 1 | 1
9 | 15 | 22 | 1 | 1
9 | 15 | 23 | 1 | 1
9 | 15 | 24 | 1 | 1
9 | 16 | 1 | 0 | 1
9 | 16 | 2 | 0 | 1
9 | 16 | 3 | 0 | 1
9 | 16 | 4 | 0 | 1
9 | 16 | 5 | 0 | 1
9 | 16 | 6 | 0 | 1
9 | 16 | 7 | 0 | 1
9 | 16 | 8 | 0 | 1
9 | 16 | 9 | 0 | 1
9 | 16 | 10 | 0 | 1
9 | 16 | 11 | 0 | 1
9 | 16 | 12 | 0 | 1
9 | 16 | 13 | 0 | 1
9 | 16 | 14 | 0 | 1
9 | 16 | 15 | 0 | 1
9 | 16 | 16 | 0 | 1
9 | 16 | 17 | 0 | 1
9 | 16 | 18 | 0 | 1
9 | 16 | 19 | 0 | 1
9 | 16 | 20 | 0 | 1
9 | 16 | 21 | 0 | 1
9 | 16 | 22 | 0 | 1
9 | 16 | 23 | 0 | 1
9 | 16 | 24 | 0 | 1
9 | 17 | 1 | 0 | 1
9 | 17 | 2 | 0 | 1
9 | 17 | 3 | 0 | 1
9 | 17 | 4 | 0 | 1
9 | 17 | 5 | 0 | 1
9 | 17 | 6 | 0 | 1
9 | 17 | 7 | 0 | 1
9 | 17 | 8 | 0 | 1
9 | 17 | 9 | 0 | 1
9 | 17 | 10 | 0 | 1
9 | 17 | 11 | 0 | 1
9 | 17 | 12 | 0 | 1
9 | 17 | 13 | 0 | 1
9 | 17 | 14 | 0 | 1
9 | 17 | 15 | 0 | 1
9 | 17 | 16 | 0 | 1
9 | 17 | 17 | 0 | 1
9 | 17 | 18 | 0 | 1
9 | 17 | 19 | 0 | 1
9 | 17 | 20 | 0 | 1
9 | 17 | 21 | 0 | 1
9 | 17 | 22 | 0 | 1
9 | 17 | 23 | 0 | 1
9 | 17 | 24 | 0 | 1
9 | 18 | 1 | 1 | 1
9 | 18 | 2 | 1 | 1
9 | 18 | 3 | 1 | 1
9 | 18 | 4 | 1 | 1
9 | 18 | 5 | 1 | 1
9 | 18 | 6 | 1 | 1
9 | 18 | 7 | 1 | 1
9 | 18 | 8 | 1 | 1
9 | 18 | 9 | 1 | 1
9 | 18 | 10 | 1 | 1
9 | 18 | 11 | 1 | 1
9 | 18 | 12 | 1 | 1
9 | 18 | 13 | 1 | 1
9 | 18 | 14 | 1 | 1
9 | 18 | 15 | 1 | 1
9 | 18 | 16 | 1 | 1
9 | 18 | 17 | 1 | 1
9 | 18 | 18 | 1 | 1
9 | 18 | 19 | 1 | 1
9 | 18 | 20 | 1 | 1
9 | 18 | 21 | 1 | 1
9 | 18 | 22 | 1 | 1
9 | 18 | 23 | 1 | 1
9 | 18 | 24 | 1 | 1
9 | 19 | 1 | 1 | 1
9 | 19 | 2 | 1 | 1
9 | 19 | 3 | 1 | 1
9 | 19 | 4 | 1 | 1
9 | 19 | 5 | 1 | 1
9 | 19 | 6 | 1 | 1
9 | 19 | 7 | 1 | 1
9 | 19 | 8 | 1 | 1
9 | 19 | 9 | 1 | 1
9 | 19 | 10 | 1 | 1
9 | 19 | 11 | 1 | 1
9 | 19 | 12 | 1 | 1
9 | 19 | 13 | 1 | 1
9 | 19 | 14 | 1 | 1
9 | 19 | 15 | 1 | 1
9 | 19 | 16 | 1 | 1
9 | 19 | 17 | 1 | 1
9 | 19 | 18 | 1 | 1
9 | 19 | 19 | 1 | 1
9 | 19 | 20 | 1 | 1
9 | 19 | 21 | 1 | 1
9 | 19 | 22 | 1 | 1
9 | 19 | 23 | 1 | 1
9 | 19 | 24 | 1 | 1
9 | 20 | 1 | 1 | 1
9 | 20 | 2 | 1 | 1
9 | 20 | 3 | 1 | 1
9 | 20 | 4 | 1 | 1
9 | 20 | 5 | 1 | 1
9 | 20 | 6 | 1 | 1
9 | 20 | 7 | 1 | 1
9 | 20 | 8 | 1 | 1
9 | 20 | 9 | 1 | 1
9 | 20 | 10 | 1 | 1
9 | 20 | 11 | 1 | 1
9 | 20 | 12 | 1 | 1
9 | 20 | 13 | 1 | 1
9 | 20 | 14 | 1 | 1
9 | 20 | 15 | 1 | 1
9 | 20 | 16 | 1 | 1
9 | 20 | 17 | 1 | 1
9 | 20 | 18 | 1 | 1
9 | 20 | 19 | 1 | 1
9 | 20 | 20 | 1 | 1
9 | 20 | 21 | 1 | 1
9 | 20 | 22 | 1 | 1
9 | 20 | 23 | 1 | 1
9 | 20 | 24 | 1 | 1
9 | 21 | 1 | 1 | 1
9 | 21 | 2 | 1 | 1
9 | 21 | 3 | 1 | 1
9 | 21 | 4 | 1 | 1
9 | 21 | 5 | 1 | 1
9 | 21 | 6 | 1 | 1
9 | 21 | 7 | 1 | 1
9 | 21 | 8 | 1 | 1
9 | 21 | 9 | 1 | 1
9 | 21 | 10 | 1 | 1
9 | 21 | 11 | 1 | 1
9 | 21 | 12 | 1 | 1
9 | 21 | 13 | 1 | 1
9 | 21 | 14 | 1 | 1
9 | 21 | 15 | 1 | 1
9 | 21 | 16 | 1 | 1
9 | 21 | 17 | 1 | 1
9 | 21 | 18 | 1 | 1
9 | 21 | 19 | 1 | 1
9 | 21 | 20 | 1 | 1
9 | 21 | 21 | 1 | 1
9 | 21 | 22 | 1 | 1
9 | 21 | 23 | 1 | 1
9 | 21 | 24 | 1 | 1
9 | 22 | 1 | 1 | 1
9 | 22 | 2 | 1 | 1
9 | 22 | 3 | 1 | 1
9 | 22 | 4 | 1 | 1
9 | 22 | 5 | 1 | 1
9 | 22 | 6 | 1 | 1
9 | 22 | 7 | 1 | 1
9 | 22 | 8 | 1 | 1
9 | 22 | 9 | 1 | 1
9 | 22 | 10 | 1 | 1
9 | 22 | 11 | 1 | 1
9 | 22 | 12 | 1 | 1
9 | 22 | 13 | 1 | 1
9 | 22 | 14 | 1 | 1
9 | 22 | 15 | 1 | 1
9 | 22 | 16 | 1 | 1
9 | 22 | 17 | 1 | 1
9 | 22 | 18 | 1 | 1
9 | 22 | 19 | 1 | 1
9 | 22 | 20 | 1 | 1
9 | 22 | 21 | 1 | 1
9 | 22 | 22 | 1 | 1
9 | 22 | 23 | 1 | 1
9 | 22 | 24 | 1 | 1
9 | 23 | 1 | 0 | 1
9 | 23 | 2 | 0 | 1
9 | 23 | 3 | 0 | 1
9 | 23 | 4 | 0 | 1
9 | 23 | 5 | 0 | 1
9 | 23 | 6 | 0 | 1
9 | 23 | 7 | 0 | 1
9 | 23 | 8 | 0 | 1
9 | 23 | 9 | 0 | 1
9 | 23 | 10 | 0 | 1
9 | 23 | 11 | 0 | 1
9 | 23 | 12 | 0 | 1
9 | 23 | 13 | 0 | 1
9 | 23 | 14 | 0 | 1
9 | 23 | 15 | 0 | 1
9 | 23 | 16 | 0 | 1
9 | 23 | 17 | 0 | 1
9 | 23 | 18 | 0 | 1
9 | 23 | 19 | 0 | 1
9 | 23 | 20 | 0 | 1
9 | 23 | 21 | 0 | 1
9 | 23 | 22 | 0 | 1
9 | 23 | 23 | 0 | 1
9 | 23 | 24 | 0 | 1
9 | 24 | 1 | 0 | 1
9 | 24 | 2 | 0 | 1
9 | 24 | 3 | 0 | 1
9 | 24 | 4 | 0 | 1
9 | 24 | 5 | 0 | 1
9 | 24 | 6 | 0 | 1
9 | 24 | 7 | 0 | 1
9 | 24 | 8 | 0 | 1
9 | 24 | 9 | 0 | 1
9 | 24 | 10 | 0 | 1
9 | 24 | 11 | 0 | 1
9 | 24 | 12 | 0 | 1
9 | 24 | 13 | 0 | 1
9 | 24 | 14 | 0 | 1
9 | 24 | 15 | 0 | 1
9 | 24 | 16 | 0 | 1
9 | 24 | 17 | 0 | 1
9 | 24 | 18 | 0 | 1
9 | 24 | 19 | 0 | 1
9 | 24 | 20 | 0 | 1
9 | 24 | 21 | 0 | 1
9 | 24 | 22 | 0 | 1
9 | 24 | 23 | 0 | 1
9 | 24 | 24 | 0 | 1
9 | 25 | 1 | 1 | 1
9 | 25 | 2 | 1 | 1
9 | 25 | 3 | 1 | 1
9 | 25 | 4 | 1 | 1
9 | 25 | 5 | 1 | 1
9 | 25 | 6 | 1 | 1
9 | 25 | 7 | 1 | 1
9 | 25 | 8 | 1 | 1
9 | 25 | 9 | 1 | 1
9 | 25 | 10 | 1 | 1
9 | 25 | 11 | 1 | 1
9 | 25 | 12 | 1 | 1
9 | 25 | 13 | 1 | 1
9 | 25 | 14 | 1 | 1
9 | 25 | 15 | 1 | 1
9 | 25 | 16 | 1 | 1
9 | 25 | 17 | 1 | 1
9 | 25 | 18 | 1 | 1
9 | 25 | 19 | 1 | 1
9 | 25 | 20 | 1 | 1
9 | 25 | 21 | 1 | 1
9 | 25 | 22 | 1 | 1
9 | 25 | 23 | 1 | 1
9 | 25 | 24 | 1 | 1
9 | 26 | 1 | 1 | 1
9 | 26 | 2 | 1 | 1
9 | 26 | 3 | 1 | 1
9 | 26 | 4 | 1 | 1
9 | 26 | 5 | 1 | 1
9 | 26 | 6 | 1 | 1
9 | 26 | 7 | 1 | 1
9 | 26 | 8 | 1 | 1
9 | 26 | 9 | 1 | 1
9 | 26 | 10 | 1 | 1
9 | 26 | 11 | 1 | 1
9 | 26 | 12 | 1 | 1
9 | 26 | 13 | 1 | 1
9 | 26 | 14 | 1 | 1
9 | 26 | 15 | 1 | 1
9 | 26 | 16 | 1 | 1
9 | 26 | 17 | 1 | 1
9 | 26 | 18 | 1 | 1
9 | 26 | 19 | 1 | 1
9 | 26 | 20 | 1 | 1
9 | 26 | 21 | 1 | 1
9 | 26 | 22 | 1 | 1
9 | 26 | 23 | 1 | 1
9 | 26 | 24 | 1 | 1
9 | 27 | 1 | 1 | 1
9 | 27 | 2 | 1 | 1
9 | 27 | 3 | 1 | 1
9 | 27 | 4 | 1 | 1
9 | 27 | 5 | 1 | 1
9 | 27 | 6 | 1 | 1
9 | 27 | 7 | 1 | 1
9 | 27 | 8 | 1 | 1
9 | 27 | 9 | 1 | 1
9 | 27 | 10 | 1 | 1
9 | 27 | 11 | 1 | 1
9 | 27 | 12 | 1 | 1
9 | 27 | 13 | 1 | 1
9 | 27 | 14 | 1 | 1
9 | 27 | 15 | 1 | 1
9 | 27 | 16 | 1 | 1
9 | 27 | 17 | 1 | 1
9 | 27 | 18 | 1 | 1
9 | 27 | 19 | 1 | 1
9 | 27 | 20 | 1 | 1
9 | 27 | 21 | 1 | 1
9 | 27 | 22 | 1 | 1
9 | 27 | 23 | 1 | 1
9 | 27 | 24 | 1 | 1
9 | 28 | 1 | 1 | 1
9 | 28 | 2 | 1 | 1
9 | 28 | 3 | 1 | 1
9 | 28 | 4 | 1 | 1
9 | 28 | 5 | 1 | 1
9 | 28 | 6 | 1 | 1
9 | 28 | 7 | 1 | 1
9 | 28 | 8 | 1 | 1
9 | 28 | 9 | 1 | 1
9 | 28 | 10 | 1 | 1
9 | 28 | 11 | 1 | 1
9 | 28 | 12 | 1 | 1
9 | 28 | 13 | 1 | 1
9 | 28 | 14 | 1 | 1
9 | 28 | 15 | 1 | 1
9 | 28 | 16 | 1 | 1
9 | 28 | 17 | 1 | 1
9 | 28 | 18 | 1 | 1
9 | 28 | 19 | 1 | 1
9 | 28 | 20 | 1 | 1
9 | 28 | 21 | 1 | 1
9 | 28 | 22 | 1 | 1
9 | 28 | 23 | 1 | 1
9 | 28 | 24 | 1 | 1
9 | 29 | 1 | 1 | 1
9 | 29 | 2 | 1 | 1
9 | 29 | 3 | 1 | 1
9 | 29 | 4 | 1 | 1
9 | 29 | 5 | 1 | 1
9 | 29 | 6 | 1 | 1
9 | 29 | 7 | 1 | 1
9 | 29 | 8 | 1 | 1
9 | 29 | 9 | 1 | 1
9 | 29 | 10 | 1 | 1
9 | 29 | 11 | 1 | 1
9 | 29 | 12 | 1 | 1
9 | 29 | 13 | 1 | 1
9 | 29 | 14 | 1 | 1
9 | 29 | 15 | 1 | 1
9 | 29 | 16 | 1 | 1
9 | 29 | 17 | 1 | 1
9 | 29 | 18 | 1 | 1
9 | 29 | 19 | 1 | 1
9 | 29 | 20 | 1 | 1
9 | 29 | 21 | 1 | 1
9 | 29 | 22 | 1 | 1
9 | 29 | 23 | 1 | 1
9 | 29 | 24 | 1 | 1
9 | 30 | 1 | 0 | 1
9 | 30 | 2 | 0 | 1
9 | 30 | 3 | 0 | 1
9 | 30 | 4 | 0 | 1
9 | 30 | 5 | 0 | 1
9 | 30 | 6 | 0 | 1
9 | 30 | 7 | 0 | 1
9 | 30 | 8 | 0 | 1
9 | 30 | 9 | 0 | 1
9 | 30 | 10 | 0 | 1
9 | 30 | 11 | 0 | 1
9 | 30 | 12 | 0 | 1
9 | 30 | 13 | 0 | 1
9 | 30 | 14 | 0 | 1
9 | 30 | 15 | 0 | 1
9 | 30 | 16 | 0 | 1
9 | 30 | 17 | 0 | 1
9 | 30 | 18 | 0 | 1
9 | 30 | 19 | 0 | 1
9 | 30 | 20 | 0 | 1
9 | 30 | 21 | 0 | 1
9 | 30 | 22 | 0 | 1
9 | 30 | 23 | 0 | 1
9 | 30 | 24 | 0 | 1
10 | 1 | 1 | 0 | 1
10 | 1 | 2 | 0 | 1
10 | 1 | 3 | 0 | 1
10 | 1 | 4 | 0 | 1
10 | 1 | 5 | 0 | 1
10 | 1 | 6 | 0 | 1
10 | 1 | 7 | 0 | 1
10 | 1 | 8 | 0 | 1
10 | 1 | 9 | 0 | 1
10 | 1 | 10 | 0 | 1
10 | 1 | 11 | 0 | 1
10 | 1 | 12 | 0 | 1
10 | 1 | 13 | 0 | 1
10 | 1 | 14 | 0 | 1
10 | 1 | 15 | 0 | 1
10 | 1 | 16 | 0 | 1
10 | 1 | 17 | 0 | 1
10 | 1 | 18 | 0 | 1
10 | 1 | 19 | 0 | 1
10 | 1 | 20 | 0 | 1
10 | 1 | 21 | 0 | 1
10 | 1 | 22 | 0 | 1
10 | 1 | 23 | 0 | 1
10 | 1 | 24 | 0 | 1
10 | 2 | 1 | 1 | 1
10 | 2 | 2 | 1 | 1
10 | 2 | 3 | 1 | 1
10 | 2 | 4 | 1 | 1
10 | 2 | 5 | 1 | 1
10 | 2 | 6 | 1 | 1
10 | 2 | 7 | 1 | 1
10 | 2 | 8 | 1 | 1
10 | 2 | 9 | 1 | 1
10 | 2 | 10 | 1 | 1
10 | 2 | 11 | 1 | 1
10 | 2 | 12 | 1 | 1
10 | 2 | 13 | 1 | 1
10 | 2 | 14 | 1 | 1
10 | 2 | 15 | 1 | 1
10 | 2 | 16 | 1 | 1
10 | 2 | 17 | 1 | 1
10 | 2 | 18 | 1 | 1
10 | 2 | 19 | 1 | 1
10 | 2 | 20 | 1 | 1
10 | 2 | 21 | 1 | 1
10 | 2 | 22 | 1 | 1
10 | 2 | 23 | 1 | 1
10 | 2 | 24 | 1 | 1
10 | 3 | 1 | 1 | 1
10 | 3 | 2 | 1 | 1
10 | 3 | 3 | 1 | 1
10 | 3 | 4 | 1 | 1
10 | 3 | 5 | 1 | 1
10 | 3 | 6 | 1 | 1
10 | 3 | 7 | 1 | 1
10 | 3 | 8 | 1 | 1
10 | 3 | 9 | 1 | 1
10 | 3 | 10 | 1 | 1
10 | 3 | 11 | 1 | 1
10 | 3 | 12 | 1 | 1
10 | 3 | 13 | 1 | 1
10 | 3 | 14 | 1 | 1
10 | 3 | 15 | 1 | 1
10 | 3 | 16 | 1 | 1
10 | 3 | 17 | 1 | 1
10 | 3 | 18 | 1 | 1
10 | 3 | 19 | 1 | 1
10 | 3 | 20 | 1 | 1
10 | 3 | 21 | 1 | 1
10 | 3 | 22 | 1 | 1
10 | 3 | 23 | 1 | 1
10 | 3 | 24 | 1 | 1
10 | 4 | 1 | 1 | 1
10 | 4 | 2 | 1 | 1
10 | 4 | 3 | 1 | 1
10 | 4 | 4 | 1 | 1
10 | 4 | 5 | 1 | 1
10 | 4 | 6 | 1 | 1
10 | 4 | 7 | 1 | 1
10 | 4 | 8 | 1 | 1
10 | 4 | 9 | 1 | 1
10 | 4 | 10 | 1 | 1
10 | 4 | 11 | 1 | 1
10 | 4 | 12 | 1 | 1
10 | 4 | 13 | 1 | 1
10 | 4 | 14 | 1 | 1
10 | 4 | 15 | 1 | 1
10 | 4 | 16 | 1 | 1
10 | 4 | 17 | 1 | 1
10 | 4 | 18 | 1 | 1
10 | 4 | 19 | 1 | 1
10 | 4 | 20 | 1 | 1
10 | 4 | 21 | 1 | 1
10 | 4 | 22 | 1 | 1
10 | 4 | 23 | 1 | 1
10 | 4 | 24 | 1 | 1
10 | 5 | 1 | 1 | 1
10 | 5 | 2 | 1 | 1
10 | 5 | 3 | 1 | 1
10 | 5 | 4 | 1 | 1
10 | 5 | 5 | 1 | 1
10 | 5 | 6 | 1 | 1
10 | 5 | 7 | 1 | 1
10 | 5 | 8 | 1 | 1
10 | 5 | 9 | 1 | 1
10 | 5 | 10 | 1 | 1
10 | 5 | 11 | 1 | 1
10 | 5 | 12 | 1 | 1
10 | 5 | 13 | 1 | 1
10 | 5 | 14 | 1 | 1
10 | 5 | 15 | 1 | 1
10 | 5 | 16 | 1 | 1
10 | 5 | 17 | 1 | 1
10 | 5 | 18 | 1 | 1
10 | 5 | 19 | 1 | 1
10 | 5 | 20 | 1 | 1
10 | 5 | 21 | 1 | 1
10 | 5 | 22 | 1 | 1
10 | 5 | 23 | 1 | 1
10 | 5 | 24 | 1 | 1
10 | 6 | 1 | 1 | 1
10 | 6 | 2 | 1 | 1
10 | 6 | 3 | 1 | 1
10 | 6 | 4 | 1 | 1
10 | 6 | 5 | 1 | 1
10 | 6 | 6 | 1 | 1
10 | 6 | 7 | 1 | 1
10 | 6 | 8 | 1 | 1
10 | 6 | 9 | 1 | 1
10 | 6 | 10 | 1 | 1
10 | 6 | 11 | 1 | 1
10 | 6 | 12 | 1 | 1
10 | 6 | 13 | 1 | 1
10 | 6 | 14 | 1 | 1
10 | 6 | 15 | 1 | 1
10 | 6 | 16 | 1 | 1
10 | 6 | 17 | 1 | 1
10 | 6 | 18 | 1 | 1
10 | 6 | 19 | 1 | 1
10 | 6 | 20 | 1 | 1
10 | 6 | 21 | 1 | 1
10 | 6 | 22 | 1 | 1
10 | 6 | 23 | 1 | 1
10 | 6 | 24 | 1 | 1
10 | 7 | 1 | 0 | 1
10 | 7 | 2 | 0 | 1
10 | 7 | 3 | 0 | 1
10 | 7 | 4 | 0 | 1
10 | 7 | 5 | 0 | 1
10 | 7 | 6 | 0 | 1
10 | 7 | 7 | 0 | 1
10 | 7 | 8 | 0 | 1
10 | 7 | 9 | 0 | 1
10 | 7 | 10 | 0 | 1
10 | 7 | 11 | 0 | 1
10 | 7 | 12 | 0 | 1
10 | 7 | 13 | 0 | 1
10 | 7 | 14 | 0 | 1
10 | 7 | 15 | 0 | 1
10 | 7 | 16 | 0 | 1
10 | 7 | 17 | 0 | 1
10 | 7 | 18 | 0 | 1
10 | 7 | 19 | 0 | 1
10 | 7 | 20 | 0 | 1
10 | 7 | 21 | 0 | 1
10 | 7 | 22 | 0 | 1
10 | 7 | 23 | 0 | 1
10 | 7 | 24 | 0 | 1
10 | 8 | 1 | 0 | 1
10 | 8 | 2 | 0 | 1
10 | 8 | 3 | 0 | 1
10 | 8 | 4 | 0 | 1
10 | 8 | 5 | 0 | 1
10 | 8 | 6 | 0 | 1
10 | 8 | 7 | 0 | 1
10 | 8 | 8 | 0 | 1
10 | 8 | 9 | 0 | 1
10 | 8 | 10 | 0 | 1
10 | 8 | 11 | 0 | 1
10 | 8 | 12 | 0 | 1
10 | 8 | 13 | 0 | 1
10 | 8 | 14 | 0 | 1
10 | 8 | 15 | 0 | 1
10 | 8 | 16 | 0 | 1
10 | 8 | 17 | 0 | 1
10 | 8 | 18 | 0 | 1
10 | 8 | 19 | 0 | 1
10 | 8 | 20 | 0 | 1
10 | 8 | 21 | 0 | 1
10 | 8 | 22 | 0 | 1
10 | 8 | 23 | 0 | 1
10 | 8 | 24 | 0 | 1
10 | 9 | 1 | 1 | 1
10 | 9 | 2 | 1 | 1
10 | 9 | 3 | 1 | 1
10 | 9 | 4 | 1 | 1
10 | 9 | 5 | 1 | 1
10 | 9 | 6 | 1 | 1
10 | 9 | 7 | 1 | 1
10 | 9 | 8 | 1 | 1
10 | 9 | 9 | 1 | 1
10 | 9 | 10 | 1 | 1
10 | 9 | 11 | 1 | 1
10 | 9 | 12 | 1 | 1
10 | 9 | 13 | 1 | 1
10 | 9 | 14 | 1 | 1
10 | 9 | 15 | 1 | 1
10 | 9 | 16 | 1 | 1
10 | 9 | 17 | 1 | 1
10 | 9 | 18 | 1 | 1
10 | 9 | 19 | 1 | 1
10 | 9 | 20 | 1 | 1
10 | 9 | 21 | 1 | 1
10 | 9 | 22 | 1 | 1
10 | 9 | 23 | 1 | 1
10 | 9 | 24 | 1 | 1
10 | 10 | 1 | 1 | 1
10 | 10 | 2 | 1 | 1
10 | 10 | 3 | 1 | 1
10 | 10 | 4 | 1 | 1
10 | 10 | 5 | 1 | 1
10 | 10 | 6 | 1 | 1
10 | 10 | 7 | 1 | 1
10 | 10 | 8 | 1 | 1
10 | 10 | 9 | 1 | 1
10 | 10 | 10 | 1 | 1
10 | 10 | 11 | 1 | 1
10 | 10 | 12 | 1 | 1
10 | 10 | 13 | 1 | 1
10 | 10 | 14 | 1 | 1
10 | 10 | 15 | 1 | 1
10 | 10 | 16 | 1 | 1
10 | 10 | 17 | 1 | 1
10 | 10 | 18 | 1 | 1
10 | 10 | 19 | 1 | 1
10 | 10 | 20 | 1 | 1
10 | 10 | 21 | 1 | 1
10 | 10 | 22 | 1 | 1
10 | 10 | 23 | 1 | 1
10 | 10 | 24 | 1 | 1
10 | 11 | 1 | 1 | 1
10 | 11 | 2 | 1 | 1
10 | 11 | 3 | 1 | 1
10 | 11 | 4 | 1 | 1
10 | 11 | 5 | 1 | 1
10 | 11 | 6 | 1 | 1
10 | 11 | 7 | 1 | 1
10 | 11 | 8 | 1 | 1
10 | 11 | 9 | 1 | 1
10 | 11 | 10 | 1 | 1
10 | 11 | 11 | 1 | 1
10 | 11 | 12 | 1 | 1
10 | 11 | 13 | 1 | 1
10 | 11 | 14 | 1 | 1
10 | 11 | 15 | 1 | 1
10 | 11 | 16 | 1 | 1
10 | 11 | 17 | 1 | 1
10 | 11 | 18 | 1 | 1
10 | 11 | 19 | 1 | 1
10 | 11 | 20 | 1 | 1
10 | 11 | 21 | 1 | 1
10 | 11 | 22 | 1 | 1
10 | 11 | 23 | 1 | 1
10 | 11 | 24 | 1 | 1
10 | 12 | 1 | 1 | 1
10 | 12 | 2 | 1 | 1
10 | 12 | 3 | 1 | 1
10 | 12 | 4 | 1 | 1
10 | 12 | 5 | 1 | 1
10 | 12 | 6 | 1 | 1
10 | 12 | 7 | 1 | 1
10 | 12 | 8 | 1 | 1
10 | 12 | 9 | 1 | 1
10 | 12 | 10 | 1 | 1
10 | 12 | 11 | 1 | 1
10 | 12 | 12 | 1 | 1
10 | 12 | 13 | 1 | 1
10 | 12 | 14 | 1 | 1
10 | 12 | 15 | 1 | 1
10 | 12 | 16 | 1 | 1
10 | 12 | 17 | 1 | 1
10 | 12 | 18 | 1 | 1
10 | 12 | 19 | 1 | 1
10 | 12 | 20 | 1 | 1
10 | 12 | 21 | 1 | 1
10 | 12 | 22 | 1 | 1
10 | 12 | 23 | 1 | 1
10 | 12 | 24 | 1 | 1
10 | 13 | 1 | 1 | 1
10 | 13 | 2 | 1 | 1
10 | 13 | 3 | 1 | 1
10 | 13 | 4 | 1 | 1
10 | 13 | 5 | 1 | 1
10 | 13 | 6 | 1 | 1
10 | 13 | 7 | 1 | 1
10 | 13 | 8 | 1 | 1
10 | 13 | 9 | 1 | 1
10 | 13 | 10 | 1 | 1
10 | 13 | 11 | 1 | 1
10 | 13 | 12 | 1 | 1
10 | 13 | 13 | 1 | 1
10 | 13 | 14 | 1 | 1
10 | 13 | 15 | 1 | 1
10 | 13 | 16 | 1 | 1
10 | 13 | 17 | 1 | 1
10 | 13 | 18 | 1 | 1
10 | 13 | 19 | 1 | 1
10 | 13 | 20 | 1 | 1
10 | 13 | 21 | 1 | 1
10 | 13 | 22 | 1 | 1
10 | 13 | 23 | 1 | 1
10 | 13 | 24 | 1 | 1
10 | 14 | 1 | 0 | 1
10 | 14 | 2 | 0 | 1
10 | 14 | 3 | 0 | 1
10 | 14 | 4 | 0 | 1
10 | 14 | 5 | 0 | 1
10 | 14 | 6 | 0 | 1
10 | 14 | 7 | 0 | 1
10 | 14 | 8 | 0 | 1
10 | 14 | 9 | 0 | 1
10 | 14 | 10 | 0 | 1
10 | 14 | 11 | 0 | 1
10 | 14 | 12 | 0 | 1
10 | 14 | 13 | 0 | 1
10 | 14 | 14 | 0 | 1
10 | 14 | 15 | 0 | 1
10 | 14 | 16 | 0 | 1
10 | 14 | 17 | 0 | 1
10 | 14 | 18 | 0 | 1
10 | 14 | 19 | 0 | 1
10 | 14 | 20 | 0 | 1
10 | 14 | 21 | 0 | 1
10 | 14 | 22 | 0 | 1
10 | 14 | 23 | 0 | 1
10 | 14 | 24 | 0 | 1
10 | 15 | 1 | 0 | 1
10 | 15 | 2 | 0 | 1
10 | 15 | 3 | 0 | 1
10 | 15 | 4 | 0 | 1
10 | 15 | 5 | 0 | 1
10 | 15 | 6 | 0 | 1
10 | 15 | 7 | 0 | 1
10 | 15 | 8 | 0 | 1
10 | 15 | 9 | 0 | 1
10 | 15 | 10 | 0 | 1
10 | 15 | 11 | 0 | 1
10 | 15 | 12 | 0 | 1
10 | 15 | 13 | 0 | 1
10 | 15 | 14 | 0 | 1
10 | 15 | 15 | 0 | 1
10 | 15 | 16 | 0 | 1
10 | 15 | 17 | 0 | 1
10 | 15 | 18 | 0 | 1
10 | 15 | 19 | 0 | 1
10 | 15 | 20 | 0 | 1
10 | 15 | 21 | 0 | 1
10 | 15 | 22 | 0 | 1
10 | 15 | 23 | 0 | 1
10 | 15 | 24 | 0 | 1
10 | 16 | 1 | 1 | 1
10 | 16 | 2 | 1 | 1
10 | 16 | 3 | 1 | 1
10 | 16 | 4 | 1 | 1
10 | 16 | 5 | 1 | 1
10 | 16 | 6 | 1 | 1
10 | 16 | 7 | 1 | 1
10 | 16 | 8 | 1 | 1
10 | 16 | 9 | 1 | 1
10 | 16 | 10 | 1 | 1
10 | 16 | 11 | 1 | 1
10 | 16 | 12 | 1 | 1
10 | 16 | 13 | 1 | 1
10 | 16 | 14 | 1 | 1
10 | 16 | 15 | 1 | 1
10 | 16 | 16 | 1 | 1
10 | 16 | 17 | 1 | 1
10 | 16 | 18 | 1 | 1
10 | 16 | 19 | 1 | 1
10 | 16 | 20 | 1 | 1
10 | 16 | 21 | 1 | 1
10 | 16 | 22 | 1 | 1
10 | 16 | 23 | 1 | 1
10 | 16 | 24 | 1 | 1
10 | 17 | 1 | 1 | 1
10 | 17 | 2 | 1 | 1
10 | 17 | 3 | 1 | 1
10 | 17 | 4 | 1 | 1
10 | 17 | 5 | 1 | 1
10 | 17 | 6 | 1 | 1
10 | 17 | 7 | 1 | 1
10 | 17 | 8 | 1 | 1
10 | 17 | 9 | 1 | 1
10 | 17 | 10 | 1 | 1
10 | 17 | 11 | 1 | 1
10 | 17 | 12 | 1 | 1
10 | 17 | 13 | 1 | 1
10 | 17 | 14 | 1 | 1
10 | 17 | 15 | 1 | 1
10 | 17 | 16 | 1 | 1
10 | 17 | 17 | 1 | 1
10 | 17 | 18 | 1 | 1
10 | 17 | 19 | 1 | 1
10 | 17 | 20 | 1 | 1
10 | 17 | 21 | 1 | 1
10 | 17 | 22 | 1 | 1
10 | 17 | 23 | 1 | 1
10 | 17 | 24 | 1 | 1
10 | 18 | 1 | 1 | 1
10 | 18 | 2 | 1 | 1
10 | 18 | 3 | 1 | 1
10 | 18 | 4 | 1 | 1
10 | 18 | 5 | 1 | 1
10 | 18 | 6 | 1 | 1
10 | 18 | 7 | 1 | 1
10 | 18 | 8 | 1 | 1
10 | 18 | 9 | 1 | 1
10 | 18 | 10 | 1 | 1
10 | 18 | 11 | 1 | 1
10 | 18 | 12 | 1 | 1
10 | 18 | 13 | 1 | 1
10 | 18 | 14 | 1 | 1
10 | 18 | 15 | 1 | 1
10 | 18 | 16 | 1 | 1
10 | 18 | 17 | 1 | 1
10 | 18 | 18 | 1 | 1
10 | 18 | 19 | 1 | 1
10 | 18 | 20 | 1 | 1
10 | 18 | 21 | 1 | 1
10 | 18 | 22 | 1 | 1
10 | 18 | 23 | 1 | 1
10 | 18 | 24 | 1 | 1
10 | 19 | 1 | 1 | 1
10 | 19 | 2 | 1 | 1
10 | 19 | 3 | 1 | 1
10 | 19 | 4 | 1 | 1
10 | 19 | 5 | 1 | 1
10 | 19 | 6 | 1 | 1
10 | 19 | 7 | 1 | 1
10 | 19 | 8 | 1 | 1
10 | 19 | 9 | 1 | 1
10 | 19 | 10 | 1 | 1
10 | 19 | 11 | 1 | 1
10 | 19 | 12 | 1 | 1
10 | 19 | 13 | 1 | 1
10 | 19 | 14 | 1 | 1
10 | 19 | 15 | 1 | 1
10 | 19 | 16 | 1 | 1
10 | 19 | 17 | 1 | 1
10 | 19 | 18 | 1 | 1
10 | 19 | 19 | 1 | 1
10 | 19 | 20 | 1 | 1
10 | 19 | 21 | 1 | 1
10 | 19 | 22 | 1 | 1
10 | 19 | 23 | 1 | 1
10 | 19 | 24 | 1 | 1
10 | 20 | 1 | 1 | 1
10 | 20 | 2 | 1 | 1
10 | 20 | 3 | 1 | 1
10 | 20 | 4 | 1 | 1
10 | 20 | 5 | 1 | 1
10 | 20 | 6 | 1 | 1
10 | 20 | 7 | 1 | 1
10 | 20 | 8 | 1 | 1
10 | 20 | 9 | 1 | 1
10 | 20 | 10 | 1 | 1
10 | 20 | 11 | 1 | 1
10 | 20 | 12 | 1 | 1
10 | 20 | 13 | 1 | 1
10 | 20 | 14 | 1 | 1
10 | 20 | 15 | 1 | 1
10 | 20 | 16 | 1 | 1
10 | 20 | 17 | 1 | 1
10 | 20 | 18 | 1 | 1
10 | 20 | 19 | 1 | 1
10 | 20 | 20 | 1 | 1
10 | 20 | 21 | 1 | 1
10 | 20 | 22 | 1 | 1
10 | 20 | 23 | 1 | 1
10 | 20 | 24 | 1 | 1
10 | 21 | 1 | 0 | 1
10 | 21 | 2 | 0 | 1
10 | 21 | 3 | 0 | 1
10 | 21 | 4 | 0 | 1
10 | 21 | 5 | 0 | 1
10 | 21 | 6 | 0 | 1
10 | 21 | 7 | 0 | 1
10 | 21 | 8 | 0 | 1
10 | 21 | 9 | 0 | 1
10 | 21 | 10 | 0 | 1
10 | 21 | 11 | 0 | 1
10 | 21 | 12 | 0 | 1
10 | 21 | 13 | 0 | 1
10 | 21 | 14 | 0 | 1
10 | 21 | 15 | 0 | 1
10 | 21 | 16 | 0 | 1
10 | 21 | 17 | 0 | 1
10 | 21 | 18 | 0 | 1
10 | 21 | 19 | 0 | 1
10 | 21 | 20 | 0 | 1
10 | 21 | 21 | 0 | 1
10 | 21 | 22 | 0 | 1
10 | 21 | 23 | 0 | 1
10 | 21 | 24 | 0 | 1
10 | 22 | 1 | 0 | 1
10 | 22 | 2 | 0 | 1
10 | 22 | 3 | 0 | 1
10 | 22 | 4 | 0 | 1
10 | 22 | 5 | 0 | 1
10 | 22 | 6 | 0 | 1
10 | 22 | 7 | 0 | 1
10 | 22 | 8 | 0 | 1
10 | 22 | 9 | 0 | 1
10 | 22 | 10 | 0 | 1
10 | 22 | 11 | 0 | 1
10 | 22 | 12 | 0 | 1
10 | 22 | 13 | 0 | 1
10 | 22 | 14 | 0 | 1
10 | 22 | 15 | 0 | 1
10 | 22 | 16 | 0 | 1
10 | 22 | 17 | 0 | 1
10 | 22 | 18 | 0 | 1
10 | 22 | 19 | 0 | 1
10 | 22 | 20 | 0 | 1
10 | 22 | 21 | 0 | 1
10 | 22 | 22 | 0 | 1
10 | 22 | 23 | 0 | 1
10 | 22 | 24 | 0 | 1
10 | 23 | 1 | 1 | 1
10 | 23 | 2 | 1 | 1
10 | 23 | 3 | 1 | 1
10 | 23 | 4 | 1 | 1
10 | 23 | 5 | 1 | 1
10 | 23 | 6 | 1 | 1
10 | 23 | 7 | 1 | 1
10 | 23 | 8 | 1 | 1
10 | 23 | 9 | 1 | 1
10 | 23 | 10 | 1 | 1
10 | 23 | 11 | 1 | 1
10 | 23 | 12 | 1 | 1
10 | 23 | 13 | 1 | 1
10 | 23 | 14 | 1 | 1
10 | 23 | 15 | 1 | 1
10 | 23 | 16 | 1 | 1
10 | 23 | 17 | 1 | 1
10 | 23 | 18 | 1 | 1
10 | 23 | 19 | 1 | 1
10 | 23 | 20 | 1 | 1
10 | 23 | 21 | 1 | 1
10 | 23 | 22 | 1 | 1
10 | 23 | 23 | 1 | 1
10 | 23 | 24 | 1 | 1
10 | 24 | 1 | 1 | 1
10 | 24 | 2 | 1 | 1
10 | 24 | 3 | 1 | 1
10 | 24 | 4 | 1 | 1
10 | 24 | 5 | 1 | 1
10 | 24 | 6 | 1 | 1
10 | 24 | 7 | 1 | 1
10 | 24 | 8 | 1 | 1
10 | 24 | 9 | 1 | 1
10 | 24 | 10 | 1 | 1
10 | 24 | 11 | 1 | 1
10 | 24 | 12 | 1 | 1
10 | 24 | 13 | 1 | 1
10 | 24 | 14 | 1 | 1
10 | 24 | 15 | 1 | 1
10 | 24 | 16 | 1 | 1
10 | 24 | 17 | 1 | 1
10 | 24 | 18 | 1 | 1
10 | 24 | 19 | 1 | 1
10 | 24 | 20 | 1 | 1
10 | 24 | 21 | 1 | 1
10 | 24 | 22 | 1 | 1
10 | 24 | 23 | 1 | 1
10 | 24 | 24 | 1 | 1
10 | 25 | 1 | 1 | 1
10 | 25 | 2 | 1 | 1
10 | 25 | 3 | 1 | 1
10 | 25 | 4 | 1 | 1
10 | 25 | 5 | 1 | 1
10 | 25 | 6 | 1 | 1
10 | 25 | 7 | 1 | 1
10 | 25 | 8 | 1 | 1
10 | 25 | 9 | 1 | 1
10 | 25 | 10 | 1 | 1
10 | 25 | 11 | 1 | 1
10 | 25 | 12 | 1 | 1
10 | 25 | 13 | 1 | 1
10 | 25 | 14 | 1 | 1
10 | 25 | 15 | 1 | 1
10 | 25 | 16 | 1 | 1
10 | 25 | 17 | 1 | 1
10 | 25 | 18 | 1 | 1
10 | 25 | 19 | 1 | 1
10 | 25 | 20 | 1 | 1
10 | 25 | 21 | 1 | 1
10 | 25 | 22 | 1 | 1
10 | 25 | 23 | 1 | 1
10 | 25 | 24 | 1 | 1
10 | 26 | 1 | 1 | 1
10 | 26 | 2 | 1 | 1
10 | 26 | 3 | 1 | 1
10 | 26 | 4 | 1 | 1
10 | 26 | 5 | 1 | 1
10 | 26 | 6 | 1 | 1
10 | 26 | 7 | 1 | 1
10 | 26 | 8 | 1 | 1
10 | 26 | 9 | 1 | 1
10 | 26 | 10 | 1 | 1
10 | 26 | 11 | 1 | 1
10 | 26 | 12 | 1 | 1
10 | 26 | 13 | 1 | 1
10 | 26 | 14 | 1 | 1
10 | 26 | 15 | 1 | 1
10 | 26 | 16 | 1 | 1
10 | 26 | 17 | 1 | 1
10 | 26 | 18 | 1 | 1
10 | 26 | 19 | 1 | 1
10 | 26 | 20 | 1 | 1
10 | 26 | 21 | 1 | 1
10 | 26 | 22 | 1 | 1
10 | 26 | 23 | 1 | 1
10 | 26 | 24 | 1 | 1
10 | 27 | 1 | 1 | 1
10 | 27 | 2 | 1 | 1
10 | 27 | 3 | 1 | 1
10 | 27 | 4 | 1 | 1
10 | 27 | 5 | 1 | 1
10 | 27 | 6 | 1 | 1
10 | 27 | 7 | 1 | 1
10 | 27 | 8 | 1 | 1
10 | 27 | 9 | 1 | 1
10 | 27 | 10 | 1 | 1
10 | 27 | 11 | 1 | 1
10 | 27 | 12 | 1 | 1
10 | 27 | 13 | 1 | 1
10 | 27 | 14 | 1 | 1
10 | 27 | 15 | 1 | 1
10 | 27 | 16 | 1 | 1
10 | 27 | 17 | 1 | 1
10 | 27 | 18 | 1 | 1
10 | 27 | 19 | 1 | 1
10 | 27 | 20 | 1 | 1
10 | 27 | 21 | 1 | 1
10 | 27 | 22 | 1 | 1
10 | 27 | 23 | 1 | 1
10 | 27 | 24 | 1 | 1
10 | 28 | 1 | 0 | 1
10 | 28 | 2 | 0 | 1
10 | 28 | 3 | 0 | 1
10 | 28 | 4 | 0 | 1
10 | 28 | 5 | 0 | 1
10 | 28 | 6 | 0 | 1
10 | 28 | 7 | 0 | 1
10 | 28 | 8 | 0 | 1
10 | 28 | 9 | 0 | 1
10 | 28 | 10 | 0 | 1
10 | 28 | 11 | 0 | 1
10 | 28 | 12 | 0 | 1
10 | 28 | 13 | 0 | 1
10 | 28 | 14 | 0 | 1
10 | 28 | 15 | 0 | 1
10 | 28 | 16 | 0 | 1
10 | 28 | 17 | 0 | 1
10 | 28 | 18 | 0 | 1
10 | 28 | 19 | 0 | 1
10 | 28 | 20 | 0 | 1
10 | 28 | 21 | 0 | 1
10 | 28 | 22 | 0 | 1
10 | 28 | 23 | 0 | 1
10 | 28 | 24 | 0 | 1
10 | 29 | 1 | 0 | 1
10 | 29 | 2 | 0 | 1
10 | 29 | 3 | 0 | 1
10 | 29 | 4 | 0 | 1
10 | 29 | 5 | 0 | 1
10 | 29 | 6 | 0 | 1
10 | 29 | 7 | 0 | 1
10 | 29 | 8 | 0 | 1
10 | 29 | 9 | 0 | 1
10 | 29 | 10 | 0 | 1
10 | 29 | 11 | 0 | 1
10 | 29 | 12 | 0 | 1
10 | 29 | 13 | 0 | 1
10 | 29 | 14 | 0 | 1
10 | 29 | 15 | 0 | 1
10 | 29 | 16 | 0 | 1
10 | 29 | 17 | 0 | 1
10 | 29 | 18 | 0 | 1
10 | 29 | 19 | 0 | 1
10 | 29 | 20 | 0 | 1
10 | 29 | 21 | 0 | 1
10 | 29 | 22 | 0 | 1
10 | 29 | 23 | 0 | 1
10 | 29 | 24 | 0 | 1
10 | 30 | 1 | 1 | 1
10 | 30 | 2 | 1 | 1
10 | 30 | 3 | 1 | 1
10 | 30 | 4 | 1 | 1
10 | 30 | 5 | 1 | 1
10 | 30 | 6 | 1 | 1
10 | 30 | 7 | 1 | 1
10 | 30 | 8 | 1 | 1
10 | 30 | 9 | 1 | 1
10 | 30 | 10 | 1 | 1
10 | 30 | 11 | 1 | 1
10 | 30 | 12 | 1 | 1
10 | 30 | 13 | 1 | 1
10 | 30 | 14 | 1 | 1
10 | 30 | 15 | 1 | 1
10 | 30 | 16 | 1 | 1
10 | 30 | 17 | 1 | 1
10 | 30 | 18 | 1 | 1
10 | 30 | 19 | 1 | 1
10 | 30 | 20 | 1 | 1
10 | 30 | 21 | 1 | 1
10 | 30 | 22 | 1 | 1
10 | 30 | 23 | 1 | 1
10 | 30 | 24 | 1 | 1
10 | 31 | 1 | 1 | 1
10 | 31 | 2 | 1 | 1
10 | 31 | 3 | 1 | 1
10 | 31 | 4 | 1 | 1
10 | 31 | 5 | 1 | 1
10 | 31 | 6 | 1 | 1
10 | 31 | 7 | 1 | 1
10 | 31 | 8 | 1 | 1
10 | 31 | 9 | 1 | 1
10 | 31 | 10 | 1 | 1
10 | 31 | 11 | 1 | 1
10 | 31 | 12 | 1 | 1
10 | 31 | 13 | 1 | 1
10 | 31 | 14 | 1 | 1
10 | 31 | 15 | 1 | 1
10 | 31 | 16 | 1 | 1
10 | 31 | 17 | 1 | 1
10 | 31 | 18 | 1 | 1
10 | 31 | 19 | 1 | 1
10 | 31 | 20 | 1 | 1
10 | 31 | 21 | 1 | 1
10 | 31 | 22 | 1 | 1
10 | 31 | 23 | 1 | 1
10 | 31 | 24 | 1 | 1
11 | 1 | 1 | 1 | 1
11 | 1 | 2 | 1 | 1
11 | 1 | 3 | 1 | 1
11 | 1 | 4 | 1 | 1
11 | 1 | 5 | 1 | 1
11 | 1 | 6 | 1 | 1
11 | 1 | 7 | 1 | 1
11 | 1 | 8 | 1 | 1
11 | 1 | 9 | 1 | 1
11 | 1 | 10 | 1 | 1
11 | 1 | 11 | 1 | 1
11 | 1 | 12 | 1 | 1
11 | 1 | 13 | 1 | 1
11 | 1 | 14 | 1 | 1
11 | 1 | 15 | 1 | 1
11 | 1 | 16 | 1 | 1
11 | 1 | 17 | 1 | 1
11 | 1 | 18 | 1 | 1
11 | 1 | 19 | 1 | 1
11 | 1 | 20 | 1 | 1
11 | 1 | 21 | 1 | 1
11 | 1 | 22 | 1 | 1
11 | 1 | 23 | 1 | 1
11 | 1 | 24 | 1 | 1
11 | 2 | 1 | 1 | 1
11 | 2 | 2 | 1 | 1
11 | 2 | 3 | 1 | 1
11 | 2 | 4 | 1 | 1
11 | 2 | 5 | 1 | 1
11 | 2 | 6 | 1 | 1
11 | 2 | 7 | 1 | 1
11 | 2 | 8 | 1 | 1
11 | 2 | 9 | 1 | 1
11 | 2 | 10 | 1 | 1
11 | 2 | 11 | 1 | 1
11 | 2 | 12 | 1 | 1
11 | 2 | 13 | 1 | 1
11 | 2 | 14 | 1 | 1
11 | 2 | 15 | 1 | 1
11 | 2 | 16 | 1 | 1
11 | 2 | 17 | 1 | 1
11 | 2 | 18 | 1 | 1
11 | 2 | 19 | 1 | 1
11 | 2 | 20 | 1 | 1
11 | 2 | 21 | 1 | 1
11 | 2 | 22 | 1 | 1
11 | 2 | 23 | 1 | 1
11 | 2 | 24 | 1 | 1
11 | 3 | 1 | 1 | 1
11 | 3 | 2 | 1 | 1
11 | 3 | 3 | 1 | 1
11 | 3 | 4 | 1 | 1
11 | 3 | 5 | 1 | 1
11 | 3 | 6 | 1 | 1
11 | 3 | 7 | 1 | 1
11 | 3 | 8 | 1 | 1
11 | 3 | 9 | 1 | 1
11 | 3 | 10 | 1 | 1
11 | 3 | 11 | 1 | 1
11 | 3 | 12 | 1 | 1
11 | 3 | 13 | 1 | 1
11 | 3 | 14 | 1 | 1
11 | 3 | 15 | 1 | 1
11 | 3 | 16 | 1 | 1
11 | 3 | 17 | 1 | 1
11 | 3 | 18 | 1 | 1
11 | 3 | 19 | 1 | 1
11 | 3 | 20 | 1 | 1
11 | 3 | 21 | 1 | 1
11 | 3 | 22 | 1 | 1
11 | 3 | 23 | 1 | 1
11 | 3 | 24 | 1 | 1
11 | 4 | 1 | 0 | 1
11 | 4 | 2 | 0 | 1
11 | 4 | 3 | 0 | 1
11 | 4 | 4 | 0 | 1
11 | 4 | 5 | 0 | 1
11 | 4 | 6 | 0 | 1
11 | 4 | 7 | 0 | 1
11 | 4 | 8 | 0 | 1
11 | 4 | 9 | 0 | 1
11 | 4 | 10 | 0 | 1
11 | 4 | 11 | 0 | 1
11 | 4 | 12 | 0 | 1
11 | 4 | 13 | 0 | 1
11 | 4 | 14 | 0 | 1
11 | 4 | 15 | 0 | 1
11 | 4 | 16 | 0 | 1
11 | 4 | 17 | 0 | 1
11 | 4 | 18 | 0 | 1
11 | 4 | 19 | 0 | 1
11 | 4 | 20 | 0 | 1
11 | 4 | 21 | 0 | 1
11 | 4 | 22 | 0 | 1
11 | 4 | 23 | 0 | 1
11 | 4 | 24 | 0 | 1
11 | 5 | 1 | 0 | 1
11 | 5 | 2 | 0 | 1
11 | 5 | 3 | 0 | 1
11 | 5 | 4 | 0 | 1
11 | 5 | 5 | 0 | 1
11 | 5 | 6 | 0 | 1
11 | 5 | 7 | 0 | 1
11 | 5 | 8 | 0 | 1
11 | 5 | 9 | 0 | 1
11 | 5 | 10 | 0 | 1
11 | 5 | 11 | 0 | 1
11 | 5 | 12 | 0 | 1
11 | 5 | 13 | 0 | 1
11 | 5 | 14 | 0 | 1
11 | 5 | 15 | 0 | 1
11 | 5 | 16 | 0 | 1
11 | 5 | 17 | 0 | 1
11 | 5 | 18 | 0 | 1
11 | 5 | 19 | 0 | 1
11 | 5 | 20 | 0 | 1
11 | 5 | 21 | 0 | 1
11 | 5 | 22 | 0 | 1
11 | 5 | 23 | 0 | 1
11 | 5 | 24 | 0 | 1
11 | 6 | 1 | 1 | 1
11 | 6 | 2 | 1 | 1
11 | 6 | 3 | 1 | 1
11 | 6 | 4 | 1 | 1
11 | 6 | 5 | 1 | 1
11 | 6 | 6 | 1 | 1
11 | 6 | 7 | 1 | 1
11 | 6 | 8 | 1 | 1
11 | 6 | 9 | 1 | 1
11 | 6 | 10 | 1 | 1
11 | 6 | 11 | 1 | 1
11 | 6 | 12 | 1 | 1
11 | 6 | 13 | 1 | 1
11 | 6 | 14 | 1 | 1
11 | 6 | 15 | 1 | 1
11 | 6 | 16 | 1 | 1
11 | 6 | 17 | 1 | 1
11 | 6 | 18 | 1 | 1
11 | 6 | 19 | 1 | 1
11 | 6 | 20 | 1 | 1
11 | 6 | 21 | 1 | 1
11 | 6 | 22 | 1 | 1
11 | 6 | 23 | 1 | 1
11 | 6 | 24 | 1 | 1
11 | 7 | 1 | 1 | 1
11 | 7 | 2 | 1 | 1
11 | 7 | 3 | 1 | 1
11 | 7 | 4 | 1 | 1
11 | 7 | 5 | 1 | 1
11 | 7 | 6 | 1 | 1
11 | 7 | 7 | 1 | 1
11 | 7 | 8 | 1 | 1
11 | 7 | 9 | 1 | 1
11 | 7 | 10 | 1 | 1
11 | 7 | 11 | 1 | 1
11 | 7 | 12 | 1 | 1
11 | 7 | 13 | 1 | 1
11 | 7 | 14 | 1 | 1
11 | 7 | 15 | 1 | 1
11 | 7 | 16 | 1 | 1
11 | 7 | 17 | 1 | 1
11 | 7 | 18 | 1 | 1
11 | 7 | 19 | 1 | 1
11 | 7 | 20 | 1 | 1
11 | 7 | 21 | 1 | 1
11 | 7 | 22 | 1 | 1
11 | 7 | 23 | 1 | 1
11 | 7 | 24 | 1 | 1
11 | 8 | 1 | 1 | 1
11 | 8 | 2 | 1 | 1
11 | 8 | 3 | 1 | 1
11 | 8 | 4 | 1 | 1
11 | 8 | 5 | 1 | 1
11 | 8 | 6 | 1 | 1
11 | 8 | 7 | 1 | 1
11 | 8 | 8 | 1 | 1
11 | 8 | 9 | 1 | 1
11 | 8 | 10 | 1 | 1
11 | 8 | 11 | 1 | 1
11 | 8 | 12 | 1 | 1
11 | 8 | 13 | 1 | 1
11 | 8 | 14 | 1 | 1
11 | 8 | 15 | 1 | 1
11 | 8 | 16 | 1 | 1
11 | 8 | 17 | 1 | 1
11 | 8 | 18 | 1 | 1
11 | 8 | 19 | 1 | 1
11 | 8 | 20 | 1 | 1
11 | 8 | 21 | 1 | 1
11 | 8 | 22 | 1 | 1
11 | 8 | 23 | 1 | 1
11 | 8 | 24 | 1 | 1
11 | 9 | 1 | 1 | 1
11 | 9 | 2 | 1 | 1
11 | 9 | 3 | 1 | 1
11 | 9 | 4 | 1 | 1
11 | 9 | 5 | 1 | 1
11 | 9 | 6 | 1 | 1
11 | 9 | 7 | 1 | 1
11 | 9 | 8 | 1 | 1
11 | 9 | 9 | 1 | 1
11 | 9 | 10 | 1 | 1
11 | 9 | 11 | 1 | 1
11 | 9 | 12 | 1 | 1
11 | 9 | 13 | 1 | 1
11 | 9 | 14 | 1 | 1
11 | 9 | 15 | 1 | 1
11 | 9 | 16 | 1 | 1
11 | 9 | 17 | 1 | 1
11 | 9 | 18 | 1 | 1
11 | 9 | 19 | 1 | 1
11 | 9 | 20 | 1 | 1
11 | 9 | 21 | 1 | 1
11 | 9 | 22 | 1 | 1
11 | 9 | 23 | 1 | 1
11 | 9 | 24 | 1 | 1
11 | 10 | 1 | 1 | 1
11 | 10 | 2 | 1 | 1
11 | 10 | 3 | 1 | 1
11 | 10 | 4 | 1 | 1
11 | 10 | 5 | 1 | 1
11 | 10 | 6 | 1 | 1
11 | 10 | 7 | 1 | 1
11 | 10 | 8 | 1 | 1
11 | 10 | 9 | 1 | 1
11 | 10 | 10 | 1 | 1
11 | 10 | 11 | 1 | 1
11 | 10 | 12 | 1 | 1
11 | 10 | 13 | 1 | 1
11 | 10 | 14 | 1 | 1
11 | 10 | 15 | 1 | 1
11 | 10 | 16 | 1 | 1
11 | 10 | 17 | 1 | 1
11 | 10 | 18 | 1 | 1
11 | 10 | 19 | 1 | 1
11 | 10 | 20 | 1 | 1
11 | 10 | 21 | 1 | 1
11 | 10 | 22 | 1 | 1
11 | 10 | 23 | 1 | 1
11 | 10 | 24 | 1 | 1
11 | 11 | 1 | 0 | 1
11 | 11 | 2 | 0 | 1
11 | 11 | 3 | 0 | 1
11 | 11 | 4 | 0 | 1
11 | 11 | 5 | 0 | 1
11 | 11 | 6 | 0 | 1
11 | 11 | 7 | 0 | 1
11 | 11 | 8 | 0 | 1
11 | 11 | 9 | 0 | 1
11 | 11 | 10 | 0 | 1
11 | 11 | 11 | 0 | 1
11 | 11 | 12 | 0 | 1
11 | 11 | 13 | 0 | 1
11 | 11 | 14 | 0 | 1
11 | 11 | 15 | 0 | 1
11 | 11 | 16 | 0 | 1
11 | 11 | 17 | 0 | 1
11 | 11 | 18 | 0 | 1
11 | 11 | 19 | 0 | 1
11 | 11 | 20 | 0 | 1
11 | 11 | 21 | 0 | 1
11 | 11 | 22 | 0 | 1
11 | 11 | 23 | 0 | 1
11 | 11 | 24 | 0 | 1
11 | 12 | 1 | 0 | 1
11 | 12 | 2 | 0 | 1
11 | 12 | 3 | 0 | 1
11 | 12 | 4 | 0 | 1
11 | 12 | 5 | 0 | 1
11 | 12 | 6 | 0 | 1
11 | 12 | 7 | 0 | 1
11 | 12 | 8 | 0 | 1
11 | 12 | 9 | 0 | 1
11 | 12 | 10 | 0 | 1
11 | 12 | 11 | 0 | 1
11 | 12 | 12 | 0 | 1
11 | 12 | 13 | 0 | 1
11 | 12 | 14 | 0 | 1
11 | 12 | 15 | 0 | 1
11 | 12 | 16 | 0 | 1
11 | 12 | 17 | 0 | 1
11 | 12 | 18 | 0 | 1
11 | 12 | 19 | 0 | 1
11 | 12 | 20 | 0 | 1
11 | 12 | 21 | 0 | 1
11 | 12 | 22 | 0 | 1
11 | 12 | 23 | 0 | 1
11 | 12 | 24 | 0 | 1
11 | 13 | 1 | 1 | 1
11 | 13 | 2 | 1 | 1
11 | 13 | 3 | 1 | 1
11 | 13 | 4 | 1 | 1
11 | 13 | 5 | 1 | 1
11 | 13 | 6 | 1 | 1
11 | 13 | 7 | 1 | 1
11 | 13 | 8 | 1 | 1
11 | 13 | 9 | 1 | 1
11 | 13 | 10 | 1 | 1
11 | 13 | 11 | 1 | 1
11 | 13 | 12 | 1 | 1
11 | 13 | 13 | 1 | 1
11 | 13 | 14 | 1 | 1
11 | 13 | 15 | 1 | 1
11 | 13 | 16 | 1 | 1
11 | 13 | 17 | 1 | 1
11 | 13 | 18 | 1 | 1
11 | 13 | 19 | 1 | 1
11 | 13 | 20 | 1 | 1
11 | 13 | 21 | 1 | 1
11 | 13 | 22 | 1 | 1
11 | 13 | 23 | 1 | 1
11 | 13 | 24 | 1 | 1
11 | 14 | 1 | 1 | 1
11 | 14 | 2 | 1 | 1
11 | 14 | 3 | 1 | 1
11 | 14 | 4 | 1 | 1
11 | 14 | 5 | 1 | 1
11 | 14 | 6 | 1 | 1
11 | 14 | 7 | 1 | 1
11 | 14 | 8 | 1 | 1
11 | 14 | 9 | 1 | 1
11 | 14 | 10 | 1 | 1
11 | 14 | 11 | 1 | 1
11 | 14 | 12 | 1 | 1
11 | 14 | 13 | 1 | 1
11 | 14 | 14 | 1 | 1
11 | 14 | 15 | 1 | 1
11 | 14 | 16 | 1 | 1
11 | 14 | 17 | 1 | 1
11 | 14 | 18 | 1 | 1
11 | 14 | 19 | 1 | 1
11 | 14 | 20 | 1 | 1
11 | 14 | 21 | 1 | 1
11 | 14 | 22 | 1 | 1
11 | 14 | 23 | 1 | 1
11 | 14 | 24 | 1 | 1
11 | 15 | 1 | 1 | 1
11 | 15 | 2 | 1 | 1
11 | 15 | 3 | 1 | 1
11 | 15 | 4 | 1 | 1
11 | 15 | 5 | 1 | 1
11 | 15 | 6 | 1 | 1
11 | 15 | 7 | 1 | 1
11 | 15 | 8 | 1 | 1
11 | 15 | 9 | 1 | 1
11 | 15 | 10 | 1 | 1
11 | 15 | 11 | 1 | 1
11 | 15 | 12 | 1 | 1
11 | 15 | 13 | 1 | 1
11 | 15 | 14 | 1 | 1
11 | 15 | 15 | 1 | 1
11 | 15 | 16 | 1 | 1
11 | 15 | 17 | 1 | 1
11 | 15 | 18 | 1 | 1
11 | 15 | 19 | 1 | 1
11 | 15 | 20 | 1 | 1
11 | 15 | 21 | 1 | 1
11 | 15 | 22 | 1 | 1
11 | 15 | 23 | 1 | 1
11 | 15 | 24 | 1 | 1
11 | 16 | 1 | 1 | 1
11 | 16 | 2 | 1 | 1
11 | 16 | 3 | 1 | 1
11 | 16 | 4 | 1 | 1
11 | 16 | 5 | 1 | 1
11 | 16 | 6 | 1 | 1
11 | 16 | 7 | 1 | 1
11 | 16 | 8 | 1 | 1
11 | 16 | 9 | 1 | 1
11 | 16 | 10 | 1 | 1
11 | 16 | 11 | 1 | 1
11 | 16 | 12 | 1 | 1
11 | 16 | 13 | 1 | 1
11 | 16 | 14 | 1 | 1
11 | 16 | 15 | 1 | 1
11 | 16 | 16 | 1 | 1
11 | 16 | 17 | 1 | 1
11 | 16 | 18 | 1 | 1
11 | 16 | 19 | 1 | 1
11 | 16 | 20 | 1 | 1
11 | 16 | 21 | 1 | 1
11 | 16 | 22 | 1 | 1
11 | 16 | 23 | 1 | 1
11 | 16 | 24 | 1 | 1
11 | 17 | 1 | 1 | 1
11 | 17 | 2 | 1 | 1
11 | 17 | 3 | 1 | 1
11 | 17 | 4 | 1 | 1
11 | 17 | 5 | 1 | 1
11 | 17 | 6 | 1 | 1
11 | 17 | 7 | 1 | 1
11 | 17 | 8 | 1 | 1
11 | 17 | 9 | 1 | 1
11 | 17 | 10 | 1 | 1
11 | 17 | 11 | 1 | 1
11 | 17 | 12 | 1 | 1
11 | 17 | 13 | 1 | 1
11 | 17 | 14 | 1 | 1
11 | 17 | 15 | 1 | 1
11 | 17 | 16 | 1 | 1
11 | 17 | 17 | 1 | 1
11 | 17 | 18 | 1 | 1
11 | 17 | 19 | 1 | 1
11 | 17 | 20 | 1 | 1
11 | 17 | 21 | 1 | 1
11 | 17 | 22 | 1 | 1
11 | 17 | 23 | 1 | 1
11 | 17 | 24 | 1 | 1
11 | 18 | 1 | 0 | 1
11 | 18 | 2 | 0 | 1
11 | 18 | 3 | 0 | 1
11 | 18 | 4 | 0 | 1
11 | 18 | 5 | 0 | 1
11 | 18 | 6 | 0 | 1
11 | 18 | 7 | 0 | 1
11 | 18 | 8 | 0 | 1
11 | 18 | 9 | 0 | 1
11 | 18 | 10 | 0 | 1
11 | 18 | 11 | 0 | 1
11 | 18 | 12 | 0 | 1
11 | 18 | 13 | 0 | 1
11 | 18 | 14 | 0 | 1
11 | 18 | 15 | 0 | 1
11 | 18 | 16 | 0 | 1
11 | 18 | 17 | 0 | 1
11 | 18 | 18 | 0 | 1
11 | 18 | 19 | 0 | 1
11 | 18 | 20 | 0 | 1
11 | 18 | 21 | 0 | 1
11 | 18 | 22 | 0 | 1
11 | 18 | 23 | 0 | 1
11 | 18 | 24 | 0 | 1
11 | 19 | 1 | 0 | 1
11 | 19 | 2 | 0 | 1
11 | 19 | 3 | 0 | 1
11 | 19 | 4 | 0 | 1
11 | 19 | 5 | 0 | 1
11 | 19 | 6 | 0 | 1
11 | 19 | 7 | 0 | 1
11 | 19 | 8 | 0 | 1
11 | 19 | 9 | 0 | 1
11 | 19 | 10 | 0 | 1
11 | 19 | 11 | 0 | 1
11 | 19 | 12 | 0 | 1
11 | 19 | 13 | 0 | 1
11 | 19 | 14 | 0 | 1
11 | 19 | 15 | 0 | 1
11 | 19 | 16 | 0 | 1
11 | 19 | 17 | 0 | 1
11 | 19 | 18 | 0 | 1
11 | 19 | 19 | 0 | 1
11 | 19 | 20 | 0 | 1
11 | 19 | 21 | 0 | 1
11 | 19 | 22 | 0 | 1
11 | 19 | 23 | 0 | 1
11 | 19 | 24 | 0 | 1
11 | 20 | 1 | 1 | 1
11 | 20 | 2 | 1 | 1
11 | 20 | 3 | 1 | 1
11 | 20 | 4 | 1 | 1
11 | 20 | 5 | 1 | 1
11 | 20 | 6 | 1 | 1
11 | 20 | 7 | 1 | 1
11 | 20 | 8 | 1 | 1
11 | 20 | 9 | 1 | 1
11 | 20 | 10 | 1 | 1
11 | 20 | 11 | 1 | 1
11 | 20 | 12 | 1 | 1
11 | 20 | 13 | 1 | 1
11 | 20 | 14 | 1 | 1
11 | 20 | 15 | 1 | 1
11 | 20 | 16 | 1 | 1
11 | 20 | 17 | 1 | 1
11 | 20 | 18 | 1 | 1
11 | 20 | 19 | 1 | 1
11 | 20 | 20 | 1 | 1
11 | 20 | 21 | 1 | 1
11 | 20 | 22 | 1 | 1
11 | 20 | 23 | 1 | 1
11 | 20 | 24 | 1 | 1
11 | 21 | 1 | 1 | 1
11 | 21 | 2 | 1 | 1
11 | 21 | 3 | 1 | 1
11 | 21 | 4 | 1 | 1
11 | 21 | 5 | 1 | 1
11 | 21 | 6 | 1 | 1
11 | 21 | 7 | 1 | 1
11 | 21 | 8 | 1 | 1
11 | 21 | 9 | 1 | 1
11 | 21 | 10 | 1 | 1
11 | 21 | 11 | 1 | 1
11 | 21 | 12 | 1 | 1
11 | 21 | 13 | 1 | 1
11 | 21 | 14 | 1 | 1
11 | 21 | 15 | 1 | 1
11 | 21 | 16 | 1 | 1
11 | 21 | 17 | 1 | 1
11 | 21 | 18 | 1 | 1
11 | 21 | 19 | 1 | 1
11 | 21 | 20 | 1 | 1
11 | 21 | 21 | 1 | 1
11 | 21 | 22 | 1 | 1
11 | 21 | 23 | 1 | 1
11 | 21 | 24 | 1 | 1
11 | 22 | 1 | 1 | 1
11 | 22 | 2 | 1 | 1
11 | 22 | 3 | 1 | 1
11 | 22 | 4 | 1 | 1
11 | 22 | 5 | 1 | 1
11 | 22 | 6 | 1 | 1
11 | 22 | 7 | 1 | 1
11 | 22 | 8 | 1 | 1
11 | 22 | 9 | 1 | 1
11 | 22 | 10 | 1 | 1
11 | 22 | 11 | 1 | 1
11 | 22 | 12 | 1 | 1
11 | 22 | 13 | 1 | 1
11 | 22 | 14 | 1 | 1
11 | 22 | 15 | 1 | 1
11 | 22 | 16 | 1 | 1
11 | 22 | 17 | 1 | 1
11 | 22 | 18 | 1 | 1
11 | 22 | 19 | 1 | 1
11 | 22 | 20 | 1 | 1
11 | 22 | 21 | 1 | 1
11 | 22 | 22 | 1 | 1
11 | 22 | 23 | 1 | 1
11 | 22 | 24 | 1 | 1
11 | 23 | 1 | 1 | 1
11 | 23 | 2 | 1 | 1
11 | 23 | 3 | 1 | 1
11 | 23 | 4 | 1 | 1
11 | 23 | 5 | 1 | 1
11 | 23 | 6 | 1 | 1
11 | 23 | 7 | 1 | 1
11 | 23 | 8 | 1 | 1
11 | 23 | 9 | 1 | 1
11 | 23 | 10 | 1 | 1
11 | 23 | 11 | 1 | 1
11 | 23 | 12 | 1 | 1
11 | 23 | 13 | 1 | 1
11 | 23 | 14 | 1 | 1
11 | 23 | 15 | 1 | 1
11 | 23 | 16 | 1 | 1
11 | 23 | 17 | 1 | 1
11 | 23 | 18 | 1 | 1
11 | 23 | 19 | 1 | 1
11 | 23 | 20 | 1 | 1
11 | 23 | 21 | 1 | 1
11 | 23 | 22 | 1 | 1
11 | 23 | 23 | 1 | 1
11 | 23 | 24 | 1 | 1
11 | 24 | 1 | 1 | 1
11 | 24 | 2 | 1 | 1
11 | 24 | 3 | 1 | 1
11 | 24 | 4 | 1 | 1
11 | 24 | 5 | 1 | 1
11 | 24 | 6 | 1 | 1
11 | 24 | 7 | 1 | 1
11 | 24 | 8 | 1 | 1
11 | 24 | 9 | 1 | 1
11 | 24 | 10 | 1 | 1
11 | 24 | 11 | 1 | 1
11 | 24 | 12 | 1 | 1
11 | 24 | 13 | 1 | 1
11 | 24 | 14 | 1 | 1
11 | 24 | 15 | 1 | 1
11 | 24 | 16 | 1 | 1
11 | 24 | 17 | 1 | 1
11 | 24 | 18 | 1 | 1
11 | 24 | 19 | 1 | 1
11 | 24 | 20 | 1 | 1
11 | 24 | 21 | 1 | 1
11 | 24 | 22 | 1 | 1
11 | 24 | 23 | 1 | 1
11 | 24 | 24 | 1 | 1
11 | 25 | 1 | 0 | 1
11 | 25 | 2 | 0 | 1
11 | 25 | 3 | 0 | 1
11 | 25 | 4 | 0 | 1
11 | 25 | 5 | 0 | 1
11 | 25 | 6 | 0 | 1
11 | 25 | 7 | 0 | 1
11 | 25 | 8 | 0 | 1
11 | 25 | 9 | 0 | 1
11 | 25 | 10 | 0 | 1
11 | 25 | 11 | 0 | 1
11 | 25 | 12 | 0 | 1
11 | 25 | 13 | 0 | 1
11 | 25 | 14 | 0 | 1
11 | 25 | 15 | 0 | 1
11 | 25 | 16 | 0 | 1
11 | 25 | 17 | 0 | 1
11 | 25 | 18 | 0 | 1
11 | 25 | 19 | 0 | 1
11 | 25 | 20 | 0 | 1
11 | 25 | 21 | 0 | 1
11 | 25 | 22 | 0 | 1
11 | 25 | 23 | 0 | 1
11 | 25 | 24 | 0 | 1
11 | 26 | 1 | 0 | 1
11 | 26 | 2 | 0 | 1
11 | 26 | 3 | 0 | 1
11 | 26 | 4 | 0 | 1
11 | 26 | 5 | 0 | 1
11 | 26 | 6 | 0 | 1
11 | 26 | 7 | 0 | 1
11 | 26 | 8 | 0 | 1
11 | 26 | 9 | 0 | 1
11 | 26 | 10 | 0 | 1
11 | 26 | 11 | 0 | 1
11 | 26 | 12 | 0 | 1
11 | 26 | 13 | 0 | 1
11 | 26 | 14 | 0 | 1
11 | 26 | 15 | 0 | 1
11 | 26 | 16 | 0 | 1
11 | 26 | 17 | 0 | 1
11 | 26 | 18 | 0 | 1
11 | 26 | 19 | 0 | 1
11 | 26 | 20 | 0 | 1
11 | 26 | 21 | 0 | 1
11 | 26 | 22 | 0 | 1
11 | 26 | 23 | 0 | 1
11 | 26 | 24 | 0 | 1
11 | 27 | 1 | 1 | 1
11 | 27 | 2 | 1 | 1
11 | 27 | 3 | 1 | 1
11 | 27 | 4 | 1 | 1
11 | 27 | 5 | 1 | 1
11 | 27 | 6 | 1 | 1
11 | 27 | 7 | 1 | 1
11 | 27 | 8 | 1 | 1
11 | 27 | 9 | 1 | 1
11 | 27 | 10 | 1 | 1
11 | 27 | 11 | 1 | 1
11 | 27 | 12 | 1 | 1
11 | 27 | 13 | 1 | 1
11 | 27 | 14 | 1 | 1
11 | 27 | 15 | 1 | 1
11 | 27 | 16 | 1 | 1
11 | 27 | 17 | 1 | 1
11 | 27 | 18 | 1 | 1
11 | 27 | 19 | 1 | 1
11 | 27 | 20 | 1 | 1
11 | 27 | 21 | 1 | 1
11 | 27 | 22 | 1 | 1
11 | 27 | 23 | 1 | 1
11 | 27 | 24 | 1 | 1
11 | 28 | 1 | 1 | 1
11 | 28 | 2 | 1 | 1
11 | 28 | 3 | 1 | 1
11 | 28 | 4 | 1 | 1
11 | 28 | 5 | 1 | 1
11 | 28 | 6 | 1 | 1
11 | 28 | 7 | 1 | 1
11 | 28 | 8 | 1 | 1
11 | 28 | 9 | 1 | 1
11 | 28 | 10 | 1 | 1
11 | 28 | 11 | 1 | 1
11 | 28 | 12 | 1 | 1
11 | 28 | 13 | 1 | 1
11 | 28 | 14 | 1 | 1
11 | 28 | 15 | 1 | 1
11 | 28 | 16 | 1 | 1
11 | 28 | 17 | 1 | 1
11 | 28 | 18 | 1 | 1
11 | 28 | 19 | 1 | 1
11 | 28 | 20 | 1 | 1
11 | 28 | 21 | 1 | 1
11 | 28 | 22 | 1 | 1
11 | 28 | 23 | 1 | 1
11 | 28 | 24 | 1 | 1
11 | 29 | 1 | 1 | 1
11 | 29 | 2 | 1 | 1
11 | 29 | 3 | 1 | 1
11 | 29 | 4 | 1 | 1
11 | 29 | 5 | 1 | 1
11 | 29 | 6 | 1 | 1
11 | 29 | 7 | 1 | 1
11 | 29 | 8 | 1 | 1
11 | 29 | 9 | 1 | 1
11 | 29 | 10 | 1 | 1
11 | 29 | 11 | 1 | 1
11 | 29 | 12 | 1 | 1
11 | 29 | 13 | 1 | 1
11 | 29 | 14 | 1 | 1
11 | 29 | 15 | 1 | 1
11 | 29 | 16 | 1 | 1
11 | 29 | 17 | 1 | 1
11 | 29 | 18 | 1 | 1
11 | 29 | 19 | 1 | 1
11 | 29 | 20 | 1 | 1
11 | 29 | 21 | 1 | 1
11 | 29 | 22 | 1 | 1
11 | 29 | 23 | 1 | 1
11 | 29 | 24 | 1 | 1
11 | 30 | 1 | 1 | 1
11 | 30 | 2 | 1 | 1
11 | 30 | 3 | 1 | 1
11 | 30 | 4 | 1 | 1
11 | 30 | 5 | 1 | 1
11 | 30 | 6 | 1 | 1
11 | 30 | 7 | 1 | 1
11 | 30 | 8 | 1 | 1
11 | 30 | 9 | 1 | 1
11 | 30 | 10 | 1 | 1
11 | 30 | 11 | 1 | 1
11 | 30 | 12 | 1 | 1
11 | 30 | 13 | 1 | 1
11 | 30 | 14 | 1 | 1
11 | 30 | 15 | 1 | 1
11 | 30 | 16 | 1 | 1
11 | 30 | 17 | 1 | 1
11 | 30 | 18 | 1 | 1
11 | 30 | 19 | 1 | 1
11 | 30 | 20 | 1 | 1
11 | 30 | 21 | 1 | 1
11 | 30 | 22 | 1 | 1
11 | 30 | 23 | 1 | 1
11 | 30 | 24 | 1 | 1
12 | 1 | 1 | 1 | 1
12 | 1 | 2 | 1 | 1
12 | 1 | 3 | 1 | 1
12 | 1 | 4 | 1 | 1
12 | 1 | 5 | 1 | 1
12 | 1 | 6 | 1 | 1
12 | 1 | 7 | 1 | 1
12 | 1 | 8 | 1 | 1
12 | 1 | 9 | 1 | 1
12 | 1 | 10 | 1 | 1
12 | 1 | 11 | 1 | 1
12 | 1 | 12 | 1 | 1
12 | 1 | 13 | 1 | 1
12 | 1 | 14 | 1 | 1
12 | 1 | 15 | 1 | 1
12 | 1 | 16 | 1 | 1
12 | 1 | 17 | 1 | 1
12 | 1 | 18 | 1 | 1
12 | 1 | 19 | 1 | 1
12 | 1 | 20 | 1 | 1
12 | 1 | 21 | 1 | 1
12 | 1 | 22 | 1 | 1
12 | 1 | 23 | 1 | 1
12 | 1 | 24 | 1 | 1
12 | 2 | 1 | 0 | 1
12 | 2 | 2 | 0 | 1
12 | 2 | 3 | 0 | 1
12 | 2 | 4 | 0 | 1
12 | 2 | 5 | 0 | 1
12 | 2 | 6 | 0 | 1
12 | 2 | 7 | 0 | 1
12 | 2 | 8 | 0 | 1
12 | 2 | 9 | 0 | 1
12 | 2 | 10 | 0 | 1
12 | 2 | 11 | 0 | 1
12 | 2 | 12 | 0 | 1
12 | 2 | 13 | 0 | 1
12 | 2 | 14 | 0 | 1
12 | 2 | 15 | 0 | 1
12 | 2 | 16 | 0 | 1
12 | 2 | 17 | 0 | 1
12 | 2 | 18 | 0 | 1
12 | 2 | 19 | 0 | 1
12 | 2 | 20 | 0 | 1
12 | 2 | 21 | 0 | 1
12 | 2 | 22 | 0 | 1
12 | 2 | 23 | 0 | 1
12 | 2 | 24 | 0 | 1
12 | 3 | 1 | 0 | 1
12 | 3 | 2 | 0 | 1
12 | 3 | 3 | 0 | 1
12 | 3 | 4 | 0 | 1
12 | 3 | 5 | 0 | 1
12 | 3 | 6 | 0 | 1
12 | 3 | 7 | 0 | 1
12 | 3 | 8 | 0 | 1
12 | 3 | 9 | 0 | 1
12 | 3 | 10 | 0 | 1
12 | 3 | 11 | 0 | 1
12 | 3 | 12 | 0 | 1
12 | 3 | 13 | 0 | 1
12 | 3 | 14 | 0 | 1
12 | 3 | 15 | 0 | 1
12 | 3 | 16 | 0 | 1
12 | 3 | 17 | 0 | 1
12 | 3 | 18 | 0 | 1
12 | 3 | 19 | 0 | 1
12 | 3 | 20 | 0 | 1
12 | 3 | 21 | 0 | 1
12 | 3 | 22 | 0 | 1
12 | 3 | 23 | 0 | 1
12 | 3 | 24 | 0 | 1
12 | 4 | 1 | 1 | 1
12 | 4 | 2 | 1 | 1
12 | 4 | 3 | 1 | 1
12 | 4 | 4 | 1 | 1
12 | 4 | 5 | 1 | 1
12 | 4 | 6 | 1 | 1
12 | 4 | 7 | 1 | 1
12 | 4 | 8 | 1 | 1
12 | 4 | 9 | 1 | 1
12 | 4 | 10 | 1 | 1
12 | 4 | 11 | 1 | 1
12 | 4 | 12 | 1 | 1
12 | 4 | 13 | 1 | 1
12 | 4 | 14 | 1 | 1
12 | 4 | 15 | 1 | 1
12 | 4 | 16 | 1 | 1
12 | 4 | 17 | 1 | 1
12 | 4 | 18 | 1 | 1
12 | 4 | 19 | 1 | 1
12 | 4 | 20 | 1 | 1
12 | 4 | 21 | 1 | 1
12 | 4 | 22 | 1 | 1
12 | 4 | 23 | 1 | 1
12 | 4 | 24 | 1 | 1
12 | 5 | 1 | 1 | 1
12 | 5 | 2 | 1 | 1
12 | 5 | 3 | 1 | 1
12 | 5 | 4 | 1 | 1
12 | 5 | 5 | 1 | 1
12 | 5 | 6 | 1 | 1
12 | 5 | 7 | 1 | 1
12 | 5 | 8 | 1 | 1
12 | 5 | 9 | 1 | 1
12 | 5 | 10 | 1 | 1
12 | 5 | 11 | 1 | 1
12 | 5 | 12 | 1 | 1
12 | 5 | 13 | 1 | 1
12 | 5 | 14 | 1 | 1
12 | 5 | 15 | 1 | 1
12 | 5 | 16 | 1 | 1
12 | 5 | 17 | 1 | 1
12 | 5 | 18 | 1 | 1
12 | 5 | 19 | 1 | 1
12 | 5 | 20 | 1 | 1
12 | 5 | 21 | 1 | 1
12 | 5 | 22 | 1 | 1
12 | 5 | 23 | 1 | 1
12 | 5 | 24 | 1 | 1
12 | 6 | 1 | 1 | 1
12 | 6 | 2 | 1 | 1
12 | 6 | 3 | 1 | 1
12 | 6 | 4 | 1 | 1
12 | 6 | 5 | 1 | 1
12 | 6 | 6 | 1 | 1
12 | 6 | 7 | 1 | 1
12 | 6 | 8 | 1 | 1
12 | 6 | 9 | 1 | 1
12 | 6 | 10 | 1 | 1
12 | 6 | 11 | 1 | 1
12 | 6 | 12 | 1 | 1
12 | 6 | 13 | 1 | 1
12 | 6 | 14 | 1 | 1
12 | 6 | 15 | 1 | 1
12 | 6 | 16 | 1 | 1
12 | 6 | 17 | 1 | 1
12 | 6 | 18 | 1 | 1
12 | 6 | 19 | 1 | 1
12 | 6 | 20 | 1 | 1
12 | 6 | 21 | 1 | 1
12 | 6 | 22 | 1 | 1
12 | 6 | 23 | 1 | 1
12 | 6 | 24 | 1 | 1
12 | 7 | 1 | 1 | 1
12 | 7 | 2 | 1 | 1
12 | 7 | 3 | 1 | 1
12 | 7 | 4 | 1 | 1
12 | 7 | 5 | 1 | 1
12 | 7 | 6 | 1 | 1
12 | 7 | 7 | 1 | 1
12 | 7 | 8 | 1 | 1
12 | 7 | 9 | 1 | 1
12 | 7 | 10 | 1 | 1
12 | 7 | 11 | 1 | 1
12 | 7 | 12 | 1 | 1
12 | 7 | 13 | 1 | 1
12 | 7 | 14 | 1 | 1
12 | 7 | 15 | 1 | 1
12 | 7 | 16 | 1 | 1
12 | 7 | 17 | 1 | 1
12 | 7 | 18 | 1 | 1
12 | 7 | 19 | 1 | 1
12 | 7 | 20 | 1 | 1
12 | 7 | 21 | 1 | 1
12 | 7 | 22 | 1 | 1
12 | 7 | 23 | 1 | 1
12 | 7 | 24 | 1 | 1
12 | 8 | 1 | 1 | 1
12 | 8 | 2 | 1 | 1
12 | 8 | 3 | 1 | 1
12 | 8 | 4 | 1 | 1
12 | 8 | 5 | 1 | 1
12 | 8 | 6 | 1 | 1
12 | 8 | 7 | 1 | 1
12 | 8 | 8 | 1 | 1
12 | 8 | 9 | 1 | 1
12 | 8 | 10 | 1 | 1
12 | 8 | 11 | 1 | 1
12 | 8 | 12 | 1 | 1
12 | 8 | 13 | 1 | 1
12 | 8 | 14 | 1 | 1
12 | 8 | 15 | 1 | 1
12 | 8 | 16 | 1 | 1
12 | 8 | 17 | 1 | 1
12 | 8 | 18 | 1 | 1
12 | 8 | 19 | 1 | 1
12 | 8 | 20 | 1 | 1
12 | 8 | 21 | 1 | 1
12 | 8 | 22 | 1 | 1
12 | 8 | 23 | 1 | 1
12 | 8 | 24 | 1 | 1
12 | 9 | 1 | 0 | 1
12 | 9 | 2 | 0 | 1
12 | 9 | 3 | 0 | 1
12 | 9 | 4 | 0 | 1
12 | 9 | 5 | 0 | 1
12 | 9 | 6 | 0 | 1
12 | 9 | 7 | 0 | 1
12 | 9 | 8 | 0 | 1
12 | 9 | 9 | 0 | 1
12 | 9 | 10 | 0 | 1
12 | 9 | 11 | 0 | 1
12 | 9 | 12 | 0 | 1
12 | 9 | 13 | 0 | 1
12 | 9 | 14 | 0 | 1
12 | 9 | 15 | 0 | 1
12 | 9 | 16 | 0 | 1
12 | 9 | 17 | 0 | 1
12 | 9 | 18 | 0 | 1
12 | 9 | 19 | 0 | 1
12 | 9 | 20 | 0 | 1
12 | 9 | 21 | 0 | 1
12 | 9 | 22 | 0 | 1
12 | 9 | 23 | 0 | 1
12 | 9 | 24 | 0 | 1
12 | 10 | 1 | 0 | 1
12 | 10 | 2 | 0 | 1
12 | 10 | 3 | 0 | 1
12 | 10 | 4 | 0 | 1
12 | 10 | 5 | 0 | 1
12 | 10 | 6 | 0 | 1
12 | 10 | 7 | 0 | 1
12 | 10 | 8 | 0 | 1
12 | 10 | 9 | 0 | 1
12 | 10 | 10 | 0 | 1
12 | 10 | 11 | 0 | 1
12 | 10 | 12 | 0 | 1
12 | 10 | 13 | 0 | 1
12 | 10 | 14 | 0 | 1
12 | 10 | 15 | 0 | 1
12 | 10 | 16 | 0 | 1
12 | 10 | 17 | 0 | 1
12 | 10 | 18 | 0 | 1
12 | 10 | 19 | 0 | 1
12 | 10 | 20 | 0 | 1
12 | 10 | 21 | 0 | 1
12 | 10 | 22 | 0 | 1
12 | 10 | 23 | 0 | 1
12 | 10 | 24 | 0 | 1
12 | 11 | 1 | 1 | 1
12 | 11 | 2 | 1 | 1
12 | 11 | 3 | 1 | 1
12 | 11 | 4 | 1 | 1
12 | 11 | 5 | 1 | 1
12 | 11 | 6 | 1 | 1
12 | 11 | 7 | 1 | 1
12 | 11 | 8 | 1 | 1
12 | 11 | 9 | 1 | 1
12 | 11 | 10 | 1 | 1
12 | 11 | 11 | 1 | 1
12 | 11 | 12 | 1 | 1
12 | 11 | 13 | 1 | 1
12 | 11 | 14 | 1 | 1
12 | 11 | 15 | 1 | 1
12 | 11 | 16 | 1 | 1
12 | 11 | 17 | 1 | 1
12 | 11 | 18 | 1 | 1
12 | 11 | 19 | 1 | 1
12 | 11 | 20 | 1 | 1
12 | 11 | 21 | 1 | 1
12 | 11 | 22 | 1 | 1
12 | 11 | 23 | 1 | 1
12 | 11 | 24 | 1 | 1
12 | 12 | 1 | 1 | 1
12 | 12 | 2 | 1 | 1
12 | 12 | 3 | 1 | 1
12 | 12 | 4 | 1 | 1
12 | 12 | 5 | 1 | 1
12 | 12 | 6 | 1 | 1
12 | 12 | 7 | 1 | 1
12 | 12 | 8 | 1 | 1
12 | 12 | 9 | 1 | 1
12 | 12 | 10 | 1 | 1
12 | 12 | 11 | 1 | 1
12 | 12 | 12 | 1 | 1
12 | 12 | 13 | 1 | 1
12 | 12 | 14 | 1 | 1
12 | 12 | 15 | 1 | 1
12 | 12 | 16 | 1 | 1
12 | 12 | 17 | 1 | 1
12 | 12 | 18 | 1 | 1
12 | 12 | 19 | 1 | 1
12 | 12 | 20 | 1 | 1
12 | 12 | 21 | 1 | 1
12 | 12 | 22 | 1 | 1
12 | 12 | 23 | 1 | 1
12 | 12 | 24 | 1 | 1
12 | 13 | 1 | 1 | 1
12 | 13 | 2 | 1 | 1
12 | 13 | 3 | 1 | 1
12 | 13 | 4 | 1 | 1
12 | 13 | 5 | 1 | 1
12 | 13 | 6 | 1 | 1
12 | 13 | 7 | 1 | 1
12 | 13 | 8 | 1 | 1
12 | 13 | 9 | 1 | 1
12 | 13 | 10 | 1 | 1
12 | 13 | 11 | 1 | 1
12 | 13 | 12 | 1 | 1
12 | 13 | 13 | 1 | 1
12 | 13 | 14 | 1 | 1
12 | 13 | 15 | 1 | 1
12 | 13 | 16 | 1 | 1
12 | 13 | 17 | 1 | 1
12 | 13 | 18 | 1 | 1
12 | 13 | 19 | 1 | 1
12 | 13 | 20 | 1 | 1
12 | 13 | 21 | 1 | 1
12 | 13 | 22 | 1 | 1
12 | 13 | 23 | 1 | 1
12 | 13 | 24 | 1 | 1
12 | 14 | 1 | 1 | 1
12 | 14 | 2 | 1 | 1
12 | 14 | 3 | 1 | 1
12 | 14 | 4 | 1 | 1
12 | 14 | 5 | 1 | 1
12 | 14 | 6 | 1 | 1
12 | 14 | 7 | 1 | 1
12 | 14 | 8 | 1 | 1
12 | 14 | 9 | 1 | 1
12 | 14 | 10 | 1 | 1
12 | 14 | 11 | 1 | 1
12 | 14 | 12 | 1 | 1
12 | 14 | 13 | 1 | 1
12 | 14 | 14 | 1 | 1
12 | 14 | 15 | 1 | 1
12 | 14 | 16 | 1 | 1
12 | 14 | 17 | 1 | 1
12 | 14 | 18 | 1 | 1
12 | 14 | 19 | 1 | 1
12 | 14 | 20 | 1 | 1
12 | 14 | 21 | 1 | 1
12 | 14 | 22 | 1 | 1
12 | 14 | 23 | 1 | 1
12 | 14 | 24 | 1 | 1
12 | 15 | 1 | 1 | 1
12 | 15 | 2 | 1 | 1
12 | 15 | 3 | 1 | 1
12 | 15 | 4 | 1 | 1
12 | 15 | 5 | 1 | 1
12 | 15 | 6 | 1 | 1
12 | 15 | 7 | 1 | 1
12 | 15 | 8 | 1 | 1
12 | 15 | 9 | 1 | 1
12 | 15 | 10 | 1 | 1
12 | 15 | 11 | 1 | 1
12 | 15 | 12 | 1 | 1
12 | 15 | 13 | 1 | 1
12 | 15 | 14 | 1 | 1
12 | 15 | 15 | 1 | 1
12 | 15 | 16 | 1 | 1
12 | 15 | 17 | 1 | 1
12 | 15 | 18 | 1 | 1
12 | 15 | 19 | 1 | 1
12 | 15 | 20 | 1 | 1
12 | 15 | 21 | 1 | 1
12 | 15 | 22 | 1 | 1
12 | 15 | 23 | 1 | 1
12 | 15 | 24 | 1 | 1
12 | 16 | 1 | 0 | 1
12 | 16 | 2 | 0 | 1
12 | 16 | 3 | 0 | 1
12 | 16 | 4 | 0 | 1
12 | 16 | 5 | 0 | 1
12 | 16 | 6 | 0 | 1
12 | 16 | 7 | 0 | 1
12 | 16 | 8 | 0 | 1
12 | 16 | 9 | 0 | 1
12 | 16 | 10 | 0 | 1
12 | 16 | 11 | 0 | 1
12 | 16 | 12 | 0 | 1
12 | 16 | 13 | 0 | 1
12 | 16 | 14 | 0 | 1
12 | 16 | 15 | 0 | 1
12 | 16 | 16 | 0 | 1
12 | 16 | 17 | 0 | 1
12 | 16 | 18 | 0 | 1
12 | 16 | 19 | 0 | 1
12 | 16 | 20 | 0 | 1
12 | 16 | 21 | 0 | 1
12 | 16 | 22 | 0 | 1
12 | 16 | 23 | 0 | 1
12 | 16 | 24 | 0 | 1
12 | 17 | 1 | 0 | 1
12 | 17 | 2 | 0 | 1
12 | 17 | 3 | 0 | 1
12 | 17 | 4 | 0 | 1
12 | 17 | 5 | 0 | 1
12 | 17 | 6 | 0 | 1
12 | 17 | 7 | 0 | 1
12 | 17 | 8 | 0 | 1
12 | 17 | 9 | 0 | 1
12 | 17 | 10 | 0 | 1
12 | 17 | 11 | 0 | 1
12 | 17 | 12 | 0 | 1
12 | 17 | 13 | 0 | 1
12 | 17 | 14 | 0 | 1
12 | 17 | 15 | 0 | 1
12 | 17 | 16 | 0 | 1
12 | 17 | 17 | 0 | 1
12 | 17 | 18 | 0 | 1
12 | 17 | 19 | 0 | 1
12 | 17 | 20 | 0 | 1
12 | 17 | 21 | 0 | 1
12 | 17 | 22 | 0 | 1
12 | 17 | 23 | 0 | 1
12 | 17 | 24 | 0 | 1
12 | 18 | 1 | 1 | 1
12 | 18 | 2 | 1 | 1
12 | 18 | 3 | 1 | 1
12 | 18 | 4 | 1 | 1
12 | 18 | 5 | 1 | 1
12 | 18 | 6 | 1 | 1
12 | 18 | 7 | 1 | 1
12 | 18 | 8 | 1 | 1
12 | 18 | 9 | 1 | 1
12 | 18 | 10 | 1 | 1
12 | 18 | 11 | 1 | 1
12 | 18 | 12 | 1 | 1
12 | 18 | 13 | 1 | 1
12 | 18 | 14 | 1 | 1
12 | 18 | 15 | 1 | 1
12 | 18 | 16 | 1 | 1
12 | 18 | 17 | 1 | 1
12 | 18 | 18 | 1 | 1
12 | 18 | 19 | 1 | 1
12 | 18 | 20 | 1 | 1
12 | 18 | 21 | 1 | 1
12 | 18 | 22 | 1 | 1
12 | 18 | 23 | 1 | 1
12 | 18 | 24 | 1 | 1
12 | 19 | 1 | 1 | 1
12 | 19 | 2 | 1 | 1
12 | 19 | 3 | 1 | 1
12 | 19 | 4 | 1 | 1
12 | 19 | 5 | 1 | 1
12 | 19 | 6 | 1 | 1
12 | 19 | 7 | 1 | 1
12 | 19 | 8 | 1 | 1
12 | 19 | 9 | 1 | 1
12 | 19 | 10 | 1 | 1
12 | 19 | 11 | 1 | 1
12 | 19 | 12 | 1 | 1
12 | 19 | 13 | 1 | 1
12 | 19 | 14 | 1 | 1
12 | 19 | 15 | 1 | 1
12 | 19 | 16 | 1 | 1
12 | 19 | 17 | 1 | 1
12 | 19 | 18 | 1 | 1
12 | 19 | 19 | 1 | 1
12 | 19 | 20 | 1 | 1
12 | 19 | 21 | 1 | 1
12 | 19 | 22 | 1 | 1
12 | 19 | 23 | 1 | 1
12 | 19 | 24 | 1 | 1
12 | 20 | 1 | 1 | 1
12 | 20 | 2 | 1 | 1
12 | 20 | 3 | 1 | 1
12 | 20 | 4 | 1 | 1
12 | 20 | 5 | 1 | 1
12 | 20 | 6 | 1 | 1
12 | 20 | 7 | 1 | 1
12 | 20 | 8 | 1 | 1
12 | 20 | 9 | 1 | 1
12 | 20 | 10 | 1 | 1
12 | 20 | 11 | 1 | 1
12 | 20 | 12 | 1 | 1
12 | 20 | 13 | 1 | 1
12 | 20 | 14 | 1 | 1
12 | 20 | 15 | 1 | 1
12 | 20 | 16 | 1 | 1
12 | 20 | 17 | 1 | 1
12 | 20 | 18 | 1 | 1
12 | 20 | 19 | 1 | 1
12 | 20 | 20 | 1 | 1
12 | 20 | 21 | 1 | 1
12 | 20 | 22 | 1 | 1
12 | 20 | 23 | 1 | 1
12 | 20 | 24 | 1 | 1
12 | 21 | 1 | 1 | 1
12 | 21 | 2 | 1 | 1
12 | 21 | 3 | 1 | 1
12 | 21 | 4 | 1 | 1
12 | 21 | 5 | 1 | 1
12 | 21 | 6 | 1 | 1
12 | 21 | 7 | 1 | 1
12 | 21 | 8 | 1 | 1
12 | 21 | 9 | 1 | 1
12 | 21 | 10 | 1 | 1
12 | 21 | 11 | 1 | 1
12 | 21 | 12 | 1 | 1
12 | 21 | 13 | 1 | 1
12 | 21 | 14 | 1 | 1
12 | 21 | 15 | 1 | 1
12 | 21 | 16 | 1 | 1
12 | 21 | 17 | 1 | 1
12 | 21 | 18 | 1 | 1
12 | 21 | 19 | 1 | 1
12 | 21 | 20 | 1 | 1
12 | 21 | 21 | 1 | 1
12 | 21 | 22 | 1 | 1
12 | 21 | 23 | 1 | 1
12 | 21 | 24 | 1 | 1
12 | 22 | 1 | 1 | 1
12 | 22 | 2 | 1 | 1
12 | 22 | 3 | 1 | 1
12 | 22 | 4 | 1 | 1
12 | 22 | 5 | 1 | 1
12 | 22 | 6 | 1 | 1
12 | 22 | 7 | 1 | 1
12 | 22 | 8 | 1 | 1
12 | 22 | 9 | 1 | 1
12 | 22 | 10 | 1 | 1
12 | 22 | 11 | 1 | 1
12 | 22 | 12 | 1 | 1
12 | 22 | 13 | 1 | 1
12 | 22 | 14 | 1 | 1
12 | 22 | 15 | 1 | 1
12 | 22 | 16 | 1 | 1
12 | 22 | 17 | 1 | 1
12 | 22 | 18 | 1 | 1
12 | 22 | 19 | 1 | 1
12 | 22 | 20 | 1 | 1
12 | 22 | 21 | 1 | 1
12 | 22 | 22 | 1 | 1
12 | 22 | 23 | 1 | 1
12 | 22 | 24 | 1 | 1
12 | 23 | 1 | 0 | 1
12 | 23 | 2 | 0 | 1
12 | 23 | 3 | 0 | 1
12 | 23 | 4 | 0 | 1
12 | 23 | 5 | 0 | 1
12 | 23 | 6 | 0 | 1
12 | 23 | 7 | 0 | 1
12 | 23 | 8 | 0 | 1
12 | 23 | 9 | 0 | 1
12 | 23 | 10 | 0 | 1
12 | 23 | 11 | 0 | 1
12 | 23 | 12 | 0 | 1
12 | 23 | 13 | 0 | 1
12 | 23 | 14 | 0 | 1
12 | 23 | 15 | 0 | 1
12 | 23 | 16 | 0 | 1
12 | 23 | 17 | 0 | 1
12 | 23 | 18 | 0 | 1
12 | 23 | 19 | 0 | 1
12 | 23 | 20 | 0 | 1
12 | 23 | 21 | 0 | 1
12 | 23 | 22 | 0 | 1
12 | 23 | 23 | 0 | 1
12 | 23 | 24 | 0 | 1
12 | 24 | 1 | 0 | 1
12 | 24 | 2 | 0 | 1
12 | 24 | 3 | 0 | 1
12 | 24 | 4 | 0 | 1
12 | 24 | 5 | 0 | 1
12 | 24 | 6 | 0 | 1
12 | 24 | 7 | 0 | 1
12 | 24 | 8 | 0 | 1
12 | 24 | 9 | 0 | 1
12 | 24 | 10 | 0 | 1
12 | 24 | 11 | 0 | 1
12 | 24 | 12 | 0 | 1
12 | 24 | 13 | 0 | 1
12 | 24 | 14 | 0 | 1
12 | 24 | 15 | 0 | 1
12 | 24 | 16 | 0 | 1
12 | 24 | 17 | 0 | 1
12 | 24 | 18 | 0 | 1
12 | 24 | 19 | 0 | 1
12 | 24 | 20 | 0 | 1
12 | 24 | 21 | 0 | 1
12 | 24 | 22 | 0 | 1
12 | 24 | 23 | 0 | 1
12 | 24 | 24 | 0 | 1
12 | 25 | 1 | 1 | 1
12 | 25 | 2 | 1 | 1
12 | 25 | 3 | 1 | 1
12 | 25 | 4 | 1 | 1
12 | 25 | 5 | 1 | 1
12 | 25 | 6 | 1 | 1
12 | 25 | 7 | 1 | 1
12 | 25 | 8 | 1 | 1
12 | 25 | 9 | 1 | 1
12 | 25 | 10 | 1 | 1
12 | 25 | 11 | 1 | 1
12 | 25 | 12 | 1 | 1
12 | 25 | 13 | 1 | 1
12 | 25 | 14 | 1 | 1
12 | 25 | 15 | 1 | 1
12 | 25 | 16 | 1 | 1
12 | 25 | 17 | 1 | 1
12 | 25 | 18 | 1 | 1
12 | 25 | 19 | 1 | 1
12 | 25 | 20 | 1 | 1
12 | 25 | 21 | 1 | 1
12 | 25 | 22 | 1 | 1
12 | 25 | 23 | 1 | 1
12 | 25 | 24 | 1 | 1
12 | 26 | 1 | 1 | 1
12 | 26 | 2 | 1 | 1
12 | 26 | 3 | 1 | 1
12 | 26 | 4 | 1 | 1
12 | 26 | 5 | 1 | 1
12 | 26 | 6 | 1 | 1
12 | 26 | 7 | 1 | 1
12 | 26 | 8 | 1 | 1
12 | 26 | 9 | 1 | 1
12 | 26 | 10 | 1 | 1
12 | 26 | 11 | 1 | 1
12 | 26 | 12 | 1 | 1
12 | 26 | 13 | 1 | 1
12 | 26 | 14 | 1 | 1
12 | 26 | 15 | 1 | 1
12 | 26 | 16 | 1 | 1
12 | 26 | 17 | 1 | 1
12 | 26 | 18 | 1 | 1
12 | 26 | 19 | 1 | 1
12 | 26 | 20 | 1 | 1
12 | 26 | 21 | 1 | 1
12 | 26 | 22 | 1 | 1
12 | 26 | 23 | 1 | 1
12 | 26 | 24 | 1 | 1
12 | 27 | 1 | 1 | 1
12 | 27 | 2 | 1 | 1
12 | 27 | 3 | 1 | 1
12 | 27 | 4 | 1 | 1
12 | 27 | 5 | 1 | 1
12 | 27 | 6 | 1 | 1
12 | 27 | 7 | 1 | 1
12 | 27 | 8 | 1 | 1
12 | 27 | 9 | 1 | 1
12 | 27 | 10 | 1 | 1
12 | 27 | 11 | 1 | 1
12 | 27 | 12 | 1 | 1
12 | 27 | 13 | 1 | 1
12 | 27 | 14 | 1 | 1
12 | 27 | 15 | 1 | 1
12 | 27 | 16 | 1 | 1
12 | 27 | 17 | 1 | 1
12 | 27 | 18 | 1 | 1
12 | 27 | 19 | 1 | 1
12 | 27 | 20 | 1 | 1
12 | 27 | 21 | 1 | 1
12 | 27 | 22 | 1 | 1
12 | 27 | 23 | 1 | 1
12 | 27 | 24 | 1 | 1
12 | 28 | 1 | 1 | 1
12 | 28 | 2 | 1 | 1
12 | 28 | 3 | 1 | 1
12 | 28 | 4 | 1 | 1
12 | 28 | 5 | 1 | 1
12 | 28 | 6 | 1 | 1
12 | 28 | 7 | 1 | 1
12 | 28 | 8 | 1 | 1
12 | 28 | 9 | 1 | 1
12 | 28 | 10 | 1 | 1
12 | 28 | 11 | 1 | 1
12 | 28 | 12 | 1 | 1
12 | 28 | 13 | 1 | 1
12 | 28 | 14 | 1 | 1
12 | 28 | 15 | 1 | 1
12 | 28 | 16 | 1 | 1
12 | 28 | 17 | 1 | 1
12 | 28 | 18 | 1 | 1
12 | 28 | 19 | 1 | 1
12 | 28 | 20 | 1 | 1
12 | 28 | 21 | 1 | 1
12 | 28 | 22 | 1 | 1
12 | 28 | 23 | 1 | 1
12 | 28 | 24 | 1 | 1
12 | 29 | 1 | 1 | 1
12 | 29 | 2 | 1 | 1
12 | 29 | 3 | 1 | 1
12 | 29 | 4 | 1 | 1
12 | 29 | 5 | 1 | 1
12 | 29 | 6 | 1 | 1
12 | 29 | 7 | 1 | 1
12 | 29 | 8 | 1 | 1
12 | 29 | 9 | 1 | 1
12 | 29 | 10 | 1 | 1
12 | 29 | 11 | 1 | 1
12 | 29 | 12 | 1 | 1
12 | 29 | 13 | 1 | 1
12 | 29 | 14 | 1 | 1
12 | 29 | 15 | 1 | 1
12 | 29 | 16 | 1 | 1
12 | 29 | 17 | 1 | 1
12 | 29 | 18 | 1 | 1
12 | 29 | 19 | 1 | 1
12 | 29 | 20 | 1 | 1
12 | 29 | 21 | 1 | 1
12 | 29 | 22 | 1 | 1
12 | 29 | 23 | 1 | 1
12 | 29 | 24 | 1 | 1
12 | 30 | 1 | 0 | 1
12 | 30 | 2 | 0 | 1
12 | 30 | 3 | 0 | 1
12 | 30 | 4 | 0 | 1
12 | 30 | 5 | 0 | 1
12 | 30 | 6 | 0 | 1
12 | 30 | 7 | 0 | 1
12 | 30 | 8 | 0 | 1
12 | 30 | 9 | 0 | 1
12 | 30 | 10 | 0 | 1
12 | 30 | 11 | 0 | 1
12 | 30 | 12 | 0 | 1
12 | 30 | 13 | 0 | 1
12 | 30 | 14 | 0 | 1
12 | 30 | 15 | 0 | 1
12 | 30 | 16 | 0 | 1
12 | 30 | 17 | 0 | 1
12 | 30 | 18 | 0 | 1
12 | 30 | 19 | 0 | 1
12 | 30 | 20 | 0 | 1
12 | 30 | 21 | 0 | 1
12 | 30 | 22 | 0 | 1
12 | 30 | 23 | 0 | 1
12 | 30 | 24 | 0 | 1
12 | 31 | 1 | 0 | 1
12 | 31 | 2 | 0 | 1
12 | 31 | 3 | 0 | 1
12 | 31 | 4 | 0 | 1
12 | 31 | 5 | 0 | 1
12 | 31 | 6 | 0 | 1
12 | 31 | 7 | 0 | 1
12 | 31 | 8 | 0 | 1
12 | 31 | 9 | 0 | 1
12 | 31 | 10 | 0 | 1
12 | 31 | 11 | 0 | 1
12 | 31 | 12 | 0 | 1
12 | 31 | 13 | 0 | 1
12 | 31 | 14 | 0 | 1
12 | 31 | 15 | 0 | 1
12 | 31 | 16 | 0 | 1
12 | 31 | 17 | 0 | 1
12 | 31 | 18 | 0 | 1
12 | 31 | 19 | 0 | 1
12 | 31 | 20 | 0 | 1
12 | 31 | 21 | 0 | 1
12 | 31 | 22 | 0 | 1
12 | 31 | 23 | 0 | 1
12 | 31 | 24 | 0 | 1

## Calculation_30min_Table (hidden)
30min_Table
(for leap years, delete 02/29) |  |  |  | Hourly load profile | Calculate peak |  |  | 1 | 2 | 3 | 4 | 5 | 6 | 7 | 8 | 9 | 10 | 11 | 12 | 13 | 14 | 15 | 16 | 17 | 18 | 19 | 20 | 21 | 22 | 23 | 24
month | day | hour | weekday (=1) | kW |  |  | 1 | bar: 1 to 24
1 | 1 | 1 | 0 | 1 |  |  | 2 | bar: 1 to 24
1 | 1 | 2 | 0 | 1 |  |  | 3 | bar: 1 to 24
1 | 1 | 3 | 0 | 1 |  |  | 4 | bar: 1 to 24
1 | 1 | 4 | 0 | 1 |  |  | 5 | bar: 1 to 24
1 | 1 | 5 | 0 | 1 |  |  | 6 | bar: 1 to 24
1 | 1 | 6 | 0 | 1 |  |  | 7 | bar: 1 to 24
1 | 1 | 7 | 0 | 1 |  |  | 8 | bar: 1 to 24
1 | 1 | 8 | 0 | 1 |  |  | 9 | bar: 1 to 24
1 | 1 | 9 | 0 | 1 |  |  | 10 | bar: 1 to 24
1 | 1 | 10 | 0 | 1 |  |  | 11 | bar: 1 to 24
1 | 1 | 11 | 0 | 1 |  |  | 12 | bar: 1 to 24
1 | 1 | 12 | 0 | 1
1 | 1 | 13 | 0 | 1 | Calculate maximum (to maintain energy balance)
1 | 1 | 14 | 0 | 1 |  |  |  | 1 | 2 | 3 | 4 | 5 | 6 | 7 | 8 | 9 | 10 | 11 | 12 | 13 | 14 | 15 | 16 | 17 | 18 | 19 | 20 | 21 | 22 | 23 | 24
1 | 1 | 15 | 0 | 1 |  |  | 1 | bar: 1 to 24
1 | 1 | 16 | 0 | 1 |  |  | 2 | bar: 1 to 24
1 | 1 | 17 | 0 | 1 |  |  | 3 | bar: 1 to 24
1 | 1 | 18 | 0 | 1 |  |  | 4 | bar: 1 to 24
1 | 1 | 19 | 0 | 1 |  |  | 5 | bar: 1 to 24
1 | 1 | 20 | 0 | 1 |  |  | 6 | bar: 1 to 24
1 | 1 | 21 | 0 | 1 |  |  | 7 | bar: 1 to 24
1 | 1 | 22 | 0 | 1 |  |  | 8 | bar: 1 to 24
1 | 1 | 23 | 0 | 1 |  |  | 9 | bar: 1 to 24
1 | 1 | 24 | 0 | 1 |  |  | 10 | bar: 1 to 24
1 | 2 | 1 | 1 | 1 |  |  | 11 | bar: 1 to 24
1 | 2 | 2 | 1 | 1 |  |  | 12 | bar: 1 to 24
1 | 2 | 3 | 1 | 1
1 | 2 | 4 | 1 | 1 | Is max day a weekday? (1 = weekday)
1 | 2 | 5 | 1 | 1 | Weekend | Weekdays |  | 1 | 2 | 3 | 4 | 5 | 6 | 7 | 8 | 9 | 10 | 11 | 12 | 13 | 14 | 15 | 16 | 17 | 18 | 19 | 20 | 21 | 22 | 23 | 24
1 | 2 | 6 | 1 | 1 | 9 | 22 | 1 | 0 | 0 | 0 | 0 | 0 | 0 | 0 | 0 | 0 | 0 | 0 | 0 | 0 | 0 | 0 | 0 | 0 | 0 | 0 | 0 | 0 | 0 | 0 | 0
1 | 2 | 7 | 1 | 1 | 8 | 20 | 2 | bar: 1 to 24
1 | 2 | 8 | 1 | 1 | 8 | 23 | 3 | bar: 1 to 24
1 | 2 | 9 | 1 | 1 | 10 | 20 | 4 | 0 | 0 | 0 | 0 | 0 | 0 | 0 | 0 | 0 | 0 | 0 | 0 | 0 | 0 | 0 | 0 | 0 | 0 | 0 | 0 | 0 | 0 | 0 | 0
1 | 2 | 10 | 1 | 1 | 8 | 23 | 5 | bar: 1 to 24
1 | 2 | 11 | 1 | 1 | 8 | 22 | 6 | bar: 1 to 24
1 | 2 | 12 | 1 | 1 | 10 | 21 | 7 | 0 | 0 | 0 | 0 | 0 | 0 | 0 | 0 | 0 | 0 | 0 | 0 | 0 | 0 | 0 | 0 | 0 | 0 | 0 | 0 | 0 | 0 | 0 | 0
1 | 2 | 13 | 1 | 1 | 8 | 23 | 8 | bar: 1 to 24
1 | 2 | 14 | 1 | 1 | 9 | 21 | 9 | bar: 1 to 24
1 | 2 | 15 | 1 | 1 | 9 | 22 | 10 | 0 | 0 | 0 | 0 | 0 | 0 | 0 | 0 | 0 | 0 | 0 | 0 | 0 | 0 | 0 | 0 | 0 | 0 | 0 | 0 | 0 | 0 | 0 | 0
1 | 2 | 16 | 1 | 1 | 8 | 22 | 11 | bar: 1 to 24
1 | 2 | 17 | 1 | 1 | 10 | 21 | 12 | bar: 1 to 24
1 | 2 | 18 | 1 | 1
1 | 2 | 19 | 1 | 1 | Re-arrange load time series
1 | 2 | 20 | 1 | 1 | wd | month | day | 1 | 2 | 3 | 4 | 5 | 6 | 7 | 8 | 9 | 10 | 11 | 12 | 13 | 14 | 15 | 16 | 17 | 18 | 19 | 20 | 21 | 22 | 23 | 24
1 | 2 | 21 | 1 | 1 | 0 | 1 | 1 | bar: 1 to 24
1 | 2 | 22 | 1 | 1 | 1 | 1 | 2 | bar: 1 to 24
1 | 2 | 23 | 1 | 1 | 1 | 1 | 3 | bar: 1 to 24
1 | 2 | 24 | 1 | 1 | 1 | 1 | 4 | bar: 1 to 24
1 | 3 | 1 | 1 | 1 | 1 | 1 | 5 | bar: 1 to 24
1 | 3 | 2 | 1 | 1 | 1 | 1 | 6 | bar: 1 to 24
1 | 3 | 3 | 1 | 1 | 0 | 1 | 7 | bar: 1 to 24
1 | 3 | 4 | 1 | 1 | 0 | 1 | 8 | bar: 1 to 24
1 | 3 | 5 | 1 | 1 | 1 | 1 | 9 | bar: 1 to 24
1 | 3 | 6 | 1 | 1 | 1 | 1 | 10 | bar: 1 to 24
1 | 3 | 7 | 1 | 1 | 1 | 1 | 11 | bar: 1 to 24
1 | 3 | 8 | 1 | 1 | 1 | 1 | 12 | bar: 1 to 24
1 | 3 | 9 | 1 | 1 | 1 | 1 | 13 | bar: 1 to 24
1 | 3 | 10 | 1 | 1 | 0 | 1 | 14 | bar: 1 to 24
1 | 3 | 11 | 1 | 1 | 0 | 1 | 15 | bar: 1 to 24
1 | 3 | 12 | 1 | 1 | 1 | 1 | 16 | bar: 1 to 24
1 | 3 | 13 | 1 | 1 | 1 | 1 | 17 | bar: 1 to 24
1 | 3 | 14 | 1 | 1 | 1 | 1 | 18 | bar: 1 to 24
1 | 3 | 15 | 1 | 1 | 1 | 1 | 19 | bar: 1 to 24
1 | 3 | 16 | 1 | 1 | 1 | 1 | 20 | bar: 1 to 24
1 | 3 | 17 | 1 | 1 | 0 | 1 | 21 | bar: 1 to 24
1 | 3 | 18 | 1 | 1 | 0 | 1 | 22 | bar: 1 to 24
1 | 3 | 19 | 1 | 1 | 1 | 1 | 23 | bar: 1 to 24
1 | 3 | 20 | 1 | 1 | 1 | 1 | 24 | bar: 1 to 24
1 | 3 | 21 | 1 | 1 | 1 | 1 | 25 | bar: 1 to 24
1 | 3 | 22 | 1 | 1 | 1 | 1 | 26 | bar: 1 to 24
1 | 3 | 23 | 1 | 1 | 1 | 1 | 27 | bar: 1 to 24
1 | 3 | 24 | 1 | 1 | 0 | 1 | 28 | bar: 1 to 24
1 | 4 | 1 | 1 | 1 | 0 | 1 | 29 | bar: 1 to 24
1 | 4 | 2 | 1 | 1 | 1 | 1 | 30 | bar: 1 to 24
1 | 4 | 3 | 1 | 1 | 1 | 1 | 31 | bar: 1 to 24
1 | 4 | 4 | 1 | 1 | 1 | 2 | 1 | bar: 1 to 24
1 | 4 | 5 | 1 | 1 | 1 | 2 | 2 | bar: 1 to 24
1 | 4 | 6 | 1 | 1 | 1 | 2 | 3 | bar: 1 to 24
1 | 4 | 7 | 1 | 1 | 0 | 2 | 4 | bar: 1 to 24
1 | 4 | 8 | 1 | 1 | 0 | 2 | 5 | bar: 1 to 24
1 | 4 | 9 | 1 | 1 | 1 | 2 | 6 | bar: 1 to 24
1 | 4 | 10 | 1 | 1 | 1 | 2 | 7 | bar: 1 to 24
1 | 4 | 11 | 1 | 1 | 1 | 2 | 8 | bar: 1 to 24
1 | 4 | 12 | 1 | 1 | 1 | 2 | 9 | bar: 1 to 24
1 | 4 | 13 | 1 | 1 | 1 | 2 | 10 | bar: 1 to 24
1 | 4 | 14 | 1 | 1 | 0 | 2 | 11 | bar: 1 to 24
1 | 4 | 15 | 1 | 1 | 0 | 2 | 12 | bar: 1 to 24
1 | 4 | 16 | 1 | 1 | 1 | 2 | 13 | bar: 1 to 24
1 | 4 | 17 | 1 | 1 | 1 | 2 | 14 | bar: 1 to 24
1 | 4 | 18 | 1 | 1 | 1 | 2 | 15 | bar: 1 to 24
1 | 4 | 19 | 1 | 1 | 1 | 2 | 16 | bar: 1 to 24
1 | 4 | 20 | 1 | 1 | 1 | 2 | 17 | bar: 1 to 24
1 | 4 | 21 | 1 | 1 | 0 | 2 | 18 | bar: 1 to 24
1 | 4 | 22 | 1 | 1 | 0 | 2 | 19 | bar: 1 to 24
1 | 4 | 23 | 1 | 1 | 1 | 2 | 20 | bar: 1 to 24
1 | 4 | 24 | 1 | 1 | 1 | 2 | 21 | bar: 1 to 24
1 | 5 | 1 | 1 | 1 | 1 | 2 | 22 | bar: 1 to 24
1 | 5 | 2 | 1 | 1 | 1 | 2 | 23 | bar: 1 to 24
1 | 5 | 3 | 1 | 1 | 1 | 2 | 24 | bar: 1 to 24
1 | 5 | 4 | 1 | 1 | 0 | 2 | 25 | bar: 1 to 24
1 | 5 | 5 | 1 | 1 | 0 | 2 | 26 | bar: 1 to 24
1 | 5 | 6 | 1 | 1 | 1 | 2 | 27 | bar: 1 to 24
1 | 5 | 7 | 1 | 1 | 1 | 2 | 28 | bar: 1 to 24
1 | 5 | 8 | 1 | 1 | 1 | 3 | 1 | bar: 1 to 24
1 | 5 | 9 | 1 | 1 | 1 | 3 | 2 | bar: 1 to 24
1 | 5 | 10 | 1 | 1 | 1 | 3 | 3 | bar: 1 to 24
1 | 5 | 11 | 1 | 1 | 0 | 3 | 4 | bar: 1 to 24
1 | 5 | 12 | 1 | 1 | 0 | 3 | 5 | bar: 1 to 24
1 | 5 | 13 | 1 | 1 | 1 | 3 | 6 | bar: 1 to 24
1 | 5 | 14 | 1 | 1 | 1 | 3 | 7 | bar: 1 to 24
1 | 5 | 15 | 1 | 1 | 1 | 3 | 8 | bar: 1 to 24
1 | 5 | 16 | 1 | 1 | 1 | 3 | 9 | bar: 1 to 24
1 | 5 | 17 | 1 | 1 | 1 | 3 | 10 | bar: 1 to 24
1 | 5 | 18 | 1 | 1 | 0 | 3 | 11 | bar: 1 to 24
1 | 5 | 19 | 1 | 1 | 0 | 3 | 12 | bar: 1 to 24
1 | 5 | 20 | 1 | 1 | 1 | 3 | 13 | bar: 1 to 24
1 | 5 | 21 | 1 | 1 | 1 | 3 | 14 | bar: 1 to 24
1 | 5 | 22 | 1 | 1 | 1 | 3 | 15 | bar: 1 to 24
1 | 5 | 23 | 1 | 1 | 1 | 3 | 16 | bar: 1 to 24
1 | 5 | 24 | 1 | 1 | 1 | 3 | 17 | bar: 1 to 24
1 | 6 | 1 | 1 | 1 | 0 | 3 | 18 | bar: 1 to 24
1 | 6 | 2 | 1 | 1 | 0 | 3 | 19 | bar: 1 to 24
1 | 6 | 3 | 1 | 1 | 1 | 3 | 20 | bar: 1 to 24
1 | 6 | 4 | 1 | 1 | 1 | 3 | 21 | bar: 1 to 24
1 | 6 | 5 | 1 | 1 | 1 | 3 | 22 | bar: 1 to 24
1 | 6 | 6 | 1 | 1 | 1 | 3 | 23 | bar: 1 to 24
1 | 6 | 7 | 1 | 1 | 1 | 3 | 24 | bar: 1 to 24
1 | 6 | 8 | 1 | 1 | 0 | 3 | 25 | bar: 1 to 24
1 | 6 | 9 | 1 | 1 | 0 | 3 | 26 | bar: 1 to 24
1 | 6 | 10 | 1 | 1 | 1 | 3 | 27 | bar: 1 to 24
1 | 6 | 11 | 1 | 1 | 1 | 3 | 28 | bar: 1 to 24
1 | 6 | 12 | 1 | 1 | 1 | 3 | 29 | bar: 1 to 24
1 | 6 | 13 | 1 | 1 | 1 | 3 | 30 | bar: 1 to 24
1 | 6 | 14 | 1 | 1 | 1 | 3 | 31 | bar: 1 to 24
1 | 6 | 15 | 1 | 1 | 0 | 4 | 1 | bar: 1 to 24
1 | 6 | 16 | 1 | 1 | 0 | 4 | 2 | bar: 1 to 24
1 | 6 | 17 | 1 | 1 | 1 | 4 | 3 | bar: 1 to 24
1 | 6 | 18 | 1 | 1 | 1 | 4 | 4 | bar: 1 to 24
1 | 6 | 19 | 1 | 1 | 1 | 4 | 5 | bar: 1 to 24
1 | 6 | 20 | 1 | 1 | 1 | 4 | 6 | bar: 1 to 24
1 | 6 | 21 | 1 | 1 | 1 | 4 | 7 | bar: 1 to 24
1 | 6 | 22 | 1 | 1 | 0 | 4 | 8 | bar: 1 to 24
1 | 6 | 23 | 1 | 1 | 0 | 4 | 9 | bar: 1 to 24
1 | 6 | 24 | 1 | 1 | 1 | 4 | 10 | bar: 1 to 24
1 | 7 | 1 | 0 | 1 | 1 | 4 | 11 | bar: 1 to 24
1 | 7 | 2 | 0 | 1 | 1 | 4 | 12 | bar: 1 to 24
1 | 7 | 3 | 0 | 1 | 1 | 4 | 13 | bar: 1 to 24
1 | 7 | 4 | 0 | 1 | 1 | 4 | 14 | bar: 1 to 24
1 | 7 | 5 | 0 | 1 | 0 | 4 | 15 | bar: 1 to 24
1 | 7 | 6 | 0 | 1 | 0 | 4 | 16 | bar: 1 to 24
1 | 7 | 7 | 0 | 1 | 1 | 4 | 17 | bar: 1 to 24
1 | 7 | 8 | 0 | 1 | 1 | 4 | 18 | bar: 1 to 24
1 | 7 | 9 | 0 | 1 | 1 | 4 | 19 | bar: 1 to 24
1 | 7 | 10 | 0 | 1 | 1 | 4 | 20 | bar: 1 to 24
1 | 7 | 11 | 0 | 1 | 1 | 4 | 21 | bar: 1 to 24
1 | 7 | 12 | 0 | 1 | 0 | 4 | 22 | bar: 1 to 24
1 | 7 | 13 | 0 | 1 | 0 | 4 | 23 | bar: 1 to 24
1 | 7 | 14 | 0 | 1 | 1 | 4 | 24 | bar: 1 to 24
1 | 7 | 15 | 0 | 1 | 1 | 4 | 25 | bar: 1 to 24
1 | 7 | 16 | 0 | 1 | 1 | 4 | 26 | bar: 1 to 24
1 | 7 | 17 | 0 | 1 | 1 | 4 | 27 | bar: 1 to 24
1 | 7 | 18 | 0 | 1 | 1 | 4 | 28 | bar: 1 to 24
1 | 7 | 19 | 0 | 1 | 0 | 4 | 29 | bar: 1 to 24
1 | 7 | 20 | 0 | 1 | 0 | 4 | 30 | bar: 1 to 24
1 | 7 | 21 | 0 | 1 | 1 | 5 | 1 | bar: 1 to 24
1 | 7 | 22 | 0 | 1 | 1 | 5 | 2 | bar: 1 to 24
1 | 7 | 23 | 0 | 1 | 1 | 5 | 3 | bar: 1 to 24
1 | 7 | 24 | 0 | 1 | 1 | 5 | 4 | bar: 1 to 24
1 | 8 | 1 | 0 | 1 | 1 | 5 | 5 | bar: 1 to 24
1 | 8 | 2 | 0 | 1 | 0 | 5 | 6 | bar: 1 to 24
1 | 8 | 3 | 0 | 1 | 0 | 5 | 7 | bar: 1 to 24
1 | 8 | 4 | 0 | 1 | 1 | 5 | 8 | bar: 1 to 24
1 | 8 | 5 | 0 | 1 | 1 | 5 | 9 | bar: 1 to 24
1 | 8 | 6 | 0 | 1 | 1 | 5 | 10 | bar: 1 to 24
1 | 8 | 7 | 0 | 1 | 1 | 5 | 11 | bar: 1 to 24
1 | 8 | 8 | 0 | 1 | 1 | 5 | 12 | bar: 1 to 24
1 | 8 | 9 | 0 | 1 | 0 | 5 | 13 | bar: 1 to 24
1 | 8 | 10 | 0 | 1 | 0 | 5 | 14 | bar: 1 to 24
1 | 8 | 11 | 0 | 1 | 1 | 5 | 15 | bar: 1 to 24
1 | 8 | 12 | 0 | 1 | 1 | 5 | 16 | bar: 1 to 24
1 | 8 | 13 | 0 | 1 | 1 | 5 | 17 | bar: 1 to 24
1 | 8 | 14 | 0 | 1 | 1 | 5 | 18 | bar: 1 to 24
1 | 8 | 15 | 0 | 1 | 1 | 5 | 19 | bar: 1 to 24
1 | 8 | 16 | 0 | 1 | 0 | 5 | 20 | bar: 1 to 24
1 | 8 | 17 | 0 | 1 | 0 | 5 | 21 | bar: 1 to 24
1 | 8 | 18 | 0 | 1 | 1 | 5 | 22 | bar: 1 to 24
1 | 8 | 19 | 0 | 1 | 1 | 5 | 23 | bar: 1 to 24
1 | 8 | 20 | 0 | 1 | 1 | 5 | 24 | bar: 1 to 24
1 | 8 | 21 | 0 | 1 | 1 | 5 | 25 | bar: 1 to 24
1 | 8 | 22 | 0 | 1 | 1 | 5 | 26 | bar: 1 to 24
1 | 8 | 23 | 0 | 1 | 0 | 5 | 27 | bar: 1 to 24
1 | 8 | 24 | 0 | 1 | 0 | 5 | 28 | bar: 1 to 24
1 | 9 | 1 | 1 | 1 | 1 | 5 | 29 | bar: 1 to 24
1 | 9 | 2 | 1 | 1 | 1 | 5 | 30 | bar: 1 to 24
1 | 9 | 3 | 1 | 1 | 1 | 5 | 31 | bar: 1 to 24
1 | 9 | 4 | 1 | 1 | 1 | 6 | 1 | bar: 1 to 24
1 | 9 | 5 | 1 | 1 | 1 | 6 | 2 | bar: 1 to 24
1 | 9 | 6 | 1 | 1 | 0 | 6 | 3 | bar: 1 to 24
1 | 9 | 7 | 1 | 1 | 0 | 6 | 4 | bar: 1 to 24
1 | 9 | 8 | 1 | 1 | 1 | 6 | 5 | bar: 1 to 24
1 | 9 | 9 | 1 | 1 | 1 | 6 | 6 | bar: 1 to 24
1 | 9 | 10 | 1 | 1 | 1 | 6 | 7 | bar: 1 to 24
1 | 9 | 11 | 1 | 1 | 1 | 6 | 8 | bar: 1 to 24
1 | 9 | 12 | 1 | 1 | 1 | 6 | 9 | bar: 1 to 24
1 | 9 | 13 | 1 | 1 | 0 | 6 | 10 | bar: 1 to 24
1 | 9 | 14 | 1 | 1 | 0 | 6 | 11 | bar: 1 to 24
1 | 9 | 15 | 1 | 1 | 1 | 6 | 12 | bar: 1 to 24
1 | 9 | 16 | 1 | 1 | 1 | 6 | 13 | bar: 1 to 24
1 | 9 | 17 | 1 | 1 | 1 | 6 | 14 | bar: 1 to 24
1 | 9 | 18 | 1 | 1 | 1 | 6 | 15 | bar: 1 to 24
1 | 9 | 19 | 1 | 1 | 1 | 6 | 16 | bar: 1 to 24
1 | 9 | 20 | 1 | 1 | 0 | 6 | 17 | bar: 1 to 24
1 | 9 | 21 | 1 | 1 | 0 | 6 | 18 | bar: 1 to 24
1 | 9 | 22 | 1 | 1 | 1 | 6 | 19 | bar: 1 to 24
1 | 9 | 23 | 1 | 1 | 1 | 6 | 20 | bar: 1 to 24
1 | 9 | 24 | 1 | 1 | 1 | 6 | 21 | bar: 1 to 24
1 | 10 | 1 | 1 | 1 | 1 | 6 | 22 | bar: 1 to 24
1 | 10 | 2 | 1 | 1 | 1 | 6 | 23 | bar: 1 to 24
1 | 10 | 3 | 1 | 1 | 0 | 6 | 24 | bar: 1 to 24
1 | 10 | 4 | 1 | 1 | 0 | 6 | 25 | bar: 1 to 24
1 | 10 | 5 | 1 | 1 | 1 | 6 | 26 | bar: 1 to 24
1 | 10 | 6 | 1 | 1 | 1 | 6 | 27 | bar: 1 to 24
1 | 10 | 7 | 1 | 1 | 1 | 6 | 28 | bar: 1 to 24
1 | 10 | 8 | 1 | 1 | 1 | 6 | 29 | bar: 1 to 24
1 | 10 | 9 | 1 | 1 | 1 | 6 | 30 | bar: 1 to 24
1 | 10 | 10 | 1 | 1 | 0 | 7 | 1 | bar: 1 to 24
1 | 10 | 11 | 1 | 1 | 0 | 7 | 2 | bar: 1 to 24
1 | 10 | 12 | 1 | 1 | 1 | 7 | 3 | bar: 1 to 24
1 | 10 | 13 | 1 | 1 | 1 | 7 | 4 | bar: 1 to 24
1 | 10 | 14 | 1 | 1 | 1 | 7 | 5 | bar: 1 to 24
1 | 10 | 15 | 1 | 1 | 1 | 7 | 6 | bar: 1 to 24
1 | 10 | 16 | 1 | 1 | 1 | 7 | 7 | bar: 1 to 24
1 | 10 | 17 | 1 | 1 | 0 | 7 | 8 | bar: 1 to 24
1 | 10 | 18 | 1 | 1 | 0 | 7 | 9 | bar: 1 to 24
1 | 10 | 19 | 1 | 1 | 1 | 7 | 10 | bar: 1 to 24
1 | 10 | 20 | 1 | 1 | 1 | 7 | 11 | bar: 1 to 24
1 | 10 | 21 | 1 | 1 | 1 | 7 | 12 | bar: 1 to 24
1 | 10 | 22 | 1 | 1 | 1 | 7 | 13 | bar: 1 to 24
1 | 10 | 23 | 1 | 1 | 1 | 7 | 14 | bar: 1 to 24
1 | 10 | 24 | 1 | 1 | 0 | 7 | 15 | bar: 1 to 24
1 | 11 | 1 | 1 | 1 | 0 | 7 | 16 | bar: 1 to 24
1 | 11 | 2 | 1 | 1 | 1 | 7 | 17 | bar: 1 to 24
1 | 11 | 3 | 1 | 1 | 1 | 7 | 18 | bar: 1 to 24
1 | 11 | 4 | 1 | 1 | 1 | 7 | 19 | bar: 1 to 24
1 | 11 | 5 | 1 | 1 | 1 | 7 | 20 | bar: 1 to 24
1 | 11 | 6 | 1 | 1 | 1 | 7 | 21 | bar: 1 to 24
1 | 11 | 7 | 1 | 1 | 0 | 7 | 22 | bar: 1 to 24
1 | 11 | 8 | 1 | 1 | 0 | 7 | 23 | bar: 1 to 24
1 | 11 | 9 | 1 | 1 | 1 | 7 | 24 | bar: 1 to 24
1 | 11 | 10 | 1 | 1 | 1 | 7 | 25 | bar: 1 to 24
1 | 11 | 11 | 1 | 1 | 1 | 7 | 26 | bar: 1 to 24
1 | 11 | 12 | 1 | 1 | 1 | 7 | 27 | bar: 1 to 24
1 | 11 | 13 | 1 | 1 | 1 | 7 | 28 | bar: 1 to 24
1 | 11 | 14 | 1 | 1 | 0 | 7 | 29 | bar: 1 to 24
1 | 11 | 15 | 1 | 1 | 0 | 7 | 30 | bar: 1 to 24
1 | 11 | 16 | 1 | 1 | 1 | 7 | 31 | bar: 1 to 24
1 | 11 | 17 | 1 | 1 | 1 | 8 | 1 | bar: 1 to 24
1 | 11 | 18 | 1 | 1 | 1 | 8 | 2 | bar: 1 to 24
1 | 11 | 19 | 1 | 1 | 1 | 8 | 3 | bar: 1 to 24
1 | 11 | 20 | 1 | 1 | 1 | 8 | 4 | bar: 1 to 24
1 | 11 | 21 | 1 | 1 | 0 | 8 | 5 | bar: 1 to 24
1 | 11 | 22 | 1 | 1 | 0 | 8 | 6 | bar: 1 to 24
1 | 11 | 23 | 1 | 1 | 1 | 8 | 7 | bar: 1 to 24
1 | 11 | 24 | 1 | 1 | 1 | 8 | 8 | bar: 1 to 24
1 | 12 | 1 | 1 | 1 | 1 | 8 | 9 | bar: 1 to 24
1 | 12 | 2 | 1 | 1 | 1 | 8 | 10 | bar: 1 to 24
1 | 12 | 3 | 1 | 1 | 1 | 8 | 11 | bar: 1 to 24
1 | 12 | 4 | 1 | 1 | 0 | 8 | 12 | bar: 1 to 24
1 | 12 | 5 | 1 | 1 | 0 | 8 | 13 | bar: 1 to 24
1 | 12 | 6 | 1 | 1 | 1 | 8 | 14 | bar: 1 to 24
1 | 12 | 7 | 1 | 1 | 1 | 8 | 15 | bar: 1 to 24
1 | 12 | 8 | 1 | 1 | 1 | 8 | 16 | bar: 1 to 24
1 | 12 | 9 | 1 | 1 | 1 | 8 | 17 | bar: 1 to 24
1 | 12 | 10 | 1 | 1 | 1 | 8 | 18 | bar: 1 to 24
1 | 12 | 11 | 1 | 1 | 0 | 8 | 19 | bar: 1 to 24
1 | 12 | 12 | 1 | 1 | 0 | 8 | 20 | bar: 1 to 24
1 | 12 | 13 | 1 | 1 | 1 | 8 | 21 | bar: 1 to 24
1 | 12 | 14 | 1 | 1 | 1 | 8 | 22 | bar: 1 to 24
1 | 12 | 15 | 1 | 1 | 1 | 8 | 23 | bar: 1 to 24
1 | 12 | 16 | 1 | 1 | 1 | 8 | 24 | bar: 1 to 24
1 | 12 | 17 | 1 | 1 | 1 | 8 | 25 | bar: 1 to 24
1 | 12 | 18 | 1 | 1 | 0 | 8 | 26 | bar: 1 to 24
1 | 12 | 19 | 1 | 1 | 0 | 8 | 27 | bar: 1 to 24
1 | 12 | 20 | 1 | 1 | 1 | 8 | 28 | bar: 1 to 24
1 | 12 | 21 | 1 | 1 | 1 | 8 | 29 | bar: 1 to 24
1 | 12 | 22 | 1 | 1 | 1 | 8 | 30 | bar: 1 to 24
1 | 12 | 23 | 1 | 1 | 1 | 8 | 31 | bar: 1 to 24
1 | 12 | 24 | 1 | 1 | 1 | 9 | 1 | bar: 1 to 24
1 | 13 | 1 | 1 | 1 | 0 | 9 | 2 | bar: 1 to 24
1 | 13 | 2 | 1 | 1 | 0 | 9 | 3 | bar: 1 to 24
1 | 13 | 3 | 1 | 1 | 1 | 9 | 4 | bar: 1 to 24
1 | 13 | 4 | 1 | 1 | 1 | 9 | 5 | bar: 1 to 24
1 | 13 | 5 | 1 | 1 | 1 | 9 | 6 | bar: 1 to 24
1 | 13 | 6 | 1 | 1 | 1 | 9 | 7 | bar: 1 to 24
1 | 13 | 7 | 1 | 1 | 1 | 9 | 8 | bar: 1 to 24
1 | 13 | 8 | 1 | 1 | 0 | 9 | 9 | bar: 1 to 24
1 | 13 | 9 | 1 | 1 | 0 | 9 | 10 | bar: 1 to 24
1 | 13 | 10 | 1 | 1 | 1 | 9 | 11 | bar: 1 to 24
1 | 13 | 11 | 1 | 1 | 1 | 9 | 12 | bar: 1 to 24
1 | 13 | 12 | 1 | 1 | 1 | 9 | 13 | bar: 1 to 24
1 | 13 | 13 | 1 | 1 | 1 | 9 | 14 | bar: 1 to 24
1 | 13 | 14 | 1 | 1 | 1 | 9 | 15 | bar: 1 to 24
1 | 13 | 15 | 1 | 1 | 0 | 9 | 16 | bar: 1 to 24
1 | 13 | 16 | 1 | 1 | 0 | 9 | 17 | bar: 1 to 24
1 | 13 | 17 | 1 | 1 | 1 | 9 | 18 | bar: 1 to 24
1 | 13 | 18 | 1 | 1 | 1 | 9 | 19 | bar: 1 to 24
1 | 13 | 19 | 1 | 1 | 1 | 9 | 20 | bar: 1 to 24
1 | 13 | 20 | 1 | 1 | 1 | 9 | 21 | bar: 1 to 24
1 | 13 | 21 | 1 | 1 | 1 | 9 | 22 | bar: 1 to 24
1 | 13 | 22 | 1 | 1 | 0 | 9 | 23 | bar: 1 to 24
1 | 13 | 23 | 1 | 1 | 0 | 9 | 24 | bar: 1 to 24
1 | 13 | 24 | 1 | 1 | 1 | 9 | 25 | bar: 1 to 24
1 | 14 | 1 | 0 | 1 | 1 | 9 | 26 | bar: 1 to 24
1 | 14 | 2 | 0 | 1 | 1 | 9 | 27 | bar: 1 to 24
1 | 14 | 3 | 0 | 1 | 1 | 9 | 28 | bar: 1 to 24
1 | 14 | 4 | 0 | 1 | 1 | 9 | 29 | bar: 1 to 24
1 | 14 | 5 | 0 | 1 | 0 | 9 | 30 | bar: 1 to 24
1 | 14 | 6 | 0 | 1 | 0 | 10 | 1 | bar: 1 to 24
1 | 14 | 7 | 0 | 1 | 1 | 10 | 2 | bar: 1 to 24
1 | 14 | 8 | 0 | 1 | 1 | 10 | 3 | bar: 1 to 24
1 | 14 | 9 | 0 | 1 | 1 | 10 | 4 | bar: 1 to 24
1 | 14 | 10 | 0 | 1 | 1 | 10 | 5 | bar: 1 to 24
1 | 14 | 11 | 0 | 1 | 1 | 10 | 6 | bar: 1 to 24
1 | 14 | 12 | 0 | 1 | 0 | 10 | 7 | bar: 1 to 24
1 | 14 | 13 | 0 | 1 | 0 | 10 | 8 | bar: 1 to 24
1 | 14 | 14 | 0 | 1 | 1 | 10 | 9 | bar: 1 to 24
1 | 14 | 15 | 0 | 1 | 1 | 10 | 10 | bar: 1 to 24
1 | 14 | 16 | 0 | 1 | 1 | 10 | 11 | bar: 1 to 24
1 | 14 | 17 | 0 | 1 | 1 | 10 | 12 | bar: 1 to 24
1 | 14 | 18 | 0 | 1 | 1 | 10 | 13 | bar: 1 to 24
1 | 14 | 19 | 0 | 1 | 0 | 10 | 14 | bar: 1 to 24
1 | 14 | 20 | 0 | 1 | 0 | 10 | 15 | bar: 1 to 24
1 | 14 | 21 | 0 | 1 | 1 | 10 | 16 | bar: 1 to 24
1 | 14 | 22 | 0 | 1 | 1 | 10 | 17 | bar: 1 to 24
1 | 14 | 23 | 0 | 1 | 1 | 10 | 18 | bar: 1 to 24
1 | 14 | 24 | 0 | 1 | 1 | 10 | 19 | bar: 1 to 24
1 | 15 | 1 | 0 | 1 | 1 | 10 | 20 | bar: 1 to 24
1 | 15 | 2 | 0 | 1 | 0 | 10 | 21 | bar: 1 to 24
1 | 15 | 3 | 0 | 1 | 0 | 10 | 22 | bar: 1 to 24
1 | 15 | 4 | 0 | 1 | 1 | 10 | 23 | bar: 1 to 24
1 | 15 | 5 | 0 | 1 | 1 | 10 | 24 | bar: 1 to 24
1 | 15 | 6 | 0 | 1 | 1 | 10 | 25 | bar: 1 to 24
1 | 15 | 7 | 0 | 1 | 1 | 10 | 26 | bar: 1 to 24
1 | 15 | 8 | 0 | 1 | 1 | 10 | 27 | bar: 1 to 24
1 | 15 | 9 | 0 | 1 | 0 | 10 | 28 | bar: 1 to 24
1 | 15 | 10 | 0 | 1 | 0 | 10 | 29 | bar: 1 to 24
1 | 15 | 11 | 0 | 1 | 1 | 10 | 30 | bar: 1 to 24
1 | 15 | 12 | 0 | 1 | 1 | 10 | 31 | bar: 1 to 24
1 | 15 | 13 | 0 | 1 | 1 | 11 | 1 | bar: 1 to 24
1 | 15 | 14 | 0 | 1 | 1 | 11 | 2 | bar: 1 to 24
1 | 15 | 15 | 0 | 1 | 1 | 11 | 3 | bar: 1 to 24
1 | 15 | 16 | 0 | 1 | 0 | 11 | 4 | bar: 1 to 24
1 | 15 | 17 | 0 | 1 | 0 | 11 | 5 | bar: 1 to 24
1 | 15 | 18 | 0 | 1 | 1 | 11 | 6 | bar: 1 to 24
1 | 15 | 19 | 0 | 1 | 1 | 11 | 7 | bar: 1 to 24
1 | 15 | 20 | 0 | 1 | 1 | 11 | 8 | bar: 1 to 24
1 | 15 | 21 | 0 | 1 | 1 | 11 | 9 | bar: 1 to 24
1 | 15 | 22 | 0 | 1 | 1 | 11 | 10 | bar: 1 to 24
1 | 15 | 23 | 0 | 1 | 0 | 11 | 11 | bar: 1 to 24
1 | 15 | 24 | 0 | 1 | 0 | 11 | 12 | bar: 1 to 24
1 | 16 | 1 | 1 | 1 | 1 | 11 | 13 | bar: 1 to 24
1 | 16 | 2 | 1 | 1 | 1 | 11 | 14 | bar: 1 to 24
1 | 16 | 3 | 1 | 1 | 1 | 11 | 15 | bar: 1 to 24
1 | 16 | 4 | 1 | 1 | 1 | 11 | 16 | bar: 1 to 24
1 | 16 | 5 | 1 | 1 | 1 | 11 | 17 | bar: 1 to 24
1 | 16 | 6 | 1 | 1 | 0 | 11 | 18 | bar: 1 to 24
1 | 16 | 7 | 1 | 1 | 0 | 11 | 19 | bar: 1 to 24
1 | 16 | 8 | 1 | 1 | 1 | 11 | 20 | bar: 1 to 24
1 | 16 | 9 | 1 | 1 | 1 | 11 | 21 | bar: 1 to 24
1 | 16 | 10 | 1 | 1 | 1 | 11 | 22 | bar: 1 to 24
1 | 16 | 11 | 1 | 1 | 1 | 11 | 23 | bar: 1 to 24
1 | 16 | 12 | 1 | 1 | 1 | 11 | 24 | bar: 1 to 24
1 | 16 | 13 | 1 | 1 | 0 | 11 | 25 | bar: 1 to 24
1 | 16 | 14 | 1 | 1 | 0 | 11 | 26 | bar: 1 to 24
1 | 16 | 15 | 1 | 1 | 1 | 11 | 27 | bar: 1 to 24
1 | 16 | 16 | 1 | 1 | 1 | 11 | 28 | bar: 1 to 24
1 | 16 | 17 | 1 | 1 | 1 | 11 | 29 | bar: 1 to 24
1 | 16 | 18 | 1 | 1 | 1 | 11 | 30 | bar: 1 to 24
1 | 16 | 19 | 1 | 1 | 1 | 12 | 1 | bar: 1 to 24
1 | 16 | 20 | 1 | 1 | 0 | 12 | 2 | bar: 1 to 24
1 | 16 | 21 | 1 | 1 | 0 | 12 | 3 | bar: 1 to 24
1 | 16 | 22 | 1 | 1 | 1 | 12 | 4 | bar: 1 to 24
1 | 16 | 23 | 1 | 1 | 1 | 12 | 5 | bar: 1 to 24
1 | 16 | 24 | 1 | 1 | 1 | 12 | 6 | bar: 1 to 24
1 | 17 | 1 | 1 | 1 | 1 | 12 | 7 | bar: 1 to 24
1 | 17 | 2 | 1 | 1 | 1 | 12 | 8 | bar: 1 to 24
1 | 17 | 3 | 1 | 1 | 0 | 12 | 9 | bar: 1 to 24
1 | 17 | 4 | 1 | 1 | 0 | 12 | 10 | bar: 1 to 24
1 | 17 | 5 | 1 | 1 | 1 | 12 | 11 | bar: 1 to 24
1 | 17 | 6 | 1 | 1 | 1 | 12 | 12 | bar: 1 to 24
1 | 17 | 7 | 1 | 1 | 1 | 12 | 13 | bar: 1 to 24
1 | 17 | 8 | 1 | 1 | 1 | 12 | 14 | bar: 1 to 24
1 | 17 | 9 | 1 | 1 | 1 | 12 | 15 | bar: 1 to 24
1 | 17 | 10 | 1 | 1 | 0 | 12 | 16 | bar: 1 to 24
1 | 17 | 11 | 1 | 1 | 0 | 12 | 17 | bar: 1 to 24
1 | 17 | 12 | 1 | 1 | 1 | 12 | 18 | bar: 1 to 24
1 | 17 | 13 | 1 | 1 | 1 | 12 | 19 | bar: 1 to 24
1 | 17 | 14 | 1 | 1 | 1 | 12 | 20 | bar: 1 to 24
1 | 17 | 15 | 1 | 1 | 1 | 12 | 21 | bar: 1 to 24
1 | 17 | 16 | 1 | 1 | 1 | 12 | 22 | bar: 1 to 24
1 | 17 | 17 | 1 | 1 | 0 | 12 | 23 | bar: 1 to 24
1 | 17 | 18 | 1 | 1 | 0 | 12 | 24 | bar: 1 to 24
1 | 17 | 19 | 1 | 1 | 1 | 12 | 25 | bar: 1 to 24
1 | 17 | 20 | 1 | 1 | 1 | 12 | 26 | bar: 1 to 24
1 | 17 | 21 | 1 | 1 | 1 | 12 | 27 | bar: 1 to 24
1 | 17 | 22 | 1 | 1 | 1 | 12 | 28 | bar: 1 to 24
1 | 17 | 23 | 1 | 1 | 1 | 12 | 29 | bar: 1 to 24
1 | 17 | 24 | 1 | 1 | 0 | 12 | 30 | bar: 1 to 24
1 | 18 | 1 | 1 | 1 | 0 | 12 | 31 | bar: 1 to 24
1 | 18 | 2 | 1 | 1
1 | 18 | 3 | 1 | 1
1 | 18 | 4 | 1 | 1
1 | 18 | 5 | 1 | 1
1 | 18 | 6 | 1 | 1
1 | 18 | 7 | 1 | 1
1 | 18 | 8 | 1 | 1
1 | 18 | 9 | 1 | 1
1 | 18 | 10 | 1 | 1
1 | 18 | 11 | 1 | 1
1 | 18 | 12 | 1 | 1
1 | 18 | 13 | 1 | 1
1 | 18 | 14 | 1 | 1
1 | 18 | 15 | 1 | 1
1 | 18 | 16 | 1 | 1
1 | 18 | 17 | 1 | 1
1 | 18 | 18 | 1 | 1
1 | 18 | 19 | 1 | 1
1 | 18 | 20 | 1 | 1
1 | 18 | 21 | 1 | 1
1 | 18 | 22 | 1 | 1
1 | 18 | 23 | 1 | 1
1 | 18 | 24 | 1 | 1
1 | 19 | 1 | 1 | 1
1 | 19 | 2 | 1 | 1
1 | 19 | 3 | 1 | 1
1 | 19 | 4 | 1 | 1
1 | 19 | 5 | 1 | 1
1 | 19 | 6 | 1 | 1
1 | 19 | 7 | 1 | 1
1 | 19 | 8 | 1 | 1
1 | 19 | 9 | 1 | 1
1 | 19 | 10 | 1 | 1
1 | 19 | 11 | 1 | 1
1 | 19 | 12 | 1 | 1
1 | 19 | 13 | 1 | 1
1 | 19 | 14 | 1 | 1
1 | 19 | 15 | 1 | 1
1 | 19 | 16 | 1 | 1
1 | 19 | 17 | 1 | 1
1 | 19 | 18 | 1 | 1
1 | 19 | 19 | 1 | 1
1 | 19 | 20 | 1 | 1
1 | 19 | 21 | 1 | 1
1 | 19 | 22 | 1 | 1
1 | 19 | 23 | 1 | 1
1 | 19 | 24 | 1 | 1
1 | 20 | 1 | 1 | 1
1 | 20 | 2 | 1 | 1
1 | 20 | 3 | 1 | 1
1 | 20 | 4 | 1 | 1
1 | 20 | 5 | 1 | 1
1 | 20 | 6 | 1 | 1
1 | 20 | 7 | 1 | 1
1 | 20 | 8 | 1 | 1
1 | 20 | 9 | 1 | 1
1 | 20 | 10 | 1 | 1
1 | 20 | 11 | 1 | 1
1 | 20 | 12 | 1 | 1
1 | 20 | 13 | 1 | 1
1 | 20 | 14 | 1 | 1
1 | 20 | 15 | 1 | 1
1 | 20 | 16 | 1 | 1
1 | 20 | 17 | 1 | 1
1 | 20 | 18 | 1 | 1
1 | 20 | 19 | 1 | 1
1 | 20 | 20 | 1 | 1
1 | 20 | 21 | 1 | 1
1 | 20 | 22 | 1 | 1
1 | 20 | 23 | 1 | 1
1 | 20 | 24 | 1 | 1
1 | 21 | 1 | 0 | 1
1 | 21 | 2 | 0 | 1
1 | 21 | 3 | 0 | 1
1 | 21 | 4 | 0 | 1
1 | 21 | 5 | 0 | 1
1 | 21 | 6 | 0 | 1
1 | 21 | 7 | 0 | 1
1 | 21 | 8 | 0 | 1
1 | 21 | 9 | 0 | 1
1 | 21 | 10 | 0 | 1
1 | 21 | 11 | 0 | 1
1 | 21 | 12 | 0 | 1
1 | 21 | 13 | 0 | 1
1 | 21 | 14 | 0 | 1
1 | 21 | 15 | 0 | 1
1 | 21 | 16 | 0 | 1
1 | 21 | 17 | 0 | 1
1 | 21 | 18 | 0 | 1
1 | 21 | 19 | 0 | 1
1 | 21 | 20 | 0 | 1
1 | 21 | 21 | 0 | 1
1 | 21 | 22 | 0 | 1
1 | 21 | 23 | 0 | 1
1 | 21 | 24 | 0 | 1
1 | 22 | 1 | 0 | 1
1 | 22 | 2 | 0 | 1
1 | 22 | 3 | 0 | 1
1 | 22 | 4 | 0 | 1
1 | 22 | 5 | 0 | 1
1 | 22 | 6 | 0 | 1
1 | 22 | 7 | 0 | 1
1 | 22 | 8 | 0 | 1
1 | 22 | 9 | 0 | 1
1 | 22 | 10 | 0 | 1
1 | 22 | 11 | 0 | 1
1 | 22 | 12 | 0 | 1
1 | 22 | 13 | 0 | 1
1 | 22 | 14 | 0 | 1
1 | 22 | 15 | 0 | 1
1 | 22 | 16 | 0 | 1
1 | 22 | 17 | 0 | 1
1 | 22 | 18 | 0 | 1
1 | 22 | 19 | 0 | 1
1 | 22 | 20 | 0 | 1
1 | 22 | 21 | 0 | 1
1 | 22 | 22 | 0 | 1
1 | 22 | 23 | 0 | 1
1 | 22 | 24 | 0 | 1
1 | 23 | 1 | 1 | 1
1 | 23 | 2 | 1 | 1
1 | 23 | 3 | 1 | 1
1 | 23 | 4 | 1 | 1
1 | 23 | 5 | 1 | 1
1 | 23 | 6 | 1 | 1
1 | 23 | 7 | 1 | 1
1 | 23 | 8 | 1 | 1
1 | 23 | 9 | 1 | 1
1 | 23 | 10 | 1 | 1
1 | 23 | 11 | 1 | 1
1 | 23 | 12 | 1 | 1
1 | 23 | 13 | 1 | 1
1 | 23 | 14 | 1 | 1
1 | 23 | 15 | 1 | 1
1 | 23 | 16 | 1 | 1
1 | 23 | 17 | 1 | 1
1 | 23 | 18 | 1 | 1
1 | 23 | 19 | 1 | 1
1 | 23 | 20 | 1 | 1
1 | 23 | 21 | 1 | 1
1 | 23 | 22 | 1 | 1
1 | 23 | 23 | 1 | 1
1 | 23 | 24 | 1 | 1
1 | 24 | 1 | 1 | 1
1 | 24 | 2 | 1 | 1
1 | 24 | 3 | 1 | 1
1 | 24 | 4 | 1 | 1
1 | 24 | 5 | 1 | 1
1 | 24 | 6 | 1 | 1
1 | 24 | 7 | 1 | 1
1 | 24 | 8 | 1 | 1
1 | 24 | 9 | 1 | 1
1 | 24 | 10 | 1 | 1
1 | 24 | 11 | 1 | 1
1 | 24 | 12 | 1 | 1
1 | 24 | 13 | 1 | 1
1 | 24 | 14 | 1 | 1
1 | 24 | 15 | 1 | 1
1 | 24 | 16 | 1 | 1
1 | 24 | 17 | 1 | 1
1 | 24 | 18 | 1 | 1
1 | 24 | 19 | 1 | 1
1 | 24 | 20 | 1 | 1
1 | 24 | 21 | 1 | 1
1 | 24 | 22 | 1 | 1
1 | 24 | 23 | 1 | 1
1 | 24 | 24 | 1 | 1
1 | 25 | 1 | 1 | 1
1 | 25 | 2 | 1 | 1
1 | 25 | 3 | 1 | 1
1 | 25 | 4 | 1 | 1
1 | 25 | 5 | 1 | 1
1 | 25 | 6 | 1 | 1
1 | 25 | 7 | 1 | 1
1 | 25 | 8 | 1 | 1
1 | 25 | 9 | 1 | 1
1 | 25 | 10 | 1 | 1
1 | 25 | 11 | 1 | 1
1 | 25 | 12 | 1 | 1
1 | 25 | 13 | 1 | 1
1 | 25 | 14 | 1 | 1
1 | 25 | 15 | 1 | 1
1 | 25 | 16 | 1 | 1
1 | 25 | 17 | 1 | 1
1 | 25 | 18 | 1 | 1
1 | 25 | 19 | 1 | 1
1 | 25 | 20 | 1 | 1
1 | 25 | 21 | 1 | 1
1 | 25 | 22 | 1 | 1
1 | 25 | 23 | 1 | 1
1 | 25 | 24 | 1 | 1
1 | 26 | 1 | 1 | 1
1 | 26 | 2 | 1 | 1
1 | 26 | 3 | 1 | 1
1 | 26 | 4 | 1 | 1
1 | 26 | 5 | 1 | 1
1 | 26 | 6 | 1 | 1
1 | 26 | 7 | 1 | 1
1 | 26 | 8 | 1 | 1
1 | 26 | 9 | 1 | 1
1 | 26 | 10 | 1 | 1
1 | 26 | 11 | 1 | 1
1 | 26 | 12 | 1 | 1
1 | 26 | 13 | 1 | 1
1 | 26 | 14 | 1 | 1
1 | 26 | 15 | 1 | 1
1 | 26 | 16 | 1 | 1
1 | 26 | 17 | 1 | 1
1 | 26 | 18 | 1 | 1
1 | 26 | 19 | 1 | 1
1 | 26 | 20 | 1 | 1
1 | 26 | 21 | 1 | 1
1 | 26 | 22 | 1 | 1
1 | 26 | 23 | 1 | 1
1 | 26 | 24 | 1 | 1
1 | 27 | 1 | 1 | 1
1 | 27 | 2 | 1 | 1
1 | 27 | 3 | 1 | 1
1 | 27 | 4 | 1 | 1
1 | 27 | 5 | 1 | 1
1 | 27 | 6 | 1 | 1
1 | 27 | 7 | 1 | 1
1 | 27 | 8 | 1 | 1
1 | 27 | 9 | 1 | 1
1 | 27 | 10 | 1 | 1
1 | 27 | 11 | 1 | 1
1 | 27 | 12 | 1 | 1
1 | 27 | 13 | 1 | 1
1 | 27 | 14 | 1 | 1
1 | 27 | 15 | 1 | 1
1 | 27 | 16 | 1 | 1
1 | 27 | 17 | 1 | 1
1 | 27 | 18 | 1 | 1
1 | 27 | 19 | 1 | 1
1 | 27 | 20 | 1 | 1
1 | 27 | 21 | 1 | 1
1 | 27 | 22 | 1 | 1
1 | 27 | 23 | 1 | 1
1 | 27 | 24 | 1 | 1
1 | 28 | 1 | 0 | 1
1 | 28 | 2 | 0 | 1
1 | 28 | 3 | 0 | 1
1 | 28 | 4 | 0 | 1
1 | 28 | 5 | 0 | 1
1 | 28 | 6 | 0 | 1
1 | 28 | 7 | 0 | 1
1 | 28 | 8 | 0 | 1
1 | 28 | 9 | 0 | 1
1 | 28 | 10 | 0 | 1
1 | 28 | 11 | 0 | 1
1 | 28 | 12 | 0 | 1
1 | 28 | 13 | 0 | 1
1 | 28 | 14 | 0 | 1
1 | 28 | 15 | 0 | 1
1 | 28 | 16 | 0 | 1
1 | 28 | 17 | 0 | 1
1 | 28 | 18 | 0 | 1
1 | 28 | 19 | 0 | 1
1 | 28 | 20 | 0 | 1
1 | 28 | 21 | 0 | 1
1 | 28 | 22 | 0 | 1
1 | 28 | 23 | 0 | 1
1 | 28 | 24 | 0 | 1
1 | 29 | 1 | 0 | 1
1 | 29 | 2 | 0 | 1
1 | 29 | 3 | 0 | 1
1 | 29 | 4 | 0 | 1
1 | 29 | 5 | 0 | 1
1 | 29 | 6 | 0 | 1
1 | 29 | 7 | 0 | 1
1 | 29 | 8 | 0 | 1
1 | 29 | 9 | 0 | 1
1 | 29 | 10 | 0 | 1
1 | 29 | 11 | 0 | 1
1 | 29 | 12 | 0 | 1
1 | 29 | 13 | 0 | 1
1 | 29 | 14 | 0 | 1
1 | 29 | 15 | 0 | 1
1 | 29 | 16 | 0 | 1
1 | 29 | 17 | 0 | 1
1 | 29 | 18 | 0 | 1
1 | 29 | 19 | 0 | 1
1 | 29 | 20 | 0 | 1
1 | 29 | 21 | 0 | 1
1 | 29 | 22 | 0 | 1
1 | 29 | 23 | 0 | 1
1 | 29 | 24 | 0 | 1
1 | 30 | 1 | 1 | 1
1 | 30 | 2 | 1 | 1
1 | 30 | 3 | 1 | 1
1 | 30 | 4 | 1 | 1
1 | 30 | 5 | 1 | 1
1 | 30 | 6 | 1 | 1
1 | 30 | 7 | 1 | 1
1 | 30 | 8 | 1 | 1
1 | 30 | 9 | 1 | 1
1 | 30 | 10 | 1 | 1
1 | 30 | 11 | 1 | 1
1 | 30 | 12 | 1 | 1
1 | 30 | 13 | 1 | 1
1 | 30 | 14 | 1 | 1
1 | 30 | 15 | 1 | 1
1 | 30 | 16 | 1 | 1
1 | 30 | 17 | 1 | 1
1 | 30 | 18 | 1 | 1
1 | 30 | 19 | 1 | 1
1 | 30 | 20 | 1 | 1
1 | 30 | 21 | 1 | 1
1 | 30 | 22 | 1 | 1
1 | 30 | 23 | 1 | 1
1 | 30 | 24 | 1 | 1
1 | 31 | 1 | 1 | 1
1 | 31 | 2 | 1 | 1
1 | 31 | 3 | 1 | 1
1 | 31 | 4 | 1 | 1
1 | 31 | 5 | 1 | 1
1 | 31 | 6 | 1 | 1
1 | 31 | 7 | 1 | 1
1 | 31 | 8 | 1 | 1
1 | 31 | 9 | 1 | 1
1 | 31 | 10 | 1 | 1
1 | 31 | 11 | 1 | 1
1 | 31 | 12 | 1 | 1
1 | 31 | 13 | 1 | 1
1 | 31 | 14 | 1 | 1
1 | 31 | 15 | 1 | 1
1 | 31 | 16 | 1 | 1
1 | 31 | 17 | 1 | 1
1 | 31 | 18 | 1 | 1
1 | 31 | 19 | 1 | 1
1 | 31 | 20 | 1 | 1
1 | 31 | 21 | 1 | 1
1 | 31 | 22 | 1 | 1
1 | 31 | 23 | 1 | 1
1 | 31 | 24 | 1 | 1
2 | 1 | 1 | 1 | 1
2 | 1 | 2 | 1 | 1
2 | 1 | 3 | 1 | 1
2 | 1 | 4 | 1 | 1
2 | 1 | 5 | 1 | 1
2 | 1 | 6 | 1 | 1
2 | 1 | 7 | 1 | 1
2 | 1 | 8 | 1 | 1
2 | 1 | 9 | 1 | 1
2 | 1 | 10 | 1 | 1
2 | 1 | 11 | 1 | 1
2 | 1 | 12 | 1 | 1
2 | 1 | 13 | 1 | 1
2 | 1 | 14 | 1 | 1
2 | 1 | 15 | 1 | 1
2 | 1 | 16 | 1 | 1
2 | 1 | 17 | 1 | 1
2 | 1 | 18 | 1 | 1
2 | 1 | 19 | 1 | 1
2 | 1 | 20 | 1 | 1
2 | 1 | 21 | 1 | 1
2 | 1 | 22 | 1 | 1
2 | 1 | 23 | 1 | 1
2 | 1 | 24 | 1 | 1
2 | 2 | 1 | 1 | 1
2 | 2 | 2 | 1 | 1
2 | 2 | 3 | 1 | 1
2 | 2 | 4 | 1 | 1
2 | 2 | 5 | 1 | 1
2 | 2 | 6 | 1 | 1
2 | 2 | 7 | 1 | 1
2 | 2 | 8 | 1 | 1
2 | 2 | 9 | 1 | 1
2 | 2 | 10 | 1 | 1
2 | 2 | 11 | 1 | 1
2 | 2 | 12 | 1 | 1
2 | 2 | 13 | 1 | 1
2 | 2 | 14 | 1 | 1
2 | 2 | 15 | 1 | 1
2 | 2 | 16 | 1 | 1
2 | 2 | 17 | 1 | 1
2 | 2 | 18 | 1 | 1
2 | 2 | 19 | 1 | 1
2 | 2 | 20 | 1 | 1
2 | 2 | 21 | 1 | 1
2 | 2 | 22 | 1 | 1
2 | 2 | 23 | 1 | 1
2 | 2 | 24 | 1 | 1
2 | 3 | 1 | 1 | 1
2 | 3 | 2 | 1 | 1
2 | 3 | 3 | 1 | 1
2 | 3 | 4 | 1 | 1
2 | 3 | 5 | 1 | 1
2 | 3 | 6 | 1 | 1
2 | 3 | 7 | 1 | 1
2 | 3 | 8 | 1 | 1
2 | 3 | 9 | 1 | 1
2 | 3 | 10 | 1 | 1
2 | 3 | 11 | 1 | 1
2 | 3 | 12 | 1 | 1
2 | 3 | 13 | 1 | 1
2 | 3 | 14 | 1 | 1
2 | 3 | 15 | 1 | 1
2 | 3 | 16 | 1 | 1
2 | 3 | 17 | 1 | 1
2 | 3 | 18 | 1 | 1
2 | 3 | 19 | 1 | 1
2 | 3 | 20 | 1 | 1
2 | 3 | 21 | 1 | 1
2 | 3 | 22 | 1 | 1
2 | 3 | 23 | 1 | 1
2 | 3 | 24 | 1 | 1
2 | 4 | 1 | 0 | 1
2 | 4 | 2 | 0 | 1
2 | 4 | 3 | 0 | 1
2 | 4 | 4 | 0 | 1
2 | 4 | 5 | 0 | 1
2 | 4 | 6 | 0 | 1
2 | 4 | 7 | 0 | 1
2 | 4 | 8 | 0 | 1
2 | 4 | 9 | 0 | 1
2 | 4 | 10 | 0 | 1
2 | 4 | 11 | 0 | 1
2 | 4 | 12 | 0 | 1
2 | 4 | 13 | 0 | 1
2 | 4 | 14 | 0 | 1
2 | 4 | 15 | 0 | 1
2 | 4 | 16 | 0 | 1
2 | 4 | 17 | 0 | 1
2 | 4 | 18 | 0 | 1
2 | 4 | 19 | 0 | 1
2 | 4 | 20 | 0 | 1
2 | 4 | 21 | 0 | 1
2 | 4 | 22 | 0 | 1
2 | 4 | 23 | 0 | 1
2 | 4 | 24 | 0 | 1
2 | 5 | 1 | 0 | 1
2 | 5 | 2 | 0 | 1
2 | 5 | 3 | 0 | 1
2 | 5 | 4 | 0 | 1
2 | 5 | 5 | 0 | 1
2 | 5 | 6 | 0 | 1
2 | 5 | 7 | 0 | 1
2 | 5 | 8 | 0 | 1
2 | 5 | 9 | 0 | 1
2 | 5 | 10 | 0 | 1
2 | 5 | 11 | 0 | 1
2 | 5 | 12 | 0 | 1
2 | 5 | 13 | 0 | 1
2 | 5 | 14 | 0 | 1
2 | 5 | 15 | 0 | 1
2 | 5 | 16 | 0 | 1
2 | 5 | 17 | 0 | 1
2 | 5 | 18 | 0 | 1
2 | 5 | 19 | 0 | 1
2 | 5 | 20 | 0 | 1
2 | 5 | 21 | 0 | 1
2 | 5 | 22 | 0 | 1
2 | 5 | 23 | 0 | 1
2 | 5 | 24 | 0 | 1
2 | 6 | 1 | 1 | 1
2 | 6 | 2 | 1 | 1
2 | 6 | 3 | 1 | 1
2 | 6 | 4 | 1 | 1
2 | 6 | 5 | 1 | 1
2 | 6 | 6 | 1 | 1
2 | 6 | 7 | 1 | 1
2 | 6 | 8 | 1 | 1
2 | 6 | 9 | 1 | 1
2 | 6 | 10 | 1 | 1
2 | 6 | 11 | 1 | 1
2 | 6 | 12 | 1 | 1
2 | 6 | 13 | 1 | 1
2 | 6 | 14 | 1 | 1
2 | 6 | 15 | 1 | 1
2 | 6 | 16 | 1 | 1
2 | 6 | 17 | 1 | 1
2 | 6 | 18 | 1 | 1
2 | 6 | 19 | 1 | 1
2 | 6 | 20 | 1 | 1
2 | 6 | 21 | 1 | 1
2 | 6 | 22 | 1 | 1
2 | 6 | 23 | 1 | 1
2 | 6 | 24 | 1 | 1
2 | 7 | 1 | 1 | 1
2 | 7 | 2 | 1 | 1
2 | 7 | 3 | 1 | 1
2 | 7 | 4 | 1 | 1
2 | 7 | 5 | 1 | 1
2 | 7 | 6 | 1 | 1
2 | 7 | 7 | 1 | 1
2 | 7 | 8 | 1 | 1
2 | 7 | 9 | 1 | 1
2 | 7 | 10 | 1 | 1
2 | 7 | 11 | 1 | 1
2 | 7 | 12 | 1 | 1
2 | 7 | 13 | 1 | 1
2 | 7 | 14 | 1 | 1
2 | 7 | 15 | 1 | 1
2 | 7 | 16 | 1 | 1
2 | 7 | 17 | 1 | 1
2 | 7 | 18 | 1 | 1
2 | 7 | 19 | 1 | 1
2 | 7 | 20 | 1 | 1
2 | 7 | 21 | 1 | 1
2 | 7 | 22 | 1 | 1
2 | 7 | 23 | 1 | 1
2 | 7 | 24 | 1 | 1
2 | 8 | 1 | 1 | 1
2 | 8 | 2 | 1 | 1
2 | 8 | 3 | 1 | 1
2 | 8 | 4 | 1 | 1
2 | 8 | 5 | 1 | 1
2 | 8 | 6 | 1 | 1
2 | 8 | 7 | 1 | 1
2 | 8 | 8 | 1 | 1
2 | 8 | 9 | 1 | 1
2 | 8 | 10 | 1 | 1
2 | 8 | 11 | 1 | 1
2 | 8 | 12 | 1 | 1
2 | 8 | 13 | 1 | 1
2 | 8 | 14 | 1 | 1
2 | 8 | 15 | 1 | 1
2 | 8 | 16 | 1 | 1
2 | 8 | 17 | 1 | 1
2 | 8 | 18 | 1 | 1
2 | 8 | 19 | 1 | 1
2 | 8 | 20 | 1 | 1
2 | 8 | 21 | 1 | 1
2 | 8 | 22 | 1 | 1
2 | 8 | 23 | 1 | 1
2 | 8 | 24 | 1 | 1
2 | 9 | 1 | 1 | 1
2 | 9 | 2 | 1 | 1
2 | 9 | 3 | 1 | 1
2 | 9 | 4 | 1 | 1
2 | 9 | 5 | 1 | 1
2 | 9 | 6 | 1 | 1
2 | 9 | 7 | 1 | 1
2 | 9 | 8 | 1 | 1
2 | 9 | 9 | 1 | 1
2 | 9 | 10 | 1 | 1
2 | 9 | 11 | 1 | 1
2 | 9 | 12 | 1 | 1
2 | 9 | 13 | 1 | 1
2 | 9 | 14 | 1 | 1
2 | 9 | 15 | 1 | 1
2 | 9 | 16 | 1 | 1
2 | 9 | 17 | 1 | 1
2 | 9 | 18 | 1 | 1
2 | 9 | 19 | 1 | 1
2 | 9 | 20 | 1 | 1
2 | 9 | 21 | 1 | 1
2 | 9 | 22 | 1 | 1
2 | 9 | 23 | 1 | 1
2 | 9 | 24 | 1 | 1
2 | 10 | 1 | 1 | 1
2 | 10 | 2 | 1 | 1
2 | 10 | 3 | 1 | 1
2 | 10 | 4 | 1 | 1
2 | 10 | 5 | 1 | 1
2 | 10 | 6 | 1 | 1
2 | 10 | 7 | 1 | 1
2 | 10 | 8 | 1 | 1
2 | 10 | 9 | 1 | 1
2 | 10 | 10 | 1 | 1
2 | 10 | 11 | 1 | 1
2 | 10 | 12 | 1 | 1
2 | 10 | 13 | 1 | 1
2 | 10 | 14 | 1 | 1
2 | 10 | 15 | 1 | 1
2 | 10 | 16 | 1 | 1
2 | 10 | 17 | 1 | 1
2 | 10 | 18 | 1 | 1
2 | 10 | 19 | 1 | 1
2 | 10 | 20 | 1 | 1
2 | 10 | 21 | 1 | 1
2 | 10 | 22 | 1 | 1
2 | 10 | 23 | 1 | 1
2 | 10 | 24 | 1 | 1
2 | 11 | 1 | 0 | 1
2 | 11 | 2 | 0 | 1
2 | 11 | 3 | 0 | 1
2 | 11 | 4 | 0 | 1
2 | 11 | 5 | 0 | 1
2 | 11 | 6 | 0 | 1
2 | 11 | 7 | 0 | 1
2 | 11 | 8 | 0 | 1
2 | 11 | 9 | 0 | 1
2 | 11 | 10 | 0 | 1
2 | 11 | 11 | 0 | 1
2 | 11 | 12 | 0 | 1
2 | 11 | 13 | 0 | 1
2 | 11 | 14 | 0 | 1
2 | 11 | 15 | 0 | 1
2 | 11 | 16 | 0 | 1
2 | 11 | 17 | 0 | 1
2 | 11 | 18 | 0 | 1
2 | 11 | 19 | 0 | 1
2 | 11 | 20 | 0 | 1
2 | 11 | 21 | 0 | 1
2 | 11 | 22 | 0 | 1
2 | 11 | 23 | 0 | 1
2 | 11 | 24 | 0 | 1
2 | 12 | 1 | 0 | 1
2 | 12 | 2 | 0 | 1
2 | 12 | 3 | 0 | 1
2 | 12 | 4 | 0 | 1
2 | 12 | 5 | 0 | 1
2 | 12 | 6 | 0 | 1
2 | 12 | 7 | 0 | 1
2 | 12 | 8 | 0 | 1
2 | 12 | 9 | 0 | 1
2 | 12 | 10 | 0 | 1
2 | 12 | 11 | 0 | 1
2 | 12 | 12 | 0 | 1
2 | 12 | 13 | 0 | 1
2 | 12 | 14 | 0 | 1
2 | 12 | 15 | 0 | 1
2 | 12 | 16 | 0 | 1
2 | 12 | 17 | 0 | 1
2 | 12 | 18 | 0 | 1
2 | 12 | 19 | 0 | 1
2 | 12 | 20 | 0 | 1
2 | 12 | 21 | 0 | 1
2 | 12 | 22 | 0 | 1
2 | 12 | 23 | 0 | 1
2 | 12 | 24 | 0 | 1
2 | 13 | 1 | 1 | 1
2 | 13 | 2 | 1 | 1
2 | 13 | 3 | 1 | 1
2 | 13 | 4 | 1 | 1
2 | 13 | 5 | 1 | 1
2 | 13 | 6 | 1 | 1
2 | 13 | 7 | 1 | 1
2 | 13 | 8 | 1 | 1
2 | 13 | 9 | 1 | 1
2 | 13 | 10 | 1 | 1
2 | 13 | 11 | 1 | 1
2 | 13 | 12 | 1 | 1
2 | 13 | 13 | 1 | 1
2 | 13 | 14 | 1 | 1
2 | 13 | 15 | 1 | 1
2 | 13 | 16 | 1 | 1
2 | 13 | 17 | 1 | 1
2 | 13 | 18 | 1 | 1
2 | 13 | 19 | 1 | 1
2 | 13 | 20 | 1 | 1
2 | 13 | 21 | 1 | 1
2 | 13 | 22 | 1 | 1
2 | 13 | 23 | 1 | 1
2 | 13 | 24 | 1 | 1
2 | 14 | 1 | 1 | 1
2 | 14 | 2 | 1 | 1
2 | 14 | 3 | 1 | 1
2 | 14 | 4 | 1 | 1
2 | 14 | 5 | 1 | 1
2 | 14 | 6 | 1 | 1
2 | 14 | 7 | 1 | 1
2 | 14 | 8 | 1 | 1
2 | 14 | 9 | 1 | 1
2 | 14 | 10 | 1 | 1
2 | 14 | 11 | 1 | 1
2 | 14 | 12 | 1 | 1
2 | 14 | 13 | 1 | 1
2 | 14 | 14 | 1 | 1
2 | 14 | 15 | 1 | 1
2 | 14 | 16 | 1 | 1
2 | 14 | 17 | 1 | 1
2 | 14 | 18 | 1 | 1
2 | 14 | 19 | 1 | 1
2 | 14 | 20 | 1 | 1
2 | 14 | 21 | 1 | 1
2 | 14 | 22 | 1 | 1
2 | 14 | 23 | 1 | 1
2 | 14 | 24 | 1 | 1
2 | 15 | 1 | 1 | 1
2 | 15 | 2 | 1 | 1
2 | 15 | 3 | 1 | 1
2 | 15 | 4 | 1 | 1
2 | 15 | 5 | 1 | 1
2 | 15 | 6 | 1 | 1
2 | 15 | 7 | 1 | 1
2 | 15 | 8 | 1 | 1
2 | 15 | 9 | 1 | 1
2 | 15 | 10 | 1 | 1
2 | 15 | 11 | 1 | 1
2 | 15 | 12 | 1 | 1
2 | 15 | 13 | 1 | 1
2 | 15 | 14 | 1 | 1
2 | 15 | 15 | 1 | 1
2 | 15 | 16 | 1 | 1
2 | 15 | 17 | 1 | 1
2 | 15 | 18 | 1 | 1
2 | 15 | 19 | 1 | 1
2 | 15 | 20 | 1 | 1
2 | 15 | 21 | 1 | 1
2 | 15 | 22 | 1 | 1
2 | 15 | 23 | 1 | 1
2 | 15 | 24 | 1 | 1
2 | 16 | 1 | 1 | 1
2 | 16 | 2 | 1 | 1
2 | 16 | 3 | 1 | 1
2 | 16 | 4 | 1 | 1
2 | 16 | 5 | 1 | 1
2 | 16 | 6 | 1 | 1
2 | 16 | 7 | 1 | 1
2 | 16 | 8 | 1 | 1
2 | 16 | 9 | 1 | 1
2 | 16 | 10 | 1 | 1
2 | 16 | 11 | 1 | 1
2 | 16 | 12 | 1 | 1
2 | 16 | 13 | 1 | 1
2 | 16 | 14 | 1 | 1
2 | 16 | 15 | 1 | 1
2 | 16 | 16 | 1 | 1
2 | 16 | 17 | 1 | 1
2 | 16 | 18 | 1 | 1
2 | 16 | 19 | 1 | 1
2 | 16 | 20 | 1 | 1
2 | 16 | 21 | 1 | 1
2 | 16 | 22 | 1 | 1
2 | 16 | 23 | 1 | 1
2 | 16 | 24 | 1 | 1
2 | 17 | 1 | 1 | 1
2 | 17 | 2 | 1 | 1
2 | 17 | 3 | 1 | 1
2 | 17 | 4 | 1 | 1
2 | 17 | 5 | 1 | 1
2 | 17 | 6 | 1 | 1
2 | 17 | 7 | 1 | 1
2 | 17 | 8 | 1 | 1
2 | 17 | 9 | 1 | 1
2 | 17 | 10 | 1 | 1
2 | 17 | 11 | 1 | 1
2 | 17 | 12 | 1 | 1
2 | 17 | 13 | 1 | 1
2 | 17 | 14 | 1 | 1
2 | 17 | 15 | 1 | 1
2 | 17 | 16 | 1 | 1
2 | 17 | 17 | 1 | 1
2 | 17 | 18 | 1 | 1
2 | 17 | 19 | 1 | 1
2 | 17 | 20 | 1 | 1
2 | 17 | 21 | 1 | 1
2 | 17 | 22 | 1 | 1
2 | 17 | 23 | 1 | 1
2 | 17 | 24 | 1 | 1
2 | 18 | 1 | 0 | 1
2 | 18 | 2 | 0 | 1
2 | 18 | 3 | 0 | 1
2 | 18 | 4 | 0 | 1
2 | 18 | 5 | 0 | 1
2 | 18 | 6 | 0 | 1
2 | 18 | 7 | 0 | 1
2 | 18 | 8 | 0 | 1
2 | 18 | 9 | 0 | 1
2 | 18 | 10 | 0 | 1
2 | 18 | 11 | 0 | 1
2 | 18 | 12 | 0 | 1
2 | 18 | 13 | 0 | 1
2 | 18 | 14 | 0 | 1
2 | 18 | 15 | 0 | 1
2 | 18 | 16 | 0 | 1
2 | 18 | 17 | 0 | 1
2 | 18 | 18 | 0 | 1
2 | 18 | 19 | 0 | 1
2 | 18 | 20 | 0 | 1
2 | 18 | 21 | 0 | 1
2 | 18 | 22 | 0 | 1
2 | 18 | 23 | 0 | 1
2 | 18 | 24 | 0 | 1
2 | 19 | 1 | 0 | 1
2 | 19 | 2 | 0 | 1
2 | 19 | 3 | 0 | 1
2 | 19 | 4 | 0 | 1
2 | 19 | 5 | 0 | 1
2 | 19 | 6 | 0 | 1
2 | 19 | 7 | 0 | 1
2 | 19 | 8 | 0 | 1
2 | 19 | 9 | 0 | 1
2 | 19 | 10 | 0 | 1
2 | 19 | 11 | 0 | 1
2 | 19 | 12 | 0 | 1
2 | 19 | 13 | 0 | 1
2 | 19 | 14 | 0 | 1
2 | 19 | 15 | 0 | 1
2 | 19 | 16 | 0 | 1
2 | 19 | 17 | 0 | 1
2 | 19 | 18 | 0 | 1
2 | 19 | 19 | 0 | 1
2 | 19 | 20 | 0 | 1
2 | 19 | 21 | 0 | 1
2 | 19 | 22 | 0 | 1
2 | 19 | 23 | 0 | 1
2 | 19 | 24 | 0 | 1
2 | 20 | 1 | 1 | 1
2 | 20 | 2 | 1 | 1
2 | 20 | 3 | 1 | 1
2 | 20 | 4 | 1 | 1
2 | 20 | 5 | 1 | 1
2 | 20 | 6 | 1 | 1
2 | 20 | 7 | 1 | 1
2 | 20 | 8 | 1 | 1
2 | 20 | 9 | 1 | 1
2 | 20 | 10 | 1 | 1
2 | 20 | 11 | 1 | 1
2 | 20 | 12 | 1 | 1
2 | 20 | 13 | 1 | 1
2 | 20 | 14 | 1 | 1
2 | 20 | 15 | 1 | 1
2 | 20 | 16 | 1 | 1
2 | 20 | 17 | 1 | 1
2 | 20 | 18 | 1 | 1
2 | 20 | 19 | 1 | 1
2 | 20 | 20 | 1 | 1
2 | 20 | 21 | 1 | 1
2 | 20 | 22 | 1 | 1
2 | 20 | 23 | 1 | 1
2 | 20 | 24 | 1 | 1
2 | 21 | 1 | 1 | 1
2 | 21 | 2 | 1 | 1
2 | 21 | 3 | 1 | 1
2 | 21 | 4 | 1 | 1
2 | 21 | 5 | 1 | 1
2 | 21 | 6 | 1 | 1
2 | 21 | 7 | 1 | 1
2 | 21 | 8 | 1 | 1
2 | 21 | 9 | 1 | 1
2 | 21 | 10 | 1 | 1
2 | 21 | 11 | 1 | 1
2 | 21 | 12 | 1 | 1
2 | 21 | 13 | 1 | 1
2 | 21 | 14 | 1 | 1
2 | 21 | 15 | 1 | 1
2 | 21 | 16 | 1 | 1
2 | 21 | 17 | 1 | 1
2 | 21 | 18 | 1 | 1
2 | 21 | 19 | 1 | 1
2 | 21 | 20 | 1 | 1
2 | 21 | 21 | 1 | 1
2 | 21 | 22 | 1 | 1
2 | 21 | 23 | 1 | 1
2 | 21 | 24 | 1 | 1
2 | 22 | 1 | 1 | 1
2 | 22 | 2 | 1 | 1
2 | 22 | 3 | 1 | 1
2 | 22 | 4 | 1 | 1
2 | 22 | 5 | 1 | 1
2 | 22 | 6 | 1 | 1
2 | 22 | 7 | 1 | 1
2 | 22 | 8 | 1 | 1
2 | 22 | 9 | 1 | 1
2 | 22 | 10 | 1 | 1
2 | 22 | 11 | 1 | 1
2 | 22 | 12 | 1 | 1
2 | 22 | 13 | 1 | 1
2 | 22 | 14 | 1 | 1
2 | 22 | 15 | 1 | 1
2 | 22 | 16 | 1 | 1
2 | 22 | 17 | 1 | 1
2 | 22 | 18 | 1 | 1
2 | 22 | 19 | 1 | 1
2 | 22 | 20 | 1 | 1
2 | 22 | 21 | 1 | 1
2 | 22 | 22 | 1 | 1
2 | 22 | 23 | 1 | 1
2 | 22 | 24 | 1 | 1
2 | 23 | 1 | 1 | 1
2 | 23 | 2 | 1 | 1
2 | 23 | 3 | 1 | 1
2 | 23 | 4 | 1 | 1
2 | 23 | 5 | 1 | 1
2 | 23 | 6 | 1 | 1
2 | 23 | 7 | 1 | 1
2 | 23 | 8 | 1 | 1
2 | 23 | 9 | 1 | 1
2 | 23 | 10 | 1 | 1
2 | 23 | 11 | 1 | 1
2 | 23 | 12 | 1 | 1
2 | 23 | 13 | 1 | 1
2 | 23 | 14 | 1 | 1
2 | 23 | 15 | 1 | 1
2 | 23 | 16 | 1 | 1
2 | 23 | 17 | 1 | 1
2 | 23 | 18 | 1 | 1
2 | 23 | 19 | 1 | 1
2 | 23 | 20 | 1 | 1
2 | 23 | 21 | 1 | 1
2 | 23 | 22 | 1 | 1
2 | 23 | 23 | 1 | 1
2 | 23 | 24 | 1 | 1
2 | 24 | 1 | 1 | 1
2 | 24 | 2 | 1 | 1
2 | 24 | 3 | 1 | 1
2 | 24 | 4 | 1 | 1
2 | 24 | 5 | 1 | 1
2 | 24 | 6 | 1 | 1
2 | 24 | 7 | 1 | 1
2 | 24 | 8 | 1 | 1
2 | 24 | 9 | 1 | 1
2 | 24 | 10 | 1 | 1
2 | 24 | 11 | 1 | 1
2 | 24 | 12 | 1 | 1
2 | 24 | 13 | 1 | 1
2 | 24 | 14 | 1 | 1
2 | 24 | 15 | 1 | 1
2 | 24 | 16 | 1 | 1
2 | 24 | 17 | 1 | 1
2 | 24 | 18 | 1 | 1
2 | 24 | 19 | 1 | 1
2 | 24 | 20 | 1 | 1
2 | 24 | 21 | 1 | 1
2 | 24 | 22 | 1 | 1
2 | 24 | 23 | 1 | 1
2 | 24 | 24 | 1 | 1
2 | 25 | 1 | 0 | 1
2 | 25 | 2 | 0 | 1
2 | 25 | 3 | 0 | 1
2 | 25 | 4 | 0 | 1
2 | 25 | 5 | 0 | 1
2 | 25 | 6 | 0 | 1
2 | 25 | 7 | 0 | 1
2 | 25 | 8 | 0 | 1
2 | 25 | 9 | 0 | 1
2 | 25 | 10 | 0 | 1
2 | 25 | 11 | 0 | 1
2 | 25 | 12 | 0 | 1
2 | 25 | 13 | 0 | 1
2 | 25 | 14 | 0 | 1
2 | 25 | 15 | 0 | 1
2 | 25 | 16 | 0 | 1
2 | 25 | 17 | 0 | 1
2 | 25 | 18 | 0 | 1
2 | 25 | 19 | 0 | 1
2 | 25 | 20 | 0 | 1
2 | 25 | 21 | 0 | 1
2 | 25 | 22 | 0 | 1
2 | 25 | 23 | 0 | 1
2 | 25 | 24 | 0 | 1
2 | 26 | 1 | 0 | 1
2 | 26 | 2 | 0 | 1
2 | 26 | 3 | 0 | 1
2 | 26 | 4 | 0 | 1
2 | 26 | 5 | 0 | 1
2 | 26 | 6 | 0 | 1
2 | 26 | 7 | 0 | 1
2 | 26 | 8 | 0 | 1
2 | 26 | 9 | 0 | 1
2 | 26 | 10 | 0 | 1
2 | 26 | 11 | 0 | 1
2 | 26 | 12 | 0 | 1
2 | 26 | 13 | 0 | 1
2 | 26 | 14 | 0 | 1
2 | 26 | 15 | 0 | 1
2 | 26 | 16 | 0 | 1
2 | 26 | 17 | 0 | 1
2 | 26 | 18 | 0 | 1
2 | 26 | 19 | 0 | 1
2 | 26 | 20 | 0 | 1
2 | 26 | 21 | 0 | 1
2 | 26 | 22 | 0 | 1
2 | 26 | 23 | 0 | 1
2 | 26 | 24 | 0 | 1
2 | 27 | 1 | 1 | 1
2 | 27 | 2 | 1 | 1
2 | 27 | 3 | 1 | 1
2 | 27 | 4 | 1 | 1
2 | 27 | 5 | 1 | 1
2 | 27 | 6 | 1 | 1
2 | 27 | 7 | 1 | 1
2 | 27 | 8 | 1 | 1
2 | 27 | 9 | 1 | 1
2 | 27 | 10 | 1 | 1
2 | 27 | 11 | 1 | 1
2 | 27 | 12 | 1 | 1
2 | 27 | 13 | 1 | 1
2 | 27 | 14 | 1 | 1
2 | 27 | 15 | 1 | 1
2 | 27 | 16 | 1 | 1
2 | 27 | 17 | 1 | 1
2 | 27 | 18 | 1 | 1
2 | 27 | 19 | 1 | 1
2 | 27 | 20 | 1 | 1
2 | 27 | 21 | 1 | 1
2 | 27 | 22 | 1 | 1
2 | 27 | 23 | 1 | 1
2 | 27 | 24 | 1 | 1
2 | 28 | 1 | 1 | 1
2 | 28 | 2 | 1 | 1
2 | 28 | 3 | 1 | 1
2 | 28 | 4 | 1 | 1
2 | 28 | 5 | 1 | 1
2 | 28 | 6 | 1 | 1
2 | 28 | 7 | 1 | 1
2 | 28 | 8 | 1 | 1
2 | 28 | 9 | 1 | 1
2 | 28 | 10 | 1 | 1
2 | 28 | 11 | 1 | 1
2 | 28 | 12 | 1 | 1
2 | 28 | 13 | 1 | 1
2 | 28 | 14 | 1 | 1
2 | 28 | 15 | 1 | 1
2 | 28 | 16 | 1 | 1
2 | 28 | 17 | 1 | 1
2 | 28 | 18 | 1 | 1
2 | 28 | 19 | 1 | 1
2 | 28 | 20 | 1 | 1
2 | 28 | 21 | 1 | 1
2 | 28 | 22 | 1 | 1
2 | 28 | 23 | 1 | 1
2 | 28 | 24 | 1 | 1
3 | 1 | 1 | 1 | 1
3 | 1 | 2 | 1 | 1
3 | 1 | 3 | 1 | 1
3 | 1 | 4 | 1 | 1
3 | 1 | 5 | 1 | 1
3 | 1 | 6 | 1 | 1
3 | 1 | 7 | 1 | 1
3 | 1 | 8 | 1 | 1
3 | 1 | 9 | 1 | 1
3 | 1 | 10 | 1 | 1
3 | 1 | 11 | 1 | 1
3 | 1 | 12 | 1 | 1
3 | 1 | 13 | 1 | 1
3 | 1 | 14 | 1 | 1
3 | 1 | 15 | 1 | 1
3 | 1 | 16 | 1 | 1
3 | 1 | 17 | 1 | 1
3 | 1 | 18 | 1 | 1
3 | 1 | 19 | 1 | 1
3 | 1 | 20 | 1 | 1
3 | 1 | 21 | 1 | 1
3 | 1 | 22 | 1 | 1
3 | 1 | 23 | 1 | 1
3 | 1 | 24 | 1 | 1
3 | 2 | 1 | 1 | 1
3 | 2 | 2 | 1 | 1
3 | 2 | 3 | 1 | 1
3 | 2 | 4 | 1 | 1
3 | 2 | 5 | 1 | 1
3 | 2 | 6 | 1 | 1
3 | 2 | 7 | 1 | 1
3 | 2 | 8 | 1 | 1
3 | 2 | 9 | 1 | 1
3 | 2 | 10 | 1 | 1
3 | 2 | 11 | 1 | 1
3 | 2 | 12 | 1 | 1
3 | 2 | 13 | 1 | 1
3 | 2 | 14 | 1 | 1
3 | 2 | 15 | 1 | 1
3 | 2 | 16 | 1 | 1
3 | 2 | 17 | 1 | 1
3 | 2 | 18 | 1 | 1
3 | 2 | 19 | 1 | 1
3 | 2 | 20 | 1 | 1
3 | 2 | 21 | 1 | 1
3 | 2 | 22 | 1 | 1
3 | 2 | 23 | 1 | 1
3 | 2 | 24 | 1 | 1
3 | 3 | 1 | 1 | 1
3 | 3 | 2 | 1 | 1
3 | 3 | 3 | 1 | 1
3 | 3 | 4 | 1 | 1
3 | 3 | 5 | 1 | 1
3 | 3 | 6 | 1 | 1
3 | 3 | 7 | 1 | 1
3 | 3 | 8 | 1 | 1
3 | 3 | 9 | 1 | 1
3 | 3 | 10 | 1 | 1
3 | 3 | 11 | 1 | 1
3 | 3 | 12 | 1 | 1
3 | 3 | 13 | 1 | 1
3 | 3 | 14 | 1 | 1
3 | 3 | 15 | 1 | 1
3 | 3 | 16 | 1 | 1
3 | 3 | 17 | 1 | 1
3 | 3 | 18 | 1 | 1
3 | 3 | 19 | 1 | 1
3 | 3 | 20 | 1 | 1
3 | 3 | 21 | 1 | 1
3 | 3 | 22 | 1 | 1
3 | 3 | 23 | 1 | 1
3 | 3 | 24 | 1 | 1
3 | 4 | 1 | 0 | 1
3 | 4 | 2 | 0 | 1
3 | 4 | 3 | 0 | 1
3 | 4 | 4 | 0 | 1
3 | 4 | 5 | 0 | 1
3 | 4 | 6 | 0 | 1
3 | 4 | 7 | 0 | 1
3 | 4 | 8 | 0 | 1
3 | 4 | 9 | 0 | 1
3 | 4 | 10 | 0 | 1
3 | 4 | 11 | 0 | 1
3 | 4 | 12 | 0 | 1
3 | 4 | 13 | 0 | 1
3 | 4 | 14 | 0 | 1
3 | 4 | 15 | 0 | 1
3 | 4 | 16 | 0 | 1
3 | 4 | 17 | 0 | 1
3 | 4 | 18 | 0 | 1
3 | 4 | 19 | 0 | 1
3 | 4 | 20 | 0 | 1
3 | 4 | 21 | 0 | 1
3 | 4 | 22 | 0 | 1
3 | 4 | 23 | 0 | 1
3 | 4 | 24 | 0 | 1
3 | 5 | 1 | 0 | 1
3 | 5 | 2 | 0 | 1
3 | 5 | 3 | 0 | 1
3 | 5 | 4 | 0 | 1
3 | 5 | 5 | 0 | 1
3 | 5 | 6 | 0 | 1
3 | 5 | 7 | 0 | 1
3 | 5 | 8 | 0 | 1
3 | 5 | 9 | 0 | 1
3 | 5 | 10 | 0 | 1
3 | 5 | 11 | 0 | 1
3 | 5 | 12 | 0 | 1
3 | 5 | 13 | 0 | 1
3 | 5 | 14 | 0 | 1
3 | 5 | 15 | 0 | 1
3 | 5 | 16 | 0 | 1
3 | 5 | 17 | 0 | 1
3 | 5 | 18 | 0 | 1
3 | 5 | 19 | 0 | 1
3 | 5 | 20 | 0 | 1
3 | 5 | 21 | 0 | 1
3 | 5 | 22 | 0 | 1
3 | 5 | 23 | 0 | 1
3 | 5 | 24 | 0 | 1
3 | 6 | 1 | 1 | 1
3 | 6 | 2 | 1 | 1
3 | 6 | 3 | 1 | 1
3 | 6 | 4 | 1 | 1
3 | 6 | 5 | 1 | 1
3 | 6 | 6 | 1 | 1
3 | 6 | 7 | 1 | 1
3 | 6 | 8 | 1 | 1
3 | 6 | 9 | 1 | 1
3 | 6 | 10 | 1 | 1
3 | 6 | 11 | 1 | 1
3 | 6 | 12 | 1 | 1
3 | 6 | 13 | 1 | 1
3 | 6 | 14 | 1 | 1
3 | 6 | 15 | 1 | 1
3 | 6 | 16 | 1 | 1
3 | 6 | 17 | 1 | 1
3 | 6 | 18 | 1 | 1
3 | 6 | 19 | 1 | 1
3 | 6 | 20 | 1 | 1
3 | 6 | 21 | 1 | 1
3 | 6 | 22 | 1 | 1
3 | 6 | 23 | 1 | 1
3 | 6 | 24 | 1 | 1
3 | 7 | 1 | 1 | 1
3 | 7 | 2 | 1 | 1
3 | 7 | 3 | 1 | 1
3 | 7 | 4 | 1 | 1
3 | 7 | 5 | 1 | 1
3 | 7 | 6 | 1 | 1
3 | 7 | 7 | 1 | 1
3 | 7 | 8 | 1 | 1
3 | 7 | 9 | 1 | 1
3 | 7 | 10 | 1 | 1
3 | 7 | 11 | 1 | 1
3 | 7 | 12 | 1 | 1
3 | 7 | 13 | 1 | 1
3 | 7 | 14 | 1 | 1
3 | 7 | 15 | 1 | 1
3 | 7 | 16 | 1 | 1
3 | 7 | 17 | 1 | 1
3 | 7 | 18 | 1 | 1
3 | 7 | 19 | 1 | 1
3 | 7 | 20 | 1 | 1
3 | 7 | 21 | 1 | 1
3 | 7 | 22 | 1 | 1
3 | 7 | 23 | 1 | 1
3 | 7 | 24 | 1 | 1
3 | 8 | 1 | 1 | 1
3 | 8 | 2 | 1 | 1
3 | 8 | 3 | 1 | 1
3 | 8 | 4 | 1 | 1
3 | 8 | 5 | 1 | 1
3 | 8 | 6 | 1 | 1
3 | 8 | 7 | 1 | 1
3 | 8 | 8 | 1 | 1
3 | 8 | 9 | 1 | 1
3 | 8 | 10 | 1 | 1
3 | 8 | 11 | 1 | 1
3 | 8 | 12 | 1 | 1
3 | 8 | 13 | 1 | 1
3 | 8 | 14 | 1 | 1
3 | 8 | 15 | 1 | 1
3 | 8 | 16 | 1 | 1
3 | 8 | 17 | 1 | 1
3 | 8 | 18 | 1 | 1
3 | 8 | 19 | 1 | 1
3 | 8 | 20 | 1 | 1
3 | 8 | 21 | 1 | 1
3 | 8 | 22 | 1 | 1
3 | 8 | 23 | 1 | 1
3 | 8 | 24 | 1 | 1
3 | 9 | 1 | 1 | 1
3 | 9 | 2 | 1 | 1
3 | 9 | 3 | 1 | 1
3 | 9 | 4 | 1 | 1
3 | 9 | 5 | 1 | 1
3 | 9 | 6 | 1 | 1
3 | 9 | 7 | 1 | 1
3 | 9 | 8 | 1 | 1
3 | 9 | 9 | 1 | 1
3 | 9 | 10 | 1 | 1
3 | 9 | 11 | 1 | 1
3 | 9 | 12 | 1 | 1
3 | 9 | 13 | 1 | 1
3 | 9 | 14 | 1 | 1
3 | 9 | 15 | 1 | 1
3 | 9 | 16 | 1 | 1
3 | 9 | 17 | 1 | 1
3 | 9 | 18 | 1 | 1
3 | 9 | 19 | 1 | 1
3 | 9 | 20 | 1 | 1
3 | 9 | 21 | 1 | 1
3 | 9 | 22 | 1 | 1
3 | 9 | 23 | 1 | 1
3 | 9 | 24 | 1 | 1
3 | 10 | 1 | 1 | 1
3 | 10 | 2 | 1 | 1
3 | 10 | 3 | 1 | 1
3 | 10 | 4 | 1 | 1
3 | 10 | 5 | 1 | 1
3 | 10 | 6 | 1 | 1
3 | 10 | 7 | 1 | 1
3 | 10 | 8 | 1 | 1
3 | 10 | 9 | 1 | 1
3 | 10 | 10 | 1 | 1
3 | 10 | 11 | 1 | 1
3 | 10 | 12 | 1 | 1
3 | 10 | 13 | 1 | 1
3 | 10 | 14 | 1 | 1
3 | 10 | 15 | 1 | 1
3 | 10 | 16 | 1 | 1
3 | 10 | 17 | 1 | 1
3 | 10 | 18 | 1 | 1
3 | 10 | 19 | 1 | 1
3 | 10 | 20 | 1 | 1
3 | 10 | 21 | 1 | 1
3 | 10 | 22 | 1 | 1
3 | 10 | 23 | 1 | 1
3 | 10 | 24 | 1 | 1
3 | 11 | 1 | 0 | 1
3 | 11 | 2 | 0 | 1
3 | 11 | 3 | 0 | 1
3 | 11 | 4 | 0 | 1
3 | 11 | 5 | 0 | 1
3 | 11 | 6 | 0 | 1
3 | 11 | 7 | 0 | 1
3 | 11 | 8 | 0 | 1
3 | 11 | 9 | 0 | 1
3 | 11 | 10 | 0 | 1
3 | 11 | 11 | 0 | 1
3 | 11 | 12 | 0 | 1
3 | 11 | 13 | 0 | 1
3 | 11 | 14 | 0 | 1
3 | 11 | 15 | 0 | 1
3 | 11 | 16 | 0 | 1
3 | 11 | 17 | 0 | 1
3 | 11 | 18 | 0 | 1
3 | 11 | 19 | 0 | 1
3 | 11 | 20 | 0 | 1
3 | 11 | 21 | 0 | 1
3 | 11 | 22 | 0 | 1
3 | 11 | 23 | 0 | 1
3 | 11 | 24 | 0 | 1
3 | 12 | 1 | 0 | 1
3 | 12 | 2 | 0 | 1
3 | 12 | 3 | 0 | 1
3 | 12 | 4 | 0 | 1
3 | 12 | 5 | 0 | 1
3 | 12 | 6 | 0 | 1
3 | 12 | 7 | 0 | 1
3 | 12 | 8 | 0 | 1
3 | 12 | 9 | 0 | 1
3 | 12 | 10 | 0 | 1
3 | 12 | 11 | 0 | 1
3 | 12 | 12 | 0 | 1
3 | 12 | 13 | 0 | 1
3 | 12 | 14 | 0 | 1
3 | 12 | 15 | 0 | 1
3 | 12 | 16 | 0 | 1
3 | 12 | 17 | 0 | 1
3 | 12 | 18 | 0 | 1
3 | 12 | 19 | 0 | 1
3 | 12 | 20 | 0 | 1
3 | 12 | 21 | 0 | 1
3 | 12 | 22 | 0 | 1
3 | 12 | 23 | 0 | 1
3 | 12 | 24 | 0 | 1
3 | 13 | 1 | 1 | 1
3 | 13 | 2 | 1 | 1
3 | 13 | 3 | 1 | 1
3 | 13 | 4 | 1 | 1
3 | 13 | 5 | 1 | 1
3 | 13 | 6 | 1 | 1
3 | 13 | 7 | 1 | 1
3 | 13 | 8 | 1 | 1
3 | 13 | 9 | 1 | 1
3 | 13 | 10 | 1 | 1
3 | 13 | 11 | 1 | 1
3 | 13 | 12 | 1 | 1
3 | 13 | 13 | 1 | 1
3 | 13 | 14 | 1 | 1
3 | 13 | 15 | 1 | 1
3 | 13 | 16 | 1 | 1
3 | 13 | 17 | 1 | 1
3 | 13 | 18 | 1 | 1
3 | 13 | 19 | 1 | 1
3 | 13 | 20 | 1 | 1
3 | 13 | 21 | 1 | 1
3 | 13 | 22 | 1 | 1
3 | 13 | 23 | 1 | 1
3 | 13 | 24 | 1 | 1
3 | 14 | 1 | 1 | 1
3 | 14 | 2 | 1 | 1
3 | 14 | 3 | 1 | 1
3 | 14 | 4 | 1 | 1
3 | 14 | 5 | 1 | 1
3 | 14 | 6 | 1 | 1
3 | 14 | 7 | 1 | 1
3 | 14 | 8 | 1 | 1
3 | 14 | 9 | 1 | 1
3 | 14 | 10 | 1 | 1
3 | 14 | 11 | 1 | 1
3 | 14 | 12 | 1 | 1
3 | 14 | 13 | 1 | 1
3 | 14 | 14 | 1 | 1
3 | 14 | 15 | 1 | 1
3 | 14 | 16 | 1 | 1
3 | 14 | 17 | 1 | 1
3 | 14 | 18 | 1 | 1
3 | 14 | 19 | 1 | 1
3 | 14 | 20 | 1 | 1
3 | 14 | 21 | 1 | 1
3 | 14 | 22 | 1 | 1
3 | 14 | 23 | 1 | 1
3 | 14 | 24 | 1 | 1
3 | 15 | 1 | 1 | 1
3 | 15 | 2 | 1 | 1
3 | 15 | 3 | 1 | 1
3 | 15 | 4 | 1 | 1
3 | 15 | 5 | 1 | 1
3 | 15 | 6 | 1 | 1
3 | 15 | 7 | 1 | 1
3 | 15 | 8 | 1 | 1
3 | 15 | 9 | 1 | 1
3 | 15 | 10 | 1 | 1
3 | 15 | 11 | 1 | 1
3 | 15 | 12 | 1 | 1
3 | 15 | 13 | 1 | 1
3 | 15 | 14 | 1 | 1
3 | 15 | 15 | 1 | 1
3 | 15 | 16 | 1 | 1
3 | 15 | 17 | 1 | 1
3 | 15 | 18 | 1 | 1
3 | 15 | 19 | 1 | 1
3 | 15 | 20 | 1 | 1
3 | 15 | 21 | 1 | 1
3 | 15 | 22 | 1 | 1
3 | 15 | 23 | 1 | 1
3 | 15 | 24 | 1 | 1
3 | 16 | 1 | 1 | 1
3 | 16 | 2 | 1 | 1
3 | 16 | 3 | 1 | 1
3 | 16 | 4 | 1 | 1
3 | 16 | 5 | 1 | 1
3 | 16 | 6 | 1 | 1
3 | 16 | 7 | 1 | 1
3 | 16 | 8 | 1 | 1
3 | 16 | 9 | 1 | 1
3 | 16 | 10 | 1 | 1
3 | 16 | 11 | 1 | 1
3 | 16 | 12 | 1 | 1
3 | 16 | 13 | 1 | 1
3 | 16 | 14 | 1 | 1
3 | 16 | 15 | 1 | 1
3 | 16 | 16 | 1 | 1
3 | 16 | 17 | 1 | 1
3 | 16 | 18 | 1 | 1
3 | 16 | 19 | 1 | 1
3 | 16 | 20 | 1 | 1
3 | 16 | 21 | 1 | 1
3 | 16 | 22 | 1 | 1
3 | 16 | 23 | 1 | 1
3 | 16 | 24 | 1 | 1
3 | 17 | 1 | 1 | 1
3 | 17 | 2 | 1 | 1
3 | 17 | 3 | 1 | 1
3 | 17 | 4 | 1 | 1
3 | 17 | 5 | 1 | 1
3 | 17 | 6 | 1 | 1
3 | 17 | 7 | 1 | 1
3 | 17 | 8 | 1 | 1
3 | 17 | 9 | 1 | 1
3 | 17 | 10 | 1 | 1
3 | 17 | 11 | 1 | 1
3 | 17 | 12 | 1 | 1
3 | 17 | 13 | 1 | 1
3 | 17 | 14 | 1 | 1
3 | 17 | 15 | 1 | 1
3 | 17 | 16 | 1 | 1
3 | 17 | 17 | 1 | 1
3 | 17 | 18 | 1 | 1
3 | 17 | 19 | 1 | 1
3 | 17 | 20 | 1 | 1
3 | 17 | 21 | 1 | 1
3 | 17 | 22 | 1 | 1
3 | 17 | 23 | 1 | 1
3 | 17 | 24 | 1 | 1
3 | 18 | 1 | 0 | 1
3 | 18 | 2 | 0 | 1
3 | 18 | 3 | 0 | 1
3 | 18 | 4 | 0 | 1
3 | 18 | 5 | 0 | 1
3 | 18 | 6 | 0 | 1
3 | 18 | 7 | 0 | 1
3 | 18 | 8 | 0 | 1
3 | 18 | 9 | 0 | 1
3 | 18 | 10 | 0 | 1
3 | 18 | 11 | 0 | 1
3 | 18 | 12 | 0 | 1
3 | 18 | 13 | 0 | 1
3 | 18 | 14 | 0 | 1
3 | 18 | 15 | 0 | 1
3 | 18 | 16 | 0 | 1
3 | 18 | 17 | 0 | 1
3 | 18 | 18 | 0 | 1
3 | 18 | 19 | 0 | 1
3 | 18 | 20 | 0 | 1
3 | 18 | 21 | 0 | 1
3 | 18 | 22 | 0 | 1
3 | 18 | 23 | 0 | 1
3 | 18 | 24 | 0 | 1
3 | 19 | 1 | 0 | 1
3 | 19 | 2 | 0 | 1
3 | 19 | 3 | 0 | 1
3 | 19 | 4 | 0 | 1
3 | 19 | 5 | 0 | 1
3 | 19 | 6 | 0 | 1
3 | 19 | 7 | 0 | 1
3 | 19 | 8 | 0 | 1
3 | 19 | 9 | 0 | 1
3 | 19 | 10 | 0 | 1
3 | 19 | 11 | 0 | 1
3 | 19 | 12 | 0 | 1
3 | 19 | 13 | 0 | 1
3 | 19 | 14 | 0 | 1
3 | 19 | 15 | 0 | 1
3 | 19 | 16 | 0 | 1
3 | 19 | 17 | 0 | 1
3 | 19 | 18 | 0 | 1
3 | 19 | 19 | 0 | 1
3 | 19 | 20 | 0 | 1
3 | 19 | 21 | 0 | 1
3 | 19 | 22 | 0 | 1
3 | 19 | 23 | 0 | 1
3 | 19 | 24 | 0 | 1
3 | 20 | 1 | 1 | 1
3 | 20 | 2 | 1 | 1
3 | 20 | 3 | 1 | 1
3 | 20 | 4 | 1 | 1
3 | 20 | 5 | 1 | 1
3 | 20 | 6 | 1 | 1
3 | 20 | 7 | 1 | 1
3 | 20 | 8 | 1 | 1
3 | 20 | 9 | 1 | 1
3 | 20 | 10 | 1 | 1
3 | 20 | 11 | 1 | 1
3 | 20 | 12 | 1 | 1
3 | 20 | 13 | 1 | 1
3 | 20 | 14 | 1 | 1
3 | 20 | 15 | 1 | 1
3 | 20 | 16 | 1 | 1
3 | 20 | 17 | 1 | 1
3 | 20 | 18 | 1 | 1
3 | 20 | 19 | 1 | 1
3 | 20 | 20 | 1 | 1
3 | 20 | 21 | 1 | 1
3 | 20 | 22 | 1 | 1
3 | 20 | 23 | 1 | 1
3 | 20 | 24 | 1 | 1
3 | 21 | 1 | 1 | 1
3 | 21 | 2 | 1 | 1
3 | 21 | 3 | 1 | 1
3 | 21 | 4 | 1 | 1
3 | 21 | 5 | 1 | 1
3 | 21 | 6 | 1 | 1
3 | 21 | 7 | 1 | 1
3 | 21 | 8 | 1 | 1
3 | 21 | 9 | 1 | 1
3 | 21 | 10 | 1 | 1
3 | 21 | 11 | 1 | 1
3 | 21 | 12 | 1 | 1
3 | 21 | 13 | 1 | 1
3 | 21 | 14 | 1 | 1
3 | 21 | 15 | 1 | 1
3 | 21 | 16 | 1 | 1
3 | 21 | 17 | 1 | 1
3 | 21 | 18 | 1 | 1
3 | 21 | 19 | 1 | 1
3 | 21 | 20 | 1 | 1
3 | 21 | 21 | 1 | 1
3 | 21 | 22 | 1 | 1
3 | 21 | 23 | 1 | 1
3 | 21 | 24 | 1 | 1
3 | 22 | 1 | 1 | 1
3 | 22 | 2 | 1 | 1
3 | 22 | 3 | 1 | 1
3 | 22 | 4 | 1 | 1
3 | 22 | 5 | 1 | 1
3 | 22 | 6 | 1 | 1
3 | 22 | 7 | 1 | 1
3 | 22 | 8 | 1 | 1
3 | 22 | 9 | 1 | 1
3 | 22 | 10 | 1 | 1
3 | 22 | 11 | 1 | 1
3 | 22 | 12 | 1 | 1
3 | 22 | 13 | 1 | 1
3 | 22 | 14 | 1 | 1
3 | 22 | 15 | 1 | 1
3 | 22 | 16 | 1 | 1
3 | 22 | 17 | 1 | 1
3 | 22 | 18 | 1 | 1
3 | 22 | 19 | 1 | 1
3 | 22 | 20 | 1 | 1
3 | 22 | 21 | 1 | 1
3 | 22 | 22 | 1 | 1
3 | 22 | 23 | 1 | 1
3 | 22 | 24 | 1 | 1
3 | 23 | 1 | 1 | 1
3 | 23 | 2 | 1 | 1
3 | 23 | 3 | 1 | 1
3 | 23 | 4 | 1 | 1
3 | 23 | 5 | 1 | 1
3 | 23 | 6 | 1 | 1
3 | 23 | 7 | 1 | 1
3 | 23 | 8 | 1 | 1
3 | 23 | 9 | 1 | 1
3 | 23 | 10 | 1 | 1
3 | 23 | 11 | 1 | 1
3 | 23 | 12 | 1 | 1
3 | 23 | 13 | 1 | 1
3 | 23 | 14 | 1 | 1
3 | 23 | 15 | 1 | 1
3 | 23 | 16 | 1 | 1
3 | 23 | 17 | 1 | 1
3 | 23 | 18 | 1 | 1
3 | 23 | 19 | 1 | 1
3 | 23 | 20 | 1 | 1
3 | 23 | 21 | 1 | 1
3 | 23 | 22 | 1 | 1
3 | 23 | 23 | 1 | 1
3 | 23 | 24 | 1 | 1
3 | 24 | 1 | 1 | 1
3 | 24 | 2 | 1 | 1
3 | 24 | 3 | 1 | 1
3 | 24 | 4 | 1 | 1
3 | 24 | 5 | 1 | 1
3 | 24 | 6 | 1 | 1
3 | 24 | 7 | 1 | 1
3 | 24 | 8 | 1 | 1
3 | 24 | 9 | 1 | 1
3 | 24 | 10 | 1 | 1
3 | 24 | 11 | 1 | 1
3 | 24 | 12 | 1 | 1
3 | 24 | 13 | 1 | 1
3 | 24 | 14 | 1 | 1
3 | 24 | 15 | 1 | 1
3 | 24 | 16 | 1 | 1
3 | 24 | 17 | 1 | 1
3 | 24 | 18 | 1 | 1
3 | 24 | 19 | 1 | 1
3 | 24 | 20 | 1 | 1
3 | 24 | 21 | 1 | 1
3 | 24 | 22 | 1 | 1
3 | 24 | 23 | 1 | 1
3 | 24 | 24 | 1 | 1
3 | 25 | 1 | 0 | 1
3 | 25 | 2 | 0 | 1
3 | 25 | 3 | 0 | 1
3 | 25 | 4 | 0 | 1
3 | 25 | 5 | 0 | 1
3 | 25 | 6 | 0 | 1
3 | 25 | 7 | 0 | 1
3 | 25 | 8 | 0 | 1
3 | 25 | 9 | 0 | 1
3 | 25 | 10 | 0 | 1
3 | 25 | 11 | 0 | 1
3 | 25 | 12 | 0 | 1
3 | 25 | 13 | 0 | 1
3 | 25 | 14 | 0 | 1
3 | 25 | 15 | 0 | 1
3 | 25 | 16 | 0 | 1
3 | 25 | 17 | 0 | 1
3 | 25 | 18 | 0 | 1
3 | 25 | 19 | 0 | 1
3 | 25 | 20 | 0 | 1
3 | 25 | 21 | 0 | 1
3 | 25 | 22 | 0 | 1
3 | 25 | 23 | 0 | 1
3 | 25 | 24 | 0 | 1
3 | 26 | 1 | 0 | 1
3 | 26 | 2 | 0 | 1
3 | 26 | 3 | 0 | 1
3 | 26 | 4 | 0 | 1
3 | 26 | 5 | 0 | 1
3 | 26 | 6 | 0 | 1
3 | 26 | 7 | 0 | 1
3 | 26 | 8 | 0 | 1
3 | 26 | 9 | 0 | 1
3 | 26 | 10 | 0 | 1
3 | 26 | 11 | 0 | 1
3 | 26 | 12 | 0 | 1
3 | 26 | 13 | 0 | 1
3 | 26 | 14 | 0 | 1
3 | 26 | 15 | 0 | 1
3 | 26 | 16 | 0 | 1
3 | 26 | 17 | 0 | 1
3 | 26 | 18 | 0 | 1
3 | 26 | 19 | 0 | 1
3 | 26 | 20 | 0 | 1
3 | 26 | 21 | 0 | 1
3 | 26 | 22 | 0 | 1
3 | 26 | 23 | 0 | 1
3 | 26 | 24 | 0 | 1
3 | 27 | 1 | 1 | 1
3 | 27 | 2 | 1 | 1
3 | 27 | 3 | 1 | 1
3 | 27 | 4 | 1 | 1
3 | 27 | 5 | 1 | 1
3 | 27 | 6 | 1 | 1
3 | 27 | 7 | 1 | 1
3 | 27 | 8 | 1 | 1
3 | 27 | 9 | 1 | 1
3 | 27 | 10 | 1 | 1
3 | 27 | 11 | 1 | 1
3 | 27 | 12 | 1 | 1
3 | 27 | 13 | 1 | 1
3 | 27 | 14 | 1 | 1
3 | 27 | 15 | 1 | 1
3 | 27 | 16 | 1 | 1
3 | 27 | 17 | 1 | 1
3 | 27 | 18 | 1 | 1
3 | 27 | 19 | 1 | 1
3 | 27 | 20 | 1 | 1
3 | 27 | 21 | 1 | 1
3 | 27 | 22 | 1 | 1
3 | 27 | 23 | 1 | 1
3 | 27 | 24 | 1 | 1
3 | 28 | 1 | 1 | 1
3 | 28 | 2 | 1 | 1
3 | 28 | 3 | 1 | 1
3 | 28 | 4 | 1 | 1
3 | 28 | 5 | 1 | 1
3 | 28 | 6 | 1 | 1
3 | 28 | 7 | 1 | 1
3 | 28 | 8 | 1 | 1
3 | 28 | 9 | 1 | 1
3 | 28 | 10 | 1 | 1
3 | 28 | 11 | 1 | 1
3 | 28 | 12 | 1 | 1
3 | 28 | 13 | 1 | 1
3 | 28 | 14 | 1 | 1
3 | 28 | 15 | 1 | 1
3 | 28 | 16 | 1 | 1
3 | 28 | 17 | 1 | 1
3 | 28 | 18 | 1 | 1
3 | 28 | 19 | 1 | 1
3 | 28 | 20 | 1 | 1
3 | 28 | 21 | 1 | 1
3 | 28 | 22 | 1 | 1
3 | 28 | 23 | 1 | 1
3 | 28 | 24 | 1 | 1
3 | 29 | 1 | 1 | 1
3 | 29 | 2 | 1 | 1
3 | 29 | 3 | 1 | 1
3 | 29 | 4 | 1 | 1
3 | 29 | 5 | 1 | 1
3 | 29 | 6 | 1 | 1
3 | 29 | 7 | 1 | 1
3 | 29 | 8 | 1 | 1
3 | 29 | 9 | 1 | 1
3 | 29 | 10 | 1 | 1
3 | 29 | 11 | 1 | 1
3 | 29 | 12 | 1 | 1
3 | 29 | 13 | 1 | 1
3 | 29 | 14 | 1 | 1
3 | 29 | 15 | 1 | 1
3 | 29 | 16 | 1 | 1
3 | 29 | 17 | 1 | 1
3 | 29 | 18 | 1 | 1
3 | 29 | 19 | 1 | 1
3 | 29 | 20 | 1 | 1
3 | 29 | 21 | 1 | 1
3 | 29 | 22 | 1 | 1
3 | 29 | 23 | 1 | 1
3 | 29 | 24 | 1 | 1
3 | 30 | 1 | 1 | 1
3 | 30 | 2 | 1 | 1
3 | 30 | 3 | 1 | 1
3 | 30 | 4 | 1 | 1
3 | 30 | 5 | 1 | 1
3 | 30 | 6 | 1 | 1
3 | 30 | 7 | 1 | 1
3 | 30 | 8 | 1 | 1
3 | 30 | 9 | 1 | 1
3 | 30 | 10 | 1 | 1
3 | 30 | 11 | 1 | 1
3 | 30 | 12 | 1 | 1
3 | 30 | 13 | 1 | 1
3 | 30 | 14 | 1 | 1
3 | 30 | 15 | 1 | 1
3 | 30 | 16 | 1 | 1
3 | 30 | 17 | 1 | 1
3 | 30 | 18 | 1 | 1
3 | 30 | 19 | 1 | 1
3 | 30 | 20 | 1 | 1
3 | 30 | 21 | 1 | 1
3 | 30 | 22 | 1 | 1
3 | 30 | 23 | 1 | 1
3 | 30 | 24 | 1 | 1
3 | 31 | 1 | 1 | 1
3 | 31 | 2 | 1 | 1
3 | 31 | 3 | 1 | 1
3 | 31 | 4 | 1 | 1
3 | 31 | 5 | 1 | 1
3 | 31 | 6 | 1 | 1
3 | 31 | 7 | 1 | 1
3 | 31 | 8 | 1 | 1
3 | 31 | 9 | 1 | 1
3 | 31 | 10 | 1 | 1
3 | 31 | 11 | 1 | 1
3 | 31 | 12 | 1 | 1
3 | 31 | 13 | 1 | 1
3 | 31 | 14 | 1 | 1
3 | 31 | 15 | 1 | 1
3 | 31 | 16 | 1 | 1
3 | 31 | 17 | 1 | 1
3 | 31 | 18 | 1 | 1
3 | 31 | 19 | 1 | 1
3 | 31 | 20 | 1 | 1
3 | 31 | 21 | 1 | 1
3 | 31 | 22 | 1 | 1
3 | 31 | 23 | 1 | 1
3 | 31 | 24 | 1 | 1
4 | 1 | 1 | 0 | 1
4 | 1 | 2 | 0 | 1
4 | 1 | 3 | 0 | 1
4 | 1 | 4 | 0 | 1
4 | 1 | 5 | 0 | 1
4 | 1 | 6 | 0 | 1
4 | 1 | 7 | 0 | 1
4 | 1 | 8 | 0 | 1
4 | 1 | 9 | 0 | 1
4 | 1 | 10 | 0 | 1
4 | 1 | 11 | 0 | 1
4 | 1 | 12 | 0 | 1
4 | 1 | 13 | 0 | 1
4 | 1 | 14 | 0 | 1
4 | 1 | 15 | 0 | 1
4 | 1 | 16 | 0 | 1
4 | 1 | 17 | 0 | 1
4 | 1 | 18 | 0 | 1
4 | 1 | 19 | 0 | 1
4 | 1 | 20 | 0 | 1
4 | 1 | 21 | 0 | 1
4 | 1 | 22 | 0 | 1
4 | 1 | 23 | 0 | 1
4 | 1 | 24 | 0 | 1
4 | 2 | 1 | 0 | 1
4 | 2 | 2 | 0 | 1
4 | 2 | 3 | 0 | 1
4 | 2 | 4 | 0 | 1
4 | 2 | 5 | 0 | 1
4 | 2 | 6 | 0 | 1
4 | 2 | 7 | 0 | 1
4 | 2 | 8 | 0 | 1
4 | 2 | 9 | 0 | 1
4 | 2 | 10 | 0 | 1
4 | 2 | 11 | 0 | 1
4 | 2 | 12 | 0 | 1
4 | 2 | 13 | 0 | 1
4 | 2 | 14 | 0 | 1
4 | 2 | 15 | 0 | 1
4 | 2 | 16 | 0 | 1
4 | 2 | 17 | 0 | 1
4 | 2 | 18 | 0 | 1
4 | 2 | 19 | 0 | 1
4 | 2 | 20 | 0 | 1
4 | 2 | 21 | 0 | 1
4 | 2 | 22 | 0 | 1
4 | 2 | 23 | 0 | 1
4 | 2 | 24 | 0 | 1
4 | 3 | 1 | 1 | 1
4 | 3 | 2 | 1 | 1
4 | 3 | 3 | 1 | 1
4 | 3 | 4 | 1 | 1
4 | 3 | 5 | 1 | 1
4 | 3 | 6 | 1 | 1
4 | 3 | 7 | 1 | 1
4 | 3 | 8 | 1 | 1
4 | 3 | 9 | 1 | 1
4 | 3 | 10 | 1 | 1
4 | 3 | 11 | 1 | 1
4 | 3 | 12 | 1 | 1
4 | 3 | 13 | 1 | 1
4 | 3 | 14 | 1 | 1
4 | 3 | 15 | 1 | 1
4 | 3 | 16 | 1 | 1
4 | 3 | 17 | 1 | 1
4 | 3 | 18 | 1 | 1
4 | 3 | 19 | 1 | 1
4 | 3 | 20 | 1 | 1
4 | 3 | 21 | 1 | 1
4 | 3 | 22 | 1 | 1
4 | 3 | 23 | 1 | 1
4 | 3 | 24 | 1 | 1
4 | 4 | 1 | 1 | 1
4 | 4 | 2 | 1 | 1
4 | 4 | 3 | 1 | 1
4 | 4 | 4 | 1 | 1
4 | 4 | 5 | 1 | 1
4 | 4 | 6 | 1 | 1
4 | 4 | 7 | 1 | 1
4 | 4 | 8 | 1 | 1
4 | 4 | 9 | 1 | 1
4 | 4 | 10 | 1 | 1
4 | 4 | 11 | 1 | 1
4 | 4 | 12 | 1 | 1
4 | 4 | 13 | 1 | 1
4 | 4 | 14 | 1 | 1
4 | 4 | 15 | 1 | 1
4 | 4 | 16 | 1 | 1
4 | 4 | 17 | 1 | 1
4 | 4 | 18 | 1 | 1
4 | 4 | 19 | 1 | 1
4 | 4 | 20 | 1 | 1
4 | 4 | 21 | 1 | 1
4 | 4 | 22 | 1 | 1
4 | 4 | 23 | 1 | 1
4 | 4 | 24 | 1 | 1
4 | 5 | 1 | 1 | 1
4 | 5 | 2 | 1 | 1
4 | 5 | 3 | 1 | 1
4 | 5 | 4 | 1 | 1
4 | 5 | 5 | 1 | 1
4 | 5 | 6 | 1 | 1
4 | 5 | 7 | 1 | 1
4 | 5 | 8 | 1 | 1
4 | 5 | 9 | 1 | 1
4 | 5 | 10 | 1 | 1
4 | 5 | 11 | 1 | 1
4 | 5 | 12 | 1 | 1
4 | 5 | 13 | 1 | 1
4 | 5 | 14 | 1 | 1
4 | 5 | 15 | 1 | 1
4 | 5 | 16 | 1 | 1
4 | 5 | 17 | 1 | 1
4 | 5 | 18 | 1 | 1
4 | 5 | 19 | 1 | 1
4 | 5 | 20 | 1 | 1
4 | 5 | 21 | 1 | 1
4 | 5 | 22 | 1 | 1
4 | 5 | 23 | 1 | 1
4 | 5 | 24 | 1 | 1
4 | 6 | 1 | 1 | 1
4 | 6 | 2 | 1 | 1
4 | 6 | 3 | 1 | 1
4 | 6 | 4 | 1 | 1
4 | 6 | 5 | 1 | 1
4 | 6 | 6 | 1 | 1
4 | 6 | 7 | 1 | 1
4 | 6 | 8 | 1 | 1
4 | 6 | 9 | 1 | 1
4 | 6 | 10 | 1 | 1
4 | 6 | 11 | 1 | 1
4 | 6 | 12 | 1 | 1
4 | 6 | 13 | 1 | 1
4 | 6 | 14 | 1 | 1
4 | 6 | 15 | 1 | 1
4 | 6 | 16 | 1 | 1
4 | 6 | 17 | 1 | 1
4 | 6 | 18 | 1 | 1
4 | 6 | 19 | 1 | 1
4 | 6 | 20 | 1 | 1
4 | 6 | 21 | 1 | 1
4 | 6 | 22 | 1 | 1
4 | 6 | 23 | 1 | 1
4 | 6 | 24 | 1 | 1
4 | 7 | 1 | 1 | 1
4 | 7 | 2 | 1 | 1
4 | 7 | 3 | 1 | 1
4 | 7 | 4 | 1 | 1
4 | 7 | 5 | 1 | 1
4 | 7 | 6 | 1 | 1
4 | 7 | 7 | 1 | 1
4 | 7 | 8 | 1 | 1
4 | 7 | 9 | 1 | 1
4 | 7 | 10 | 1 | 1
4 | 7 | 11 | 1 | 1
4 | 7 | 12 | 1 | 1
4 | 7 | 13 | 1 | 1
4 | 7 | 14 | 1 | 1
4 | 7 | 15 | 1 | 1
4 | 7 | 16 | 1 | 1
4 | 7 | 17 | 1 | 1
4 | 7 | 18 | 1 | 1
4 | 7 | 19 | 1 | 1
4 | 7 | 20 | 1 | 1
4 | 7 | 21 | 1 | 1
4 | 7 | 22 | 1 | 1
4 | 7 | 23 | 1 | 1
4 | 7 | 24 | 1 | 1
4 | 8 | 1 | 0 | 1
4 | 8 | 2 | 0 | 1
4 | 8 | 3 | 0 | 1
4 | 8 | 4 | 0 | 1
4 | 8 | 5 | 0 | 1
4 | 8 | 6 | 0 | 1
4 | 8 | 7 | 0 | 1
4 | 8 | 8 | 0 | 1
4 | 8 | 9 | 0 | 1
4 | 8 | 10 | 0 | 1
4 | 8 | 11 | 0 | 1
4 | 8 | 12 | 0 | 1
4 | 8 | 13 | 0 | 1
4 | 8 | 14 | 0 | 1
4 | 8 | 15 | 0 | 1
4 | 8 | 16 | 0 | 1
4 | 8 | 17 | 0 | 1
4 | 8 | 18 | 0 | 1
4 | 8 | 19 | 0 | 1
4 | 8 | 20 | 0 | 1
4 | 8 | 21 | 0 | 1
4 | 8 | 22 | 0 | 1
4 | 8 | 23 | 0 | 1
4 | 8 | 24 | 0 | 1
4 | 9 | 1 | 0 | 1
4 | 9 | 2 | 0 | 1
4 | 9 | 3 | 0 | 1
4 | 9 | 4 | 0 | 1
4 | 9 | 5 | 0 | 1
4 | 9 | 6 | 0 | 1
4 | 9 | 7 | 0 | 1
4 | 9 | 8 | 0 | 1
4 | 9 | 9 | 0 | 1
4 | 9 | 10 | 0 | 1
4 | 9 | 11 | 0 | 1
4 | 9 | 12 | 0 | 1
4 | 9 | 13 | 0 | 1
4 | 9 | 14 | 0 | 1
4 | 9 | 15 | 0 | 1
4 | 9 | 16 | 0 | 1
4 | 9 | 17 | 0 | 1
4 | 9 | 18 | 0 | 1
4 | 9 | 19 | 0 | 1
4 | 9 | 20 | 0 | 1
4 | 9 | 21 | 0 | 1
4 | 9 | 22 | 0 | 1
4 | 9 | 23 | 0 | 1
4 | 9 | 24 | 0 | 1
4 | 10 | 1 | 1 | 1
4 | 10 | 2 | 1 | 1
4 | 10 | 3 | 1 | 1
4 | 10 | 4 | 1 | 1
4 | 10 | 5 | 1 | 1
4 | 10 | 6 | 1 | 1
4 | 10 | 7 | 1 | 1
4 | 10 | 8 | 1 | 1
4 | 10 | 9 | 1 | 1
4 | 10 | 10 | 1 | 1
4 | 10 | 11 | 1 | 1
4 | 10 | 12 | 1 | 1
4 | 10 | 13 | 1 | 1
4 | 10 | 14 | 1 | 1
4 | 10 | 15 | 1 | 1
4 | 10 | 16 | 1 | 1
4 | 10 | 17 | 1 | 1
4 | 10 | 18 | 1 | 1
4 | 10 | 19 | 1 | 1
4 | 10 | 20 | 1 | 1
4 | 10 | 21 | 1 | 1
4 | 10 | 22 | 1 | 1
4 | 10 | 23 | 1 | 1
4 | 10 | 24 | 1 | 1
4 | 11 | 1 | 1 | 1
4 | 11 | 2 | 1 | 1
4 | 11 | 3 | 1 | 1
4 | 11 | 4 | 1 | 1
4 | 11 | 5 | 1 | 1
4 | 11 | 6 | 1 | 1
4 | 11 | 7 | 1 | 1
4 | 11 | 8 | 1 | 1
4 | 11 | 9 | 1 | 1
4 | 11 | 10 | 1 | 1
4 | 11 | 11 | 1 | 1
4 | 11 | 12 | 1 | 1
4 | 11 | 13 | 1 | 1
4 | 11 | 14 | 1 | 1
4 | 11 | 15 | 1 | 1
4 | 11 | 16 | 1 | 1
4 | 11 | 17 | 1 | 1
4 | 11 | 18 | 1 | 1
4 | 11 | 19 | 1 | 1
4 | 11 | 20 | 1 | 1
4 | 11 | 21 | 1 | 1
4 | 11 | 22 | 1 | 1
4 | 11 | 23 | 1 | 1
4 | 11 | 24 | 1 | 1
4 | 12 | 1 | 1 | 1
4 | 12 | 2 | 1 | 1
4 | 12 | 3 | 1 | 1
4 | 12 | 4 | 1 | 1
4 | 12 | 5 | 1 | 1
4 | 12 | 6 | 1 | 1
4 | 12 | 7 | 1 | 1
4 | 12 | 8 | 1 | 1
4 | 12 | 9 | 1 | 1
4 | 12 | 10 | 1 | 1
4 | 12 | 11 | 1 | 1
4 | 12 | 12 | 1 | 1
4 | 12 | 13 | 1 | 1
4 | 12 | 14 | 1 | 1
4 | 12 | 15 | 1 | 1
4 | 12 | 16 | 1 | 1
4 | 12 | 17 | 1 | 1
4 | 12 | 18 | 1 | 1
4 | 12 | 19 | 1 | 1
4 | 12 | 20 | 1 | 1
4 | 12 | 21 | 1 | 1
4 | 12 | 22 | 1 | 1
4 | 12 | 23 | 1 | 1
4 | 12 | 24 | 1 | 1
4 | 13 | 1 | 1 | 1
4 | 13 | 2 | 1 | 1
4 | 13 | 3 | 1 | 1
4 | 13 | 4 | 1 | 1
4 | 13 | 5 | 1 | 1
4 | 13 | 6 | 1 | 1
4 | 13 | 7 | 1 | 1
4 | 13 | 8 | 1 | 1
4 | 13 | 9 | 1 | 1
4 | 13 | 10 | 1 | 1
4 | 13 | 11 | 1 | 1
4 | 13 | 12 | 1 | 1
4 | 13 | 13 | 1 | 1
4 | 13 | 14 | 1 | 1
4 | 13 | 15 | 1 | 1
4 | 13 | 16 | 1 | 1
4 | 13 | 17 | 1 | 1
4 | 13 | 18 | 1 | 1
4 | 13 | 19 | 1 | 1
4 | 13 | 20 | 1 | 1
4 | 13 | 21 | 1 | 1
4 | 13 | 22 | 1 | 1
4 | 13 | 23 | 1 | 1
4 | 13 | 24 | 1 | 1
4 | 14 | 1 | 1 | 1
4 | 14 | 2 | 1 | 1
4 | 14 | 3 | 1 | 1
4 | 14 | 4 | 1 | 1
4 | 14 | 5 | 1 | 1
4 | 14 | 6 | 1 | 1
4 | 14 | 7 | 1 | 1
4 | 14 | 8 | 1 | 1
4 | 14 | 9 | 1 | 1
4 | 14 | 10 | 1 | 1
4 | 14 | 11 | 1 | 1
4 | 14 | 12 | 1 | 1
4 | 14 | 13 | 1 | 1
4 | 14 | 14 | 1 | 1
4 | 14 | 15 | 1 | 1
4 | 14 | 16 | 1 | 1
4 | 14 | 17 | 1 | 1
4 | 14 | 18 | 1 | 1
4 | 14 | 19 | 1 | 1
4 | 14 | 20 | 1 | 1
4 | 14 | 21 | 1 | 1
4 | 14 | 22 | 1 | 1
4 | 14 | 23 | 1 | 1
4 | 14 | 24 | 1 | 1
4 | 15 | 1 | 0 | 1
4 | 15 | 2 | 0 | 1
4 | 15 | 3 | 0 | 1
4 | 15 | 4 | 0 | 1
4 | 15 | 5 | 0 | 1
4 | 15 | 6 | 0 | 1
4 | 15 | 7 | 0 | 1
4 | 15 | 8 | 0 | 1
4 | 15 | 9 | 0 | 1
4 | 15 | 10 | 0 | 1
4 | 15 | 11 | 0 | 1
4 | 15 | 12 | 0 | 1
4 | 15 | 13 | 0 | 1
4 | 15 | 14 | 0 | 1
4 | 15 | 15 | 0 | 1
4 | 15 | 16 | 0 | 1
4 | 15 | 17 | 0 | 1
4 | 15 | 18 | 0 | 1
4 | 15 | 19 | 0 | 1
4 | 15 | 20 | 0 | 1
4 | 15 | 21 | 0 | 1
4 | 15 | 22 | 0 | 1
4 | 15 | 23 | 0 | 1
4 | 15 | 24 | 0 | 1
4 | 16 | 1 | 0 | 1
4 | 16 | 2 | 0 | 1
4 | 16 | 3 | 0 | 1
4 | 16 | 4 | 0 | 1
4 | 16 | 5 | 0 | 1
4 | 16 | 6 | 0 | 1
4 | 16 | 7 | 0 | 1
4 | 16 | 8 | 0 | 1
4 | 16 | 9 | 0 | 1
4 | 16 | 10 | 0 | 1
4 | 16 | 11 | 0 | 1
4 | 16 | 12 | 0 | 1
4 | 16 | 13 | 0 | 1
4 | 16 | 14 | 0 | 1
4 | 16 | 15 | 0 | 1
4 | 16 | 16 | 0 | 1
4 | 16 | 17 | 0 | 1
4 | 16 | 18 | 0 | 1
4 | 16 | 19 | 0 | 1
4 | 16 | 20 | 0 | 1
4 | 16 | 21 | 0 | 1
4 | 16 | 22 | 0 | 1
4 | 16 | 23 | 0 | 1
4 | 16 | 24 | 0 | 1
4 | 17 | 1 | 1 | 1
4 | 17 | 2 | 1 | 1
4 | 17 | 3 | 1 | 1
4 | 17 | 4 | 1 | 1
4 | 17 | 5 | 1 | 1
4 | 17 | 6 | 1 | 1
4 | 17 | 7 | 1 | 1
4 | 17 | 8 | 1 | 1
4 | 17 | 9 | 1 | 1
4 | 17 | 10 | 1 | 1
4 | 17 | 11 | 1 | 1
4 | 17 | 12 | 1 | 1
4 | 17 | 13 | 1 | 1
4 | 17 | 14 | 1 | 1
4 | 17 | 15 | 1 | 1
4 | 17 | 16 | 1 | 1
4 | 17 | 17 | 1 | 1
4 | 17 | 18 | 1 | 1
4 | 17 | 19 | 1 | 1
4 | 17 | 20 | 1 | 1
4 | 17 | 21 | 1 | 1
4 | 17 | 22 | 1 | 1
4 | 17 | 23 | 1 | 1
4 | 17 | 24 | 1 | 1
4 | 18 | 1 | 1 | 1
4 | 18 | 2 | 1 | 1
4 | 18 | 3 | 1 | 1
4 | 18 | 4 | 1 | 1
4 | 18 | 5 | 1 | 1
4 | 18 | 6 | 1 | 1
4 | 18 | 7 | 1 | 1
4 | 18 | 8 | 1 | 1
4 | 18 | 9 | 1 | 1
4 | 18 | 10 | 1 | 1
4 | 18 | 11 | 1 | 1
4 | 18 | 12 | 1 | 1
4 | 18 | 13 | 1 | 1
4 | 18 | 14 | 1 | 1
4 | 18 | 15 | 1 | 1
4 | 18 | 16 | 1 | 1
4 | 18 | 17 | 1 | 1
4 | 18 | 18 | 1 | 1
4 | 18 | 19 | 1 | 1
4 | 18 | 20 | 1 | 1
4 | 18 | 21 | 1 | 1
4 | 18 | 22 | 1 | 1
4 | 18 | 23 | 1 | 1
4 | 18 | 24 | 1 | 1
4 | 19 | 1 | 1 | 1
4 | 19 | 2 | 1 | 1
4 | 19 | 3 | 1 | 1
4 | 19 | 4 | 1 | 1
4 | 19 | 5 | 1 | 1
4 | 19 | 6 | 1 | 1
4 | 19 | 7 | 1 | 1
4 | 19 | 8 | 1 | 1
4 | 19 | 9 | 1 | 1
4 | 19 | 10 | 1 | 1
4 | 19 | 11 | 1 | 1
4 | 19 | 12 | 1 | 1
4 | 19 | 13 | 1 | 1
4 | 19 | 14 | 1 | 1
4 | 19 | 15 | 1 | 1
4 | 19 | 16 | 1 | 1
4 | 19 | 17 | 1 | 1
4 | 19 | 18 | 1 | 1
4 | 19 | 19 | 1 | 1
4 | 19 | 20 | 1 | 1
4 | 19 | 21 | 1 | 1
4 | 19 | 22 | 1 | 1
4 | 19 | 23 | 1 | 1
4 | 19 | 24 | 1 | 1
4 | 20 | 1 | 1 | 1
4 | 20 | 2 | 1 | 1
4 | 20 | 3 | 1 | 1
4 | 20 | 4 | 1 | 1
4 | 20 | 5 | 1 | 1
4 | 20 | 6 | 1 | 1
4 | 20 | 7 | 1 | 1
4 | 20 | 8 | 1 | 1
4 | 20 | 9 | 1 | 1
4 | 20 | 10 | 1 | 1
4 | 20 | 11 | 1 | 1
4 | 20 | 12 | 1 | 1
4 | 20 | 13 | 1 | 1
4 | 20 | 14 | 1 | 1
4 | 20 | 15 | 1 | 1
4 | 20 | 16 | 1 | 1
4 | 20 | 17 | 1 | 1
4 | 20 | 18 | 1 | 1
4 | 20 | 19 | 1 | 1
4 | 20 | 20 | 1 | 1
4 | 20 | 21 | 1 | 1
4 | 20 | 22 | 1 | 1
4 | 20 | 23 | 1 | 1
4 | 20 | 24 | 1 | 1
4 | 21 | 1 | 1 | 1
4 | 21 | 2 | 1 | 1
4 | 21 | 3 | 1 | 1
4 | 21 | 4 | 1 | 1
4 | 21 | 5 | 1 | 1
4 | 21 | 6 | 1 | 1
4 | 21 | 7 | 1 | 1
4 | 21 | 8 | 1 | 1
4 | 21 | 9 | 1 | 1
4 | 21 | 10 | 1 | 1
4 | 21 | 11 | 1 | 1
4 | 21 | 12 | 1 | 1
4 | 21 | 13 | 1 | 1
4 | 21 | 14 | 1 | 1
4 | 21 | 15 | 1 | 1
4 | 21 | 16 | 1 | 1
4 | 21 | 17 | 1 | 1
4 | 21 | 18 | 1 | 1
4 | 21 | 19 | 1 | 1
4 | 21 | 20 | 1 | 1
4 | 21 | 21 | 1 | 1
4 | 21 | 22 | 1 | 1
4 | 21 | 23 | 1 | 1
4 | 21 | 24 | 1 | 1
4 | 22 | 1 | 0 | 1
4 | 22 | 2 | 0 | 1
4 | 22 | 3 | 0 | 1
4 | 22 | 4 | 0 | 1
4 | 22 | 5 | 0 | 1
4 | 22 | 6 | 0 | 1
4 | 22 | 7 | 0 | 1
4 | 22 | 8 | 0 | 1
4 | 22 | 9 | 0 | 1
4 | 22 | 10 | 0 | 1
4 | 22 | 11 | 0 | 1
4 | 22 | 12 | 0 | 1
4 | 22 | 13 | 0 | 1
4 | 22 | 14 | 0 | 1
4 | 22 | 15 | 0 | 1
4 | 22 | 16 | 0 | 1
4 | 22 | 17 | 0 | 1
4 | 22 | 18 | 0 | 1
4 | 22 | 19 | 0 | 1
4 | 22 | 20 | 0 | 1
4 | 22 | 21 | 0 | 1
4 | 22 | 22 | 0 | 1
4 | 22 | 23 | 0 | 1
4 | 22 | 24 | 0 | 1
4 | 23 | 1 | 0 | 1
4 | 23 | 2 | 0 | 1
4 | 23 | 3 | 0 | 1
4 | 23 | 4 | 0 | 1
4 | 23 | 5 | 0 | 1
4 | 23 | 6 | 0 | 1
4 | 23 | 7 | 0 | 1
4 | 23 | 8 | 0 | 1
4 | 23 | 9 | 0 | 1
4 | 23 | 10 | 0 | 1
4 | 23 | 11 | 0 | 1
4 | 23 | 12 | 0 | 1
4 | 23 | 13 | 0 | 1
4 | 23 | 14 | 0 | 1
4 | 23 | 15 | 0 | 1
4 | 23 | 16 | 0 | 1
4 | 23 | 17 | 0 | 1
4 | 23 | 18 | 0 | 1
4 | 23 | 19 | 0 | 1
4 | 23 | 20 | 0 | 1
4 | 23 | 21 | 0 | 1
4 | 23 | 22 | 0 | 1
4 | 23 | 23 | 0 | 1
4 | 23 | 24 | 0 | 1
4 | 24 | 1 | 1 | 1
4 | 24 | 2 | 1 | 1
4 | 24 | 3 | 1 | 1
4 | 24 | 4 | 1 | 1
4 | 24 | 5 | 1 | 1
4 | 24 | 6 | 1 | 1
4 | 24 | 7 | 1 | 1
4 | 24 | 8 | 1 | 1
4 | 24 | 9 | 1 | 1
4 | 24 | 10 | 1 | 1
4 | 24 | 11 | 1 | 1
4 | 24 | 12 | 1 | 1
4 | 24 | 13 | 1 | 1
4 | 24 | 14 | 1 | 1
4 | 24 | 15 | 1 | 1
4 | 24 | 16 | 1 | 1
4 | 24 | 17 | 1 | 1
4 | 24 | 18 | 1 | 1
4 | 24 | 19 | 1 | 1
4 | 24 | 20 | 1 | 1
4 | 24 | 21 | 1 | 1
4 | 24 | 22 | 1 | 1
4 | 24 | 23 | 1 | 1
4 | 24 | 24 | 1 | 1
4 | 25 | 1 | 1 | 1
4 | 25 | 2 | 1 | 1
4 | 25 | 3 | 1 | 1
4 | 25 | 4 | 1 | 1
4 | 25 | 5 | 1 | 1
4 | 25 | 6 | 1 | 1
4 | 25 | 7 | 1 | 1
4 | 25 | 8 | 1 | 1
4 | 25 | 9 | 1 | 1
4 | 25 | 10 | 1 | 1
4 | 25 | 11 | 1 | 1
4 | 25 | 12 | 1 | 1
4 | 25 | 13 | 1 | 1
4 | 25 | 14 | 1 | 1
4 | 25 | 15 | 1 | 1
4 | 25 | 16 | 1 | 1
4 | 25 | 17 | 1 | 1
4 | 25 | 18 | 1 | 1
4 | 25 | 19 | 1 | 1
4 | 25 | 20 | 1 | 1
4 | 25 | 21 | 1 | 1
4 | 25 | 22 | 1 | 1
4 | 25 | 23 | 1 | 1
4 | 25 | 24 | 1 | 1
4 | 26 | 1 | 1 | 1
4 | 26 | 2 | 1 | 1
4 | 26 | 3 | 1 | 1
4 | 26 | 4 | 1 | 1
4 | 26 | 5 | 1 | 1
4 | 26 | 6 | 1 | 1
4 | 26 | 7 | 1 | 1
4 | 26 | 8 | 1 | 1
4 | 26 | 9 | 1 | 1
4 | 26 | 10 | 1 | 1
4 | 26 | 11 | 1 | 1
4 | 26 | 12 | 1 | 1
4 | 26 | 13 | 1 | 1
4 | 26 | 14 | 1 | 1
4 | 26 | 15 | 1 | 1
4 | 26 | 16 | 1 | 1
4 | 26 | 17 | 1 | 1
4 | 26 | 18 | 1 | 1
4 | 26 | 19 | 1 | 1
4 | 26 | 20 | 1 | 1
4 | 26 | 21 | 1 | 1
4 | 26 | 22 | 1 | 1
4 | 26 | 23 | 1 | 1
4 | 26 | 24 | 1 | 1
4 | 27 | 1 | 1 | 1
4 | 27 | 2 | 1 | 1
4 | 27 | 3 | 1 | 1
4 | 27 | 4 | 1 | 1
4 | 27 | 5 | 1 | 1
4 | 27 | 6 | 1 | 1
4 | 27 | 7 | 1 | 1
4 | 27 | 8 | 1 | 1
4 | 27 | 9 | 1 | 1
4 | 27 | 10 | 1 | 1
4 | 27 | 11 | 1 | 1
4 | 27 | 12 | 1 | 1
4 | 27 | 13 | 1 | 1
4 | 27 | 14 | 1 | 1
4 | 27 | 15 | 1 | 1
4 | 27 | 16 | 1 | 1
4 | 27 | 17 | 1 | 1
4 | 27 | 18 | 1 | 1
4 | 27 | 19 | 1 | 1
4 | 27 | 20 | 1 | 1
4 | 27 | 21 | 1 | 1
4 | 27 | 22 | 1 | 1
4 | 27 | 23 | 1 | 1
4 | 27 | 24 | 1 | 1
4 | 28 | 1 | 1 | 1
4 | 28 | 2 | 1 | 1
4 | 28 | 3 | 1 | 1
4 | 28 | 4 | 1 | 1
4 | 28 | 5 | 1 | 1
4 | 28 | 6 | 1 | 1
4 | 28 | 7 | 1 | 1
4 | 28 | 8 | 1 | 1
4 | 28 | 9 | 1 | 1
4 | 28 | 10 | 1 | 1
4 | 28 | 11 | 1 | 1
4 | 28 | 12 | 1 | 1
4 | 28 | 13 | 1 | 1
4 | 28 | 14 | 1 | 1
4 | 28 | 15 | 1 | 1
4 | 28 | 16 | 1 | 1
4 | 28 | 17 | 1 | 1
4 | 28 | 18 | 1 | 1
4 | 28 | 19 | 1 | 1
4 | 28 | 20 | 1 | 1
4 | 28 | 21 | 1 | 1
4 | 28 | 22 | 1 | 1
4 | 28 | 23 | 1 | 1
4 | 28 | 24 | 1 | 1
4 | 29 | 1 | 0 | 1
4 | 29 | 2 | 0 | 1
4 | 29 | 3 | 0 | 1
4 | 29 | 4 | 0 | 1
4 | 29 | 5 | 0 | 1
4 | 29 | 6 | 0 | 1
4 | 29 | 7 | 0 | 1
4 | 29 | 8 | 0 | 1
4 | 29 | 9 | 0 | 1
4 | 29 | 10 | 0 | 1
4 | 29 | 11 | 0 | 1
4 | 29 | 12 | 0 | 1
4 | 29 | 13 | 0 | 1
4 | 29 | 14 | 0 | 1
4 | 29 | 15 | 0 | 1
4 | 29 | 16 | 0 | 1
4 | 29 | 17 | 0 | 1
4 | 29 | 18 | 0 | 1
4 | 29 | 19 | 0 | 1
4 | 29 | 20 | 0 | 1
4 | 29 | 21 | 0 | 1
4 | 29 | 22 | 0 | 1
4 | 29 | 23 | 0 | 1
4 | 29 | 24 | 0 | 1
4 | 30 | 1 | 0 | 1
4 | 30 | 2 | 0 | 1
4 | 30 | 3 | 0 | 1
4 | 30 | 4 | 0 | 1
4 | 30 | 5 | 0 | 1
4 | 30 | 6 | 0 | 1
4 | 30 | 7 | 0 | 1
4 | 30 | 8 | 0 | 1
4 | 30 | 9 | 0 | 1
4 | 30 | 10 | 0 | 1
4 | 30 | 11 | 0 | 1
4 | 30 | 12 | 0 | 1
4 | 30 | 13 | 0 | 1
4 | 30 | 14 | 0 | 1
4 | 30 | 15 | 0 | 1
4 | 30 | 16 | 0 | 1
4 | 30 | 17 | 0 | 1
4 | 30 | 18 | 0 | 1
4 | 30 | 19 | 0 | 1
4 | 30 | 20 | 0 | 1
4 | 30 | 21 | 0 | 1
4 | 30 | 22 | 0 | 1
4 | 30 | 23 | 0 | 1
4 | 30 | 24 | 0 | 1
5 | 1 | 1 | 1 | 1
5 | 1 | 2 | 1 | 1
5 | 1 | 3 | 1 | 1
5 | 1 | 4 | 1 | 1
5 | 1 | 5 | 1 | 1
5 | 1 | 6 | 1 | 1
5 | 1 | 7 | 1 | 1
5 | 1 | 8 | 1 | 1
5 | 1 | 9 | 1 | 1
5 | 1 | 10 | 1 | 1
5 | 1 | 11 | 1 | 1
5 | 1 | 12 | 1 | 1
5 | 1 | 13 | 1 | 1
5 | 1 | 14 | 1 | 1
5 | 1 | 15 | 1 | 1
5 | 1 | 16 | 1 | 1
5 | 1 | 17 | 1 | 1
5 | 1 | 18 | 1 | 1
5 | 1 | 19 | 1 | 1
5 | 1 | 20 | 1 | 1
5 | 1 | 21 | 1 | 1
5 | 1 | 22 | 1 | 1
5 | 1 | 23 | 1 | 1
5 | 1 | 24 | 1 | 1
5 | 2 | 1 | 1 | 1
5 | 2 | 2 | 1 | 1
5 | 2 | 3 | 1 | 1
5 | 2 | 4 | 1 | 1
5 | 2 | 5 | 1 | 1
5 | 2 | 6 | 1 | 1
5 | 2 | 7 | 1 | 1
5 | 2 | 8 | 1 | 1
5 | 2 | 9 | 1 | 1
5 | 2 | 10 | 1 | 1
5 | 2 | 11 | 1 | 1
5 | 2 | 12 | 1 | 1
5 | 2 | 13 | 1 | 1
5 | 2 | 14 | 1 | 1
5 | 2 | 15 | 1 | 1
5 | 2 | 16 | 1 | 1
5 | 2 | 17 | 1 | 1
5 | 2 | 18 | 1 | 1
5 | 2 | 19 | 1 | 1
5 | 2 | 20 | 1 | 1
5 | 2 | 21 | 1 | 1
5 | 2 | 22 | 1 | 1
5 | 2 | 23 | 1 | 1
5 | 2 | 24 | 1 | 1
5 | 3 | 1 | 1 | 1
5 | 3 | 2 | 1 | 1
5 | 3 | 3 | 1 | 1
5 | 3 | 4 | 1 | 1
5 | 3 | 5 | 1 | 1
5 | 3 | 6 | 1 | 1
5 | 3 | 7 | 1 | 1
5 | 3 | 8 | 1 | 1
5 | 3 | 9 | 1 | 1
5 | 3 | 10 | 1 | 1
5 | 3 | 11 | 1 | 1
5 | 3 | 12 | 1 | 1
5 | 3 | 13 | 1 | 1
5 | 3 | 14 | 1 | 1
5 | 3 | 15 | 1 | 1
5 | 3 | 16 | 1 | 1
5 | 3 | 17 | 1 | 1
5 | 3 | 18 | 1 | 1
5 | 3 | 19 | 1 | 1
5 | 3 | 20 | 1 | 1
5 | 3 | 21 | 1 | 1
5 | 3 | 22 | 1 | 1
5 | 3 | 23 | 1 | 1
5 | 3 | 24 | 1 | 1
5 | 4 | 1 | 1 | 1
5 | 4 | 2 | 1 | 1
5 | 4 | 3 | 1 | 1
5 | 4 | 4 | 1 | 1
5 | 4 | 5 | 1 | 1
5 | 4 | 6 | 1 | 1
5 | 4 | 7 | 1 | 1
5 | 4 | 8 | 1 | 1
5 | 4 | 9 | 1 | 1
5 | 4 | 10 | 1 | 1
5 | 4 | 11 | 1 | 1
5 | 4 | 12 | 1 | 1
5 | 4 | 13 | 1 | 1
5 | 4 | 14 | 1 | 1
5 | 4 | 15 | 1 | 1
5 | 4 | 16 | 1 | 1
5 | 4 | 17 | 1 | 1
5 | 4 | 18 | 1 | 1
5 | 4 | 19 | 1 | 1
5 | 4 | 20 | 1 | 1
5 | 4 | 21 | 1 | 1
5 | 4 | 22 | 1 | 1
5 | 4 | 23 | 1 | 1
5 | 4 | 24 | 1 | 1
5 | 5 | 1 | 1 | 1
5 | 5 | 2 | 1 | 1
5 | 5 | 3 | 1 | 1
5 | 5 | 4 | 1 | 1
5 | 5 | 5 | 1 | 1
5 | 5 | 6 | 1 | 1
5 | 5 | 7 | 1 | 1
5 | 5 | 8 | 1 | 1
5 | 5 | 9 | 1 | 1
5 | 5 | 10 | 1 | 1
5 | 5 | 11 | 1 | 1
5 | 5 | 12 | 1 | 1
5 | 5 | 13 | 1 | 1
5 | 5 | 14 | 1 | 1
5 | 5 | 15 | 1 | 1
5 | 5 | 16 | 1 | 1
5 | 5 | 17 | 1 | 1
5 | 5 | 18 | 1 | 1
5 | 5 | 19 | 1 | 1
5 | 5 | 20 | 1 | 1
5 | 5 | 21 | 1 | 1
5 | 5 | 22 | 1 | 1
5 | 5 | 23 | 1 | 1
5 | 5 | 24 | 1 | 1
5 | 6 | 1 | 0 | 1
5 | 6 | 2 | 0 | 1
5 | 6 | 3 | 0 | 1
5 | 6 | 4 | 0 | 1
5 | 6 | 5 | 0 | 1
5 | 6 | 6 | 0 | 1
5 | 6 | 7 | 0 | 1
5 | 6 | 8 | 0 | 1
5 | 6 | 9 | 0 | 1
5 | 6 | 10 | 0 | 1
5 | 6 | 11 | 0 | 1
5 | 6 | 12 | 0 | 1
5 | 6 | 13 | 0 | 1
5 | 6 | 14 | 0 | 1
5 | 6 | 15 | 0 | 1
5 | 6 | 16 | 0 | 1
5 | 6 | 17 | 0 | 1
5 | 6 | 18 | 0 | 1
5 | 6 | 19 | 0 | 1
5 | 6 | 20 | 0 | 1
5 | 6 | 21 | 0 | 1
5 | 6 | 22 | 0 | 1
5 | 6 | 23 | 0 | 1
5 | 6 | 24 | 0 | 1
5 | 7 | 1 | 0 | 1
5 | 7 | 2 | 0 | 1
5 | 7 | 3 | 0 | 1
5 | 7 | 4 | 0 | 1
5 | 7 | 5 | 0 | 1
5 | 7 | 6 | 0 | 1
5 | 7 | 7 | 0 | 1
5 | 7 | 8 | 0 | 1
5 | 7 | 9 | 0 | 1
5 | 7 | 10 | 0 | 1
5 | 7 | 11 | 0 | 1
5 | 7 | 12 | 0 | 1
5 | 7 | 13 | 0 | 1
5 | 7 | 14 | 0 | 1
5 | 7 | 15 | 0 | 1
5 | 7 | 16 | 0 | 1
5 | 7 | 17 | 0 | 1
5 | 7 | 18 | 0 | 1
5 | 7 | 19 | 0 | 1
5 | 7 | 20 | 0 | 1
5 | 7 | 21 | 0 | 1
5 | 7 | 22 | 0 | 1
5 | 7 | 23 | 0 | 1
5 | 7 | 24 | 0 | 1
5 | 8 | 1 | 1 | 1
5 | 8 | 2 | 1 | 1
5 | 8 | 3 | 1 | 1
5 | 8 | 4 | 1 | 1
5 | 8 | 5 | 1 | 1
5 | 8 | 6 | 1 | 1
5 | 8 | 7 | 1 | 1
5 | 8 | 8 | 1 | 1
5 | 8 | 9 | 1 | 1
5 | 8 | 10 | 1 | 1
5 | 8 | 11 | 1 | 1
5 | 8 | 12 | 1 | 1
5 | 8 | 13 | 1 | 1
5 | 8 | 14 | 1 | 1
5 | 8 | 15 | 1 | 1
5 | 8 | 16 | 1 | 1
5 | 8 | 17 | 1 | 1
5 | 8 | 18 | 1 | 1
5 | 8 | 19 | 1 | 1
5 | 8 | 20 | 1 | 1
5 | 8 | 21 | 1 | 1
5 | 8 | 22 | 1 | 1
5 | 8 | 23 | 1 | 1
5 | 8 | 24 | 1 | 1
5 | 9 | 1 | 1 | 1
5 | 9 | 2 | 1 | 1
5 | 9 | 3 | 1 | 1
5 | 9 | 4 | 1 | 1
5 | 9 | 5 | 1 | 1
5 | 9 | 6 | 1 | 1
5 | 9 | 7 | 1 | 1
5 | 9 | 8 | 1 | 1
5 | 9 | 9 | 1 | 1
5 | 9 | 10 | 1 | 1
5 | 9 | 11 | 1 | 1
5 | 9 | 12 | 1 | 1
5 | 9 | 13 | 1 | 1
5 | 9 | 14 | 1 | 1
5 | 9 | 15 | 1 | 1
5 | 9 | 16 | 1 | 1
5 | 9 | 17 | 1 | 1
5 | 9 | 18 | 1 | 1
5 | 9 | 19 | 1 | 1
5 | 9 | 20 | 1 | 1
5 | 9 | 21 | 1 | 1
5 | 9 | 22 | 1 | 1
5 | 9 | 23 | 1 | 1
5 | 9 | 24 | 1 | 1
5 | 10 | 1 | 1 | 1
5 | 10 | 2 | 1 | 1
5 | 10 | 3 | 1 | 1
5 | 10 | 4 | 1 | 1
5 | 10 | 5 | 1 | 1
5 | 10 | 6 | 1 | 1
5 | 10 | 7 | 1 | 1
5 | 10 | 8 | 1 | 1
5 | 10 | 9 | 1 | 1
5 | 10 | 10 | 1 | 1
5 | 10 | 11 | 1 | 1
5 | 10 | 12 | 1 | 1
5 | 10 | 13 | 1 | 1
5 | 10 | 14 | 1 | 1
5 | 10 | 15 | 1 | 1
5 | 10 | 16 | 1 | 1
5 | 10 | 17 | 1 | 1
5 | 10 | 18 | 1 | 1
5 | 10 | 19 | 1 | 1
5 | 10 | 20 | 1 | 1
5 | 10 | 21 | 1 | 1
5 | 10 | 22 | 1 | 1
5 | 10 | 23 | 1 | 1
5 | 10 | 24 | 1 | 1
5 | 11 | 1 | 1 | 1
5 | 11 | 2 | 1 | 1
5 | 11 | 3 | 1 | 1
5 | 11 | 4 | 1 | 1
5 | 11 | 5 | 1 | 1
5 | 11 | 6 | 1 | 1
5 | 11 | 7 | 1 | 1
5 | 11 | 8 | 1 | 1
5 | 11 | 9 | 1 | 1
5 | 11 | 10 | 1 | 1
5 | 11 | 11 | 1 | 1
5 | 11 | 12 | 1 | 1
5 | 11 | 13 | 1 | 1
5 | 11 | 14 | 1 | 1
5 | 11 | 15 | 1 | 1
5 | 11 | 16 | 1 | 1
5 | 11 | 17 | 1 | 1
5 | 11 | 18 | 1 | 1
5 | 11 | 19 | 1 | 1
5 | 11 | 20 | 1 | 1
5 | 11 | 21 | 1 | 1
5 | 11 | 22 | 1 | 1
5 | 11 | 23 | 1 | 1
5 | 11 | 24 | 1 | 1
5 | 12 | 1 | 1 | 1
5 | 12 | 2 | 1 | 1
5 | 12 | 3 | 1 | 1
5 | 12 | 4 | 1 | 1
5 | 12 | 5 | 1 | 1
5 | 12 | 6 | 1 | 1
5 | 12 | 7 | 1 | 1
5 | 12 | 8 | 1 | 1
5 | 12 | 9 | 1 | 1
5 | 12 | 10 | 1 | 1
5 | 12 | 11 | 1 | 1
5 | 12 | 12 | 1 | 1
5 | 12 | 13 | 1 | 1
5 | 12 | 14 | 1 | 1
5 | 12 | 15 | 1 | 1
5 | 12 | 16 | 1 | 1
5 | 12 | 17 | 1 | 1
5 | 12 | 18 | 1 | 1
5 | 12 | 19 | 1 | 1
5 | 12 | 20 | 1 | 1
5 | 12 | 21 | 1 | 1
5 | 12 | 22 | 1 | 1
5 | 12 | 23 | 1 | 1
5 | 12 | 24 | 1 | 1
5 | 13 | 1 | 0 | 1
5 | 13 | 2 | 0 | 1
5 | 13 | 3 | 0 | 1
5 | 13 | 4 | 0 | 1
5 | 13 | 5 | 0 | 1
5 | 13 | 6 | 0 | 1
5 | 13 | 7 | 0 | 1
5 | 13 | 8 | 0 | 1
5 | 13 | 9 | 0 | 1
5 | 13 | 10 | 0 | 1
5 | 13 | 11 | 0 | 1
5 | 13 | 12 | 0 | 1
5 | 13 | 13 | 0 | 1
5 | 13 | 14 | 0 | 1
5 | 13 | 15 | 0 | 1
5 | 13 | 16 | 0 | 1
5 | 13 | 17 | 0 | 1
5 | 13 | 18 | 0 | 1
5 | 13 | 19 | 0 | 1
5 | 13 | 20 | 0 | 1
5 | 13 | 21 | 0 | 1
5 | 13 | 22 | 0 | 1
5 | 13 | 23 | 0 | 1
5 | 13 | 24 | 0 | 1
5 | 14 | 1 | 0 | 1
5 | 14 | 2 | 0 | 1
5 | 14 | 3 | 0 | 1
5 | 14 | 4 | 0 | 1
5 | 14 | 5 | 0 | 1
5 | 14 | 6 | 0 | 1
5 | 14 | 7 | 0 | 1
5 | 14 | 8 | 0 | 1
5 | 14 | 9 | 0 | 1
5 | 14 | 10 | 0 | 1
5 | 14 | 11 | 0 | 1
5 | 14 | 12 | 0 | 1
5 | 14 | 13 | 0 | 1
5 | 14 | 14 | 0 | 1
5 | 14 | 15 | 0 | 1
5 | 14 | 16 | 0 | 1
5 | 14 | 17 | 0 | 1
5 | 14 | 18 | 0 | 1
5 | 14 | 19 | 0 | 1
5 | 14 | 20 | 0 | 1
5 | 14 | 21 | 0 | 1
5 | 14 | 22 | 0 | 1
5 | 14 | 23 | 0 | 1
5 | 14 | 24 | 0 | 1
5 | 15 | 1 | 1 | 1
5 | 15 | 2 | 1 | 1
5 | 15 | 3 | 1 | 1
5 | 15 | 4 | 1 | 1
5 | 15 | 5 | 1 | 1
5 | 15 | 6 | 1 | 1
5 | 15 | 7 | 1 | 1
5 | 15 | 8 | 1 | 1
5 | 15 | 9 | 1 | 1
5 | 15 | 10 | 1 | 1
5 | 15 | 11 | 1 | 1
5 | 15 | 12 | 1 | 1
5 | 15 | 13 | 1 | 1
5 | 15 | 14 | 1 | 1
5 | 15 | 15 | 1 | 1
5 | 15 | 16 | 1 | 1
5 | 15 | 17 | 1 | 1
5 | 15 | 18 | 1 | 1
5 | 15 | 19 | 1 | 1
5 | 15 | 20 | 1 | 1
5 | 15 | 21 | 1 | 1
5 | 15 | 22 | 1 | 1
5 | 15 | 23 | 1 | 1
5 | 15 | 24 | 1 | 1
5 | 16 | 1 | 1 | 1
5 | 16 | 2 | 1 | 1
5 | 16 | 3 | 1 | 1
5 | 16 | 4 | 1 | 1
5 | 16 | 5 | 1 | 1
5 | 16 | 6 | 1 | 1
5 | 16 | 7 | 1 | 1
5 | 16 | 8 | 1 | 1
5 | 16 | 9 | 1 | 1
5 | 16 | 10 | 1 | 1
5 | 16 | 11 | 1 | 1
5 | 16 | 12 | 1 | 1
5 | 16 | 13 | 1 | 1
5 | 16 | 14 | 1 | 1
5 | 16 | 15 | 1 | 1
5 | 16 | 16 | 1 | 1
5 | 16 | 17 | 1 | 1
5 | 16 | 18 | 1 | 1
5 | 16 | 19 | 1 | 1
5 | 16 | 20 | 1 | 1
5 | 16 | 21 | 1 | 1
5 | 16 | 22 | 1 | 1
5 | 16 | 23 | 1 | 1
5 | 16 | 24 | 1 | 1
5 | 17 | 1 | 1 | 1
5 | 17 | 2 | 1 | 1
5 | 17 | 3 | 1 | 1
5 | 17 | 4 | 1 | 1
5 | 17 | 5 | 1 | 1
5 | 17 | 6 | 1 | 1
5 | 17 | 7 | 1 | 1
5 | 17 | 8 | 1 | 1
5 | 17 | 9 | 1 | 1
5 | 17 | 10 | 1 | 1
5 | 17 | 11 | 1 | 1
5 | 17 | 12 | 1 | 1
5 | 17 | 13 | 1 | 1
5 | 17 | 14 | 1 | 1
5 | 17 | 15 | 1 | 1
5 | 17 | 16 | 1 | 1
5 | 17 | 17 | 1 | 1
5 | 17 | 18 | 1 | 1
5 | 17 | 19 | 1 | 1
5 | 17 | 20 | 1 | 1
5 | 17 | 21 | 1 | 1
5 | 17 | 22 | 1 | 1
5 | 17 | 23 | 1 | 1
5 | 17 | 24 | 1 | 1
5 | 18 | 1 | 1 | 1
5 | 18 | 2 | 1 | 1
5 | 18 | 3 | 1 | 1
5 | 18 | 4 | 1 | 1
5 | 18 | 5 | 1 | 1
5 | 18 | 6 | 1 | 1
5 | 18 | 7 | 1 | 1
5 | 18 | 8 | 1 | 1
5 | 18 | 9 | 1 | 1
5 | 18 | 10 | 1 | 1
5 | 18 | 11 | 1 | 1
5 | 18 | 12 | 1 | 1
5 | 18 | 13 | 1 | 1
5 | 18 | 14 | 1 | 1
5 | 18 | 15 | 1 | 1
5 | 18 | 16 | 1 | 1
5 | 18 | 17 | 1 | 1
5 | 18 | 18 | 1 | 1
5 | 18 | 19 | 1 | 1
5 | 18 | 20 | 1 | 1
5 | 18 | 21 | 1 | 1
5 | 18 | 22 | 1 | 1
5 | 18 | 23 | 1 | 1
5 | 18 | 24 | 1 | 1
5 | 19 | 1 | 1 | 1
5 | 19 | 2 | 1 | 1
5 | 19 | 3 | 1 | 1
5 | 19 | 4 | 1 | 1
5 | 19 | 5 | 1 | 1
5 | 19 | 6 | 1 | 1
5 | 19 | 7 | 1 | 1
5 | 19 | 8 | 1 | 1
5 | 19 | 9 | 1 | 1
5 | 19 | 10 | 1 | 1
5 | 19 | 11 | 1 | 1
5 | 19 | 12 | 1 | 1
5 | 19 | 13 | 1 | 1
5 | 19 | 14 | 1 | 1
5 | 19 | 15 | 1 | 1
5 | 19 | 16 | 1 | 1
5 | 19 | 17 | 1 | 1
5 | 19 | 18 | 1 | 1
5 | 19 | 19 | 1 | 1
5 | 19 | 20 | 1 | 1
5 | 19 | 21 | 1 | 1
5 | 19 | 22 | 1 | 1
5 | 19 | 23 | 1 | 1
5 | 19 | 24 | 1 | 1
5 | 20 | 1 | 0 | 1
5 | 20 | 2 | 0 | 1
5 | 20 | 3 | 0 | 1
5 | 20 | 4 | 0 | 1
5 | 20 | 5 | 0 | 1
5 | 20 | 6 | 0 | 1
5 | 20 | 7 | 0 | 1
5 | 20 | 8 | 0 | 1
5 | 20 | 9 | 0 | 1
5 | 20 | 10 | 0 | 1
5 | 20 | 11 | 0 | 1
5 | 20 | 12 | 0 | 1
5 | 20 | 13 | 0 | 1
5 | 20 | 14 | 0 | 1
5 | 20 | 15 | 0 | 1
5 | 20 | 16 | 0 | 1
5 | 20 | 17 | 0 | 1
5 | 20 | 18 | 0 | 1
5 | 20 | 19 | 0 | 1
5 | 20 | 20 | 0 | 1
5 | 20 | 21 | 0 | 1
5 | 20 | 22 | 0 | 1
5 | 20 | 23 | 0 | 1
5 | 20 | 24 | 0 | 1
5 | 21 | 1 | 0 | 1
5 | 21 | 2 | 0 | 1
5 | 21 | 3 | 0 | 1
5 | 21 | 4 | 0 | 1
5 | 21 | 5 | 0 | 1
5 | 21 | 6 | 0 | 1
5 | 21 | 7 | 0 | 1
5 | 21 | 8 | 0 | 1
5 | 21 | 9 | 0 | 1
5 | 21 | 10 | 0 | 1
5 | 21 | 11 | 0 | 1
5 | 21 | 12 | 0 | 1
5 | 21 | 13 | 0 | 1
5 | 21 | 14 | 0 | 1
5 | 21 | 15 | 0 | 1
5 | 21 | 16 | 0 | 1
5 | 21 | 17 | 0 | 1
5 | 21 | 18 | 0 | 1
5 | 21 | 19 | 0 | 1
5 | 21 | 20 | 0 | 1
5 | 21 | 21 | 0 | 1
5 | 21 | 22 | 0 | 1
5 | 21 | 23 | 0 | 1
5 | 21 | 24 | 0 | 1
5 | 22 | 1 | 1 | 1
5 | 22 | 2 | 1 | 1
5 | 22 | 3 | 1 | 1
5 | 22 | 4 | 1 | 1
5 | 22 | 5 | 1 | 1
5 | 22 | 6 | 1 | 1
5 | 22 | 7 | 1 | 1
5 | 22 | 8 | 1 | 1
5 | 22 | 9 | 1 | 1
5 | 22 | 10 | 1 | 1
5 | 22 | 11 | 1 | 1
5 | 22 | 12 | 1 | 1
5 | 22 | 13 | 1 | 1
5 | 22 | 14 | 1 | 1
5 | 22 | 15 | 1 | 1
5 | 22 | 16 | 1 | 1
5 | 22 | 17 | 1 | 1
5 | 22 | 18 | 1 | 1
5 | 22 | 19 | 1 | 1
5 | 22 | 20 | 1 | 1
5 | 22 | 21 | 1 | 1
5 | 22 | 22 | 1 | 1
5 | 22 | 23 | 1 | 1
5 | 22 | 24 | 1 | 1
5 | 23 | 1 | 1 | 1
5 | 23 | 2 | 1 | 1
5 | 23 | 3 | 1 | 1
5 | 23 | 4 | 1 | 1
5 | 23 | 5 | 1 | 1
5 | 23 | 6 | 1 | 1
5 | 23 | 7 | 1 | 1
5 | 23 | 8 | 1 | 1
5 | 23 | 9 | 1 | 1
5 | 23 | 10 | 1 | 1
5 | 23 | 11 | 1 | 1
5 | 23 | 12 | 1 | 1
5 | 23 | 13 | 1 | 1
5 | 23 | 14 | 1 | 1
5 | 23 | 15 | 1 | 1
5 | 23 | 16 | 1 | 1
5 | 23 | 17 | 1 | 1
5 | 23 | 18 | 1 | 1
5 | 23 | 19 | 1 | 1
5 | 23 | 20 | 1 | 1
5 | 23 | 21 | 1 | 1
5 | 23 | 22 | 1 | 1
5 | 23 | 23 | 1 | 1
5 | 23 | 24 | 1 | 1
5 | 24 | 1 | 1 | 1
5 | 24 | 2 | 1 | 1
5 | 24 | 3 | 1 | 1
5 | 24 | 4 | 1 | 1
5 | 24 | 5 | 1 | 1
5 | 24 | 6 | 1 | 1
5 | 24 | 7 | 1 | 1
5 | 24 | 8 | 1 | 1
5 | 24 | 9 | 1 | 1
5 | 24 | 10 | 1 | 1
5 | 24 | 11 | 1 | 1
5 | 24 | 12 | 1 | 1
5 | 24 | 13 | 1 | 1
5 | 24 | 14 | 1 | 1
5 | 24 | 15 | 1 | 1
5 | 24 | 16 | 1 | 1
5 | 24 | 17 | 1 | 1
5 | 24 | 18 | 1 | 1
5 | 24 | 19 | 1 | 1
5 | 24 | 20 | 1 | 1
5 | 24 | 21 | 1 | 1
5 | 24 | 22 | 1 | 1
5 | 24 | 23 | 1 | 1
5 | 24 | 24 | 1 | 1
5 | 25 | 1 | 1 | 1
5 | 25 | 2 | 1 | 1
5 | 25 | 3 | 1 | 1
5 | 25 | 4 | 1 | 1
5 | 25 | 5 | 1 | 1
5 | 25 | 6 | 1 | 1
5 | 25 | 7 | 1 | 1
5 | 25 | 8 | 1 | 1
5 | 25 | 9 | 1 | 1
5 | 25 | 10 | 1 | 1
5 | 25 | 11 | 1 | 1
5 | 25 | 12 | 1 | 1
5 | 25 | 13 | 1 | 1
5 | 25 | 14 | 1 | 1
5 | 25 | 15 | 1 | 1
5 | 25 | 16 | 1 | 1
5 | 25 | 17 | 1 | 1
5 | 25 | 18 | 1 | 1
5 | 25 | 19 | 1 | 1
5 | 25 | 20 | 1 | 1
5 | 25 | 21 | 1 | 1
5 | 25 | 22 | 1 | 1
5 | 25 | 23 | 1 | 1
5 | 25 | 24 | 1 | 1
5 | 26 | 1 | 1 | 1
5 | 26 | 2 | 1 | 1
5 | 26 | 3 | 1 | 1
5 | 26 | 4 | 1 | 1
5 | 26 | 5 | 1 | 1
5 | 26 | 6 | 1 | 1
5 | 26 | 7 | 1 | 1
5 | 26 | 8 | 1 | 1
5 | 26 | 9 | 1 | 1
5 | 26 | 10 | 1 | 1
5 | 26 | 11 | 1 | 1
5 | 26 | 12 | 1 | 1
5 | 26 | 13 | 1 | 1
5 | 26 | 14 | 1 | 1
5 | 26 | 15 | 1 | 1
5 | 26 | 16 | 1 | 1
5 | 26 | 17 | 1 | 1
5 | 26 | 18 | 1 | 1
5 | 26 | 19 | 1 | 1
5 | 26 | 20 | 1 | 1
5 | 26 | 21 | 1 | 1
5 | 26 | 22 | 1 | 1
5 | 26 | 23 | 1 | 1
5 | 26 | 24 | 1 | 1
5 | 27 | 1 | 0 | 1
5 | 27 | 2 | 0 | 1
5 | 27 | 3 | 0 | 1
5 | 27 | 4 | 0 | 1
5 | 27 | 5 | 0 | 1
5 | 27 | 6 | 0 | 1
5 | 27 | 7 | 0 | 1
5 | 27 | 8 | 0 | 1
5 | 27 | 9 | 0 | 1
5 | 27 | 10 | 0 | 1
5 | 27 | 11 | 0 | 1
5 | 27 | 12 | 0 | 1
5 | 27 | 13 | 0 | 1
5 | 27 | 14 | 0 | 1
5 | 27 | 15 | 0 | 1
5 | 27 | 16 | 0 | 1
5 | 27 | 17 | 0 | 1
5 | 27 | 18 | 0 | 1
5 | 27 | 19 | 0 | 1
5 | 27 | 20 | 0 | 1
5 | 27 | 21 | 0 | 1
5 | 27 | 22 | 0 | 1
5 | 27 | 23 | 0 | 1
5 | 27 | 24 | 0 | 1
5 | 28 | 1 | 0 | 1
5 | 28 | 2 | 0 | 1
5 | 28 | 3 | 0 | 1
5 | 28 | 4 | 0 | 1
5 | 28 | 5 | 0 | 1
5 | 28 | 6 | 0 | 1
5 | 28 | 7 | 0 | 1
5 | 28 | 8 | 0 | 1
5 | 28 | 9 | 0 | 1
5 | 28 | 10 | 0 | 1
5 | 28 | 11 | 0 | 1
5 | 28 | 12 | 0 | 1
5 | 28 | 13 | 0 | 1
5 | 28 | 14 | 0 | 1
5 | 28 | 15 | 0 | 1
5 | 28 | 16 | 0 | 1
5 | 28 | 17 | 0 | 1
5 | 28 | 18 | 0 | 1
5 | 28 | 19 | 0 | 1
5 | 28 | 20 | 0 | 1
5 | 28 | 21 | 0 | 1
5 | 28 | 22 | 0 | 1
5 | 28 | 23 | 0 | 1
5 | 28 | 24 | 0 | 1
5 | 29 | 1 | 1 | 1
5 | 29 | 2 | 1 | 1
5 | 29 | 3 | 1 | 1
5 | 29 | 4 | 1 | 1
5 | 29 | 5 | 1 | 1
5 | 29 | 6 | 1 | 1
5 | 29 | 7 | 1 | 1
5 | 29 | 8 | 1 | 1
5 | 29 | 9 | 1 | 1
5 | 29 | 10 | 1 | 1
5 | 29 | 11 | 1 | 1
5 | 29 | 12 | 1 | 1
5 | 29 | 13 | 1 | 1
5 | 29 | 14 | 1 | 1
5 | 29 | 15 | 1 | 1
5 | 29 | 16 | 1 | 1
5 | 29 | 17 | 1 | 1
5 | 29 | 18 | 1 | 1
5 | 29 | 19 | 1 | 1
5 | 29 | 20 | 1 | 1
5 | 29 | 21 | 1 | 1
5 | 29 | 22 | 1 | 1
5 | 29 | 23 | 1 | 1
5 | 29 | 24 | 1 | 1
5 | 30 | 1 | 1 | 1
5 | 30 | 2 | 1 | 1
5 | 30 | 3 | 1 | 1
5 | 30 | 4 | 1 | 1
5 | 30 | 5 | 1 | 1
5 | 30 | 6 | 1 | 1
5 | 30 | 7 | 1 | 1
5 | 30 | 8 | 1 | 1
5 | 30 | 9 | 1 | 1
5 | 30 | 10 | 1 | 1
5 | 30 | 11 | 1 | 1
5 | 30 | 12 | 1 | 1
5 | 30 | 13 | 1 | 1
5 | 30 | 14 | 1 | 1
5 | 30 | 15 | 1 | 1
5 | 30 | 16 | 1 | 1
5 | 30 | 17 | 1 | 1
5 | 30 | 18 | 1 | 1
5 | 30 | 19 | 1 | 1
5 | 30 | 20 | 1 | 1
5 | 30 | 21 | 1 | 1
5 | 30 | 22 | 1 | 1
5 | 30 | 23 | 1 | 1
5 | 30 | 24 | 1 | 1
5 | 31 | 1 | 1 | 1
5 | 31 | 2 | 1 | 1
5 | 31 | 3 | 1 | 1
5 | 31 | 4 | 1 | 1
5 | 31 | 5 | 1 | 1
5 | 31 | 6 | 1 | 1
5 | 31 | 7 | 1 | 1
5 | 31 | 8 | 1 | 1
5 | 31 | 9 | 1 | 1
5 | 31 | 10 | 1 | 1
5 | 31 | 11 | 1 | 1
5 | 31 | 12 | 1 | 1
5 | 31 | 13 | 1 | 1
5 | 31 | 14 | 1 | 1
5 | 31 | 15 | 1 | 1
5 | 31 | 16 | 1 | 1
5 | 31 | 17 | 1 | 1
5 | 31 | 18 | 1 | 1
5 | 31 | 19 | 1 | 1
5 | 31 | 20 | 1 | 1
5 | 31 | 21 | 1 | 1
5 | 31 | 22 | 1 | 1
5 | 31 | 23 | 1 | 1
5 | 31 | 24 | 1 | 1
6 | 1 | 1 | 1 | 1
6 | 1 | 2 | 1 | 1
6 | 1 | 3 | 1 | 1
6 | 1 | 4 | 1 | 1
6 | 1 | 5 | 1 | 1
6 | 1 | 6 | 1 | 1
6 | 1 | 7 | 1 | 1
6 | 1 | 8 | 1 | 1
6 | 1 | 9 | 1 | 1
6 | 1 | 10 | 1 | 1
6 | 1 | 11 | 1 | 1
6 | 1 | 12 | 1 | 1
6 | 1 | 13 | 1 | 1
6 | 1 | 14 | 1 | 1
6 | 1 | 15 | 1 | 1
6 | 1 | 16 | 1 | 1
6 | 1 | 17 | 1 | 1
6 | 1 | 18 | 1 | 1
6 | 1 | 19 | 1 | 1
6 | 1 | 20 | 1 | 1
6 | 1 | 21 | 1 | 1
6 | 1 | 22 | 1 | 1
6 | 1 | 23 | 1 | 1
6 | 1 | 24 | 1 | 1
6 | 2 | 1 | 1 | 1
6 | 2 | 2 | 1 | 1
6 | 2 | 3 | 1 | 1
6 | 2 | 4 | 1 | 1
6 | 2 | 5 | 1 | 1
6 | 2 | 6 | 1 | 1
6 | 2 | 7 | 1 | 1
6 | 2 | 8 | 1 | 1
6 | 2 | 9 | 1 | 1
6 | 2 | 10 | 1 | 1
6 | 2 | 11 | 1 | 1
6 | 2 | 12 | 1 | 1
6 | 2 | 13 | 1 | 1
6 | 2 | 14 | 1 | 1
6 | 2 | 15 | 1 | 1
6 | 2 | 16 | 1 | 1
6 | 2 | 17 | 1 | 1
6 | 2 | 18 | 1 | 1
6 | 2 | 19 | 1 | 1
6 | 2 | 20 | 1 | 1
6 | 2 | 21 | 1 | 1
6 | 2 | 22 | 1 | 1
6 | 2 | 23 | 1 | 1
6 | 2 | 24 | 1 | 1
6 | 3 | 1 | 0 | 1
6 | 3 | 2 | 0 | 1
6 | 3 | 3 | 0 | 1
6 | 3 | 4 | 0 | 1
6 | 3 | 5 | 0 | 1
6 | 3 | 6 | 0 | 1
6 | 3 | 7 | 0 | 1
6 | 3 | 8 | 0 | 1
6 | 3 | 9 | 0 | 1
6 | 3 | 10 | 0 | 1
6 | 3 | 11 | 0 | 1
6 | 3 | 12 | 0 | 1
6 | 3 | 13 | 0 | 1
6 | 3 | 14 | 0 | 1
6 | 3 | 15 | 0 | 1
6 | 3 | 16 | 0 | 1
6 | 3 | 17 | 0 | 1
6 | 3 | 18 | 0 | 1
6 | 3 | 19 | 0 | 1
6 | 3 | 20 | 0 | 1
6 | 3 | 21 | 0 | 1
6 | 3 | 22 | 0 | 1
6 | 3 | 23 | 0 | 1
6 | 3 | 24 | 0 | 1
6 | 4 | 1 | 0 | 1
6 | 4 | 2 | 0 | 1
6 | 4 | 3 | 0 | 1
6 | 4 | 4 | 0 | 1
6 | 4 | 5 | 0 | 1
6 | 4 | 6 | 0 | 1
6 | 4 | 7 | 0 | 1
6 | 4 | 8 | 0 | 1
6 | 4 | 9 | 0 | 1
6 | 4 | 10 | 0 | 1
6 | 4 | 11 | 0 | 1
6 | 4 | 12 | 0 | 1
6 | 4 | 13 | 0 | 1
6 | 4 | 14 | 0 | 1
6 | 4 | 15 | 0 | 1
6 | 4 | 16 | 0 | 1
6 | 4 | 17 | 0 | 1
6 | 4 | 18 | 0 | 1
6 | 4 | 19 | 0 | 1
6 | 4 | 20 | 0 | 1
6 | 4 | 21 | 0 | 1
6 | 4 | 22 | 0 | 1
6 | 4 | 23 | 0 | 1
6 | 4 | 24 | 0 | 1
6 | 5 | 1 | 1 | 1
6 | 5 | 2 | 1 | 1
6 | 5 | 3 | 1 | 1
6 | 5 | 4 | 1 | 1
6 | 5 | 5 | 1 | 1
6 | 5 | 6 | 1 | 1
6 | 5 | 7 | 1 | 1
6 | 5 | 8 | 1 | 1
6 | 5 | 9 | 1 | 1
6 | 5 | 10 | 1 | 1
6 | 5 | 11 | 1 | 1
6 | 5 | 12 | 1 | 1
6 | 5 | 13 | 1 | 1
6 | 5 | 14 | 1 | 1
6 | 5 | 15 | 1 | 1
6 | 5 | 16 | 1 | 1
6 | 5 | 17 | 1 | 1
6 | 5 | 18 | 1 | 1
6 | 5 | 19 | 1 | 1
6 | 5 | 20 | 1 | 1
6 | 5 | 21 | 1 | 1
6 | 5 | 22 | 1 | 1
6 | 5 | 23 | 1 | 1
6 | 5 | 24 | 1 | 1
6 | 6 | 1 | 1 | 1
6 | 6 | 2 | 1 | 1
6 | 6 | 3 | 1 | 1
6 | 6 | 4 | 1 | 1
6 | 6 | 5 | 1 | 1
6 | 6 | 6 | 1 | 1
6 | 6 | 7 | 1 | 1
6 | 6 | 8 | 1 | 1
6 | 6 | 9 | 1 | 1
6 | 6 | 10 | 1 | 1
6 | 6 | 11 | 1 | 1
6 | 6 | 12 | 1 | 1
6 | 6 | 13 | 1 | 1
6 | 6 | 14 | 1 | 1
6 | 6 | 15 | 1 | 1
6 | 6 | 16 | 1 | 1
6 | 6 | 17 | 1 | 1
6 | 6 | 18 | 1 | 1
6 | 6 | 19 | 1 | 1
6 | 6 | 20 | 1 | 1
6 | 6 | 21 | 1 | 1
6 | 6 | 22 | 1 | 1
6 | 6 | 23 | 1 | 1
6 | 6 | 24 | 1 | 1
6 | 7 | 1 | 1 | 1
6 | 7 | 2 | 1 | 1
6 | 7 | 3 | 1 | 1
6 | 7 | 4 | 1 | 1
6 | 7 | 5 | 1 | 1
6 | 7 | 6 | 1 | 1
6 | 7 | 7 | 1 | 1
6 | 7 | 8 | 1 | 1
6 | 7 | 9 | 1 | 1
6 | 7 | 10 | 1 | 1
6 | 7 | 11 | 1 | 1
6 | 7 | 12 | 1 | 1
6 | 7 | 13 | 1 | 1
6 | 7 | 14 | 1 | 1
6 | 7 | 15 | 1 | 1
6 | 7 | 16 | 1 | 1
6 | 7 | 17 | 1 | 1
6 | 7 | 18 | 1 | 1
6 | 7 | 19 | 1 | 1
6 | 7 | 20 | 1 | 1
6 | 7 | 21 | 1 | 1
6 | 7 | 22 | 1 | 1
6 | 7 | 23 | 1 | 1
6 | 7 | 24 | 1 | 1
6 | 8 | 1 | 1 | 1
6 | 8 | 2 | 1 | 1
6 | 8 | 3 | 1 | 1
6 | 8 | 4 | 1 | 1
6 | 8 | 5 | 1 | 1
6 | 8 | 6 | 1 | 1
6 | 8 | 7 | 1 | 1
6 | 8 | 8 | 1 | 1
6 | 8 | 9 | 1 | 1
6 | 8 | 10 | 1 | 1
6 | 8 | 11 | 1 | 1
6 | 8 | 12 | 1 | 1
6 | 8 | 13 | 1 | 1
6 | 8 | 14 | 1 | 1
6 | 8 | 15 | 1 | 1
6 | 8 | 16 | 1 | 1
6 | 8 | 17 | 1 | 1
6 | 8 | 18 | 1 | 1
6 | 8 | 19 | 1 | 1
6 | 8 | 20 | 1 | 1
6 | 8 | 21 | 1 | 1
6 | 8 | 22 | 1 | 1
6 | 8 | 23 | 1 | 1
6 | 8 | 24 | 1 | 1
6 | 9 | 1 | 1 | 1
6 | 9 | 2 | 1 | 1
6 | 9 | 3 | 1 | 1
6 | 9 | 4 | 1 | 1
6 | 9 | 5 | 1 | 1
6 | 9 | 6 | 1 | 1
6 | 9 | 7 | 1 | 1
6 | 9 | 8 | 1 | 1
6 | 9 | 9 | 1 | 1
6 | 9 | 10 | 1 | 1
6 | 9 | 11 | 1 | 1
6 | 9 | 12 | 1 | 1
6 | 9 | 13 | 1 | 1
6 | 9 | 14 | 1 | 1
6 | 9 | 15 | 1 | 1
6 | 9 | 16 | 1 | 1
6 | 9 | 17 | 1 | 1
6 | 9 | 18 | 1 | 1
6 | 9 | 19 | 1 | 1
6 | 9 | 20 | 1 | 1
6 | 9 | 21 | 1 | 1
6 | 9 | 22 | 1 | 1
6 | 9 | 23 | 1 | 1
6 | 9 | 24 | 1 | 1
6 | 10 | 1 | 0 | 1
6 | 10 | 2 | 0 | 1
6 | 10 | 3 | 0 | 1
6 | 10 | 4 | 0 | 1
6 | 10 | 5 | 0 | 1
6 | 10 | 6 | 0 | 1
6 | 10 | 7 | 0 | 1
6 | 10 | 8 | 0 | 1
6 | 10 | 9 | 0 | 1
6 | 10 | 10 | 0 | 1
6 | 10 | 11 | 0 | 1
6 | 10 | 12 | 0 | 1
6 | 10 | 13 | 0 | 1
6 | 10 | 14 | 0 | 1
6 | 10 | 15 | 0 | 1
6 | 10 | 16 | 0 | 1
6 | 10 | 17 | 0 | 1
6 | 10 | 18 | 0 | 1
6 | 10 | 19 | 0 | 1
6 | 10 | 20 | 0 | 1
6 | 10 | 21 | 0 | 1
6 | 10 | 22 | 0 | 1
6 | 10 | 23 | 0 | 1
6 | 10 | 24 | 0 | 1
6 | 11 | 1 | 0 | 1
6 | 11 | 2 | 0 | 1
6 | 11 | 3 | 0 | 1
6 | 11 | 4 | 0 | 1
6 | 11 | 5 | 0 | 1
6 | 11 | 6 | 0 | 1
6 | 11 | 7 | 0 | 1
6 | 11 | 8 | 0 | 1
6 | 11 | 9 | 0 | 1
6 | 11 | 10 | 0 | 1
6 | 11 | 11 | 0 | 1
6 | 11 | 12 | 0 | 1
6 | 11 | 13 | 0 | 1
6 | 11 | 14 | 0 | 1
6 | 11 | 15 | 0 | 1
6 | 11 | 16 | 0 | 1
6 | 11 | 17 | 0 | 1
6 | 11 | 18 | 0 | 1
6 | 11 | 19 | 0 | 1
6 | 11 | 20 | 0 | 1
6 | 11 | 21 | 0 | 1
6 | 11 | 22 | 0 | 1
6 | 11 | 23 | 0 | 1
6 | 11 | 24 | 0 | 1
6 | 12 | 1 | 1 | 1
6 | 12 | 2 | 1 | 1
6 | 12 | 3 | 1 | 1
6 | 12 | 4 | 1 | 1
6 | 12 | 5 | 1 | 1
6 | 12 | 6 | 1 | 1
6 | 12 | 7 | 1 | 1
6 | 12 | 8 | 1 | 1
6 | 12 | 9 | 1 | 1
6 | 12 | 10 | 1 | 1
6 | 12 | 11 | 1 | 1
6 | 12 | 12 | 1 | 1
6 | 12 | 13 | 1 | 1
6 | 12 | 14 | 1 | 1
6 | 12 | 15 | 1 | 1
6 | 12 | 16 | 1 | 1
6 | 12 | 17 | 1 | 1
6 | 12 | 18 | 1 | 1
6 | 12 | 19 | 1 | 1
6 | 12 | 20 | 1 | 1
6 | 12 | 21 | 1 | 1
6 | 12 | 22 | 1 | 1
6 | 12 | 23 | 1 | 1
6 | 12 | 24 | 1 | 1
6 | 13 | 1 | 1 | 1
6 | 13 | 2 | 1 | 1
6 | 13 | 3 | 1 | 1
6 | 13 | 4 | 1 | 1
6 | 13 | 5 | 1 | 1
6 | 13 | 6 | 1 | 1
6 | 13 | 7 | 1 | 1
6 | 13 | 8 | 1 | 1
6 | 13 | 9 | 1 | 1
6 | 13 | 10 | 1 | 1
6 | 13 | 11 | 1 | 1
6 | 13 | 12 | 1 | 1
6 | 13 | 13 | 1 | 1
6 | 13 | 14 | 1 | 1
6 | 13 | 15 | 1 | 1
6 | 13 | 16 | 1 | 1
6 | 13 | 17 | 1 | 1
6 | 13 | 18 | 1 | 1
6 | 13 | 19 | 1 | 1
6 | 13 | 20 | 1 | 1
6 | 13 | 21 | 1 | 1
6 | 13 | 22 | 1 | 1
6 | 13 | 23 | 1 | 1
6 | 13 | 24 | 1 | 1
6 | 14 | 1 | 1 | 1
6 | 14 | 2 | 1 | 1
6 | 14 | 3 | 1 | 1
6 | 14 | 4 | 1 | 1
6 | 14 | 5 | 1 | 1
6 | 14 | 6 | 1 | 1
6 | 14 | 7 | 1 | 1
6 | 14 | 8 | 1 | 1
6 | 14 | 9 | 1 | 1
6 | 14 | 10 | 1 | 1
6 | 14 | 11 | 1 | 1
6 | 14 | 12 | 1 | 1
6 | 14 | 13 | 1 | 1
6 | 14 | 14 | 1 | 1
6 | 14 | 15 | 1 | 1
6 | 14 | 16 | 1 | 1
6 | 14 | 17 | 1 | 1
6 | 14 | 18 | 1 | 1
6 | 14 | 19 | 1 | 1
6 | 14 | 20 | 1 | 1
6 | 14 | 21 | 1 | 1
6 | 14 | 22 | 1 | 1
6 | 14 | 23 | 1 | 1
6 | 14 | 24 | 1 | 1
6 | 15 | 1 | 1 | 1
6 | 15 | 2 | 1 | 1
6 | 15 | 3 | 1 | 1
6 | 15 | 4 | 1 | 1
6 | 15 | 5 | 1 | 1
6 | 15 | 6 | 1 | 1
6 | 15 | 7 | 1 | 1
6 | 15 | 8 | 1 | 1
6 | 15 | 9 | 1 | 1
6 | 15 | 10 | 1 | 1
6 | 15 | 11 | 1 | 1
6 | 15 | 12 | 1 | 1
6 | 15 | 13 | 1 | 1
6 | 15 | 14 | 1 | 1
6 | 15 | 15 | 1 | 1
6 | 15 | 16 | 1 | 1
6 | 15 | 17 | 1 | 1
6 | 15 | 18 | 1 | 1
6 | 15 | 19 | 1 | 1
6 | 15 | 20 | 1 | 1
6 | 15 | 21 | 1 | 1
6 | 15 | 22 | 1 | 1
6 | 15 | 23 | 1 | 1
6 | 15 | 24 | 1 | 1
6 | 16 | 1 | 1 | 1
6 | 16 | 2 | 1 | 1
6 | 16 | 3 | 1 | 1
6 | 16 | 4 | 1 | 1
6 | 16 | 5 | 1 | 1
6 | 16 | 6 | 1 | 1
6 | 16 | 7 | 1 | 1
6 | 16 | 8 | 1 | 1
6 | 16 | 9 | 1 | 1
6 | 16 | 10 | 1 | 1
6 | 16 | 11 | 1 | 1
6 | 16 | 12 | 1 | 1
6 | 16 | 13 | 1 | 1
6 | 16 | 14 | 1 | 1
6 | 16 | 15 | 1 | 1
6 | 16 | 16 | 1 | 1
6 | 16 | 17 | 1 | 1
6 | 16 | 18 | 1 | 1
6 | 16 | 19 | 1 | 1
6 | 16 | 20 | 1 | 1
6 | 16 | 21 | 1 | 1
6 | 16 | 22 | 1 | 1
6 | 16 | 23 | 1 | 1
6 | 16 | 24 | 1 | 1
6 | 17 | 1 | 0 | 1
6 | 17 | 2 | 0 | 1
6 | 17 | 3 | 0 | 1
6 | 17 | 4 | 0 | 1
6 | 17 | 5 | 0 | 1
6 | 17 | 6 | 0 | 1
6 | 17 | 7 | 0 | 1
6 | 17 | 8 | 0 | 1
6 | 17 | 9 | 0 | 1
6 | 17 | 10 | 0 | 1
6 | 17 | 11 | 0 | 1
6 | 17 | 12 | 0 | 1
6 | 17 | 13 | 0 | 1
6 | 17 | 14 | 0 | 1
6 | 17 | 15 | 0 | 1
6 | 17 | 16 | 0 | 1
6 | 17 | 17 | 0 | 1
6 | 17 | 18 | 0 | 1
6 | 17 | 19 | 0 | 1
6 | 17 | 20 | 0 | 1
6 | 17 | 21 | 0 | 1
6 | 17 | 22 | 0 | 1
6 | 17 | 23 | 0 | 1
6 | 17 | 24 | 0 | 1
6 | 18 | 1 | 0 | 1
6 | 18 | 2 | 0 | 1
6 | 18 | 3 | 0 | 1
6 | 18 | 4 | 0 | 1
6 | 18 | 5 | 0 | 1
6 | 18 | 6 | 0 | 1
6 | 18 | 7 | 0 | 1
6 | 18 | 8 | 0 | 1
6 | 18 | 9 | 0 | 1
6 | 18 | 10 | 0 | 1
6 | 18 | 11 | 0 | 1
6 | 18 | 12 | 0 | 1
6 | 18 | 13 | 0 | 1
6 | 18 | 14 | 0 | 1
6 | 18 | 15 | 0 | 1
6 | 18 | 16 | 0 | 1
6 | 18 | 17 | 0 | 1
6 | 18 | 18 | 0 | 1
6 | 18 | 19 | 0 | 1
6 | 18 | 20 | 0 | 1
6 | 18 | 21 | 0 | 1
6 | 18 | 22 | 0 | 1
6 | 18 | 23 | 0 | 1
6 | 18 | 24 | 0 | 1
6 | 19 | 1 | 1 | 1
6 | 19 | 2 | 1 | 1
6 | 19 | 3 | 1 | 1
6 | 19 | 4 | 1 | 1
6 | 19 | 5 | 1 | 1
6 | 19 | 6 | 1 | 1
6 | 19 | 7 | 1 | 1
6 | 19 | 8 | 1 | 1
6 | 19 | 9 | 1 | 1
6 | 19 | 10 | 1 | 1
6 | 19 | 11 | 1 | 1
6 | 19 | 12 | 1 | 1
6 | 19 | 13 | 1 | 1
6 | 19 | 14 | 1 | 1
6 | 19 | 15 | 1 | 1
6 | 19 | 16 | 1 | 1
6 | 19 | 17 | 1 | 1
6 | 19 | 18 | 1 | 1
6 | 19 | 19 | 1 | 1
6 | 19 | 20 | 1 | 1
6 | 19 | 21 | 1 | 1
6 | 19 | 22 | 1 | 1
6 | 19 | 23 | 1 | 1
6 | 19 | 24 | 1 | 1
6 | 20 | 1 | 1 | 1
6 | 20 | 2 | 1 | 1
6 | 20 | 3 | 1 | 1
6 | 20 | 4 | 1 | 1
6 | 20 | 5 | 1 | 1
6 | 20 | 6 | 1 | 1
6 | 20 | 7 | 1 | 1
6 | 20 | 8 | 1 | 1
6 | 20 | 9 | 1 | 1
6 | 20 | 10 | 1 | 1
6 | 20 | 11 | 1 | 1
6 | 20 | 12 | 1 | 1
6 | 20 | 13 | 1 | 1
6 | 20 | 14 | 1 | 1
6 | 20 | 15 | 1 | 1
6 | 20 | 16 | 1 | 1
6 | 20 | 17 | 1 | 1
6 | 20 | 18 | 1 | 1
6 | 20 | 19 | 1 | 1
6 | 20 | 20 | 1 | 1
6 | 20 | 21 | 1 | 1
6 | 20 | 22 | 1 | 1
6 | 20 | 23 | 1 | 1
6 | 20 | 24 | 1 | 1
6 | 21 | 1 | 1 | 1
6 | 21 | 2 | 1 | 1
6 | 21 | 3 | 1 | 1
6 | 21 | 4 | 1 | 1
6 | 21 | 5 | 1 | 1
6 | 21 | 6 | 1 | 1
6 | 21 | 7 | 1 | 1
6 | 21 | 8 | 1 | 1
6 | 21 | 9 | 1 | 1
6 | 21 | 10 | 1 | 1
6 | 21 | 11 | 1 | 1
6 | 21 | 12 | 1 | 1
6 | 21 | 13 | 1 | 1
6 | 21 | 14 | 1 | 1
6 | 21 | 15 | 1 | 1
6 | 21 | 16 | 1 | 1
6 | 21 | 17 | 1 | 1
6 | 21 | 18 | 1 | 1
6 | 21 | 19 | 1 | 1
6 | 21 | 20 | 1 | 1
6 | 21 | 21 | 1 | 1
6 | 21 | 22 | 1 | 1
6 | 21 | 23 | 1 | 1
6 | 21 | 24 | 1 | 1
6 | 22 | 1 | 1 | 1
6 | 22 | 2 | 1 | 1
6 | 22 | 3 | 1 | 1
6 | 22 | 4 | 1 | 1
6 | 22 | 5 | 1 | 1
6 | 22 | 6 | 1 | 1
6 | 22 | 7 | 1 | 1
6 | 22 | 8 | 1 | 1
6 | 22 | 9 | 1 | 1
6 | 22 | 10 | 1 | 1
6 | 22 | 11 | 1 | 1
6 | 22 | 12 | 1 | 1
6 | 22 | 13 | 1 | 1
6 | 22 | 14 | 1 | 1
6 | 22 | 15 | 1 | 1
6 | 22 | 16 | 1 | 1
6 | 22 | 17 | 1 | 1
6 | 22 | 18 | 1 | 1
6 | 22 | 19 | 1 | 1
6 | 22 | 20 | 1 | 1
6 | 22 | 21 | 1 | 1
6 | 22 | 22 | 1 | 1
6 | 22 | 23 | 1 | 1
6 | 22 | 24 | 1 | 1
6 | 23 | 1 | 1 | 1
6 | 23 | 2 | 1 | 1
6 | 23 | 3 | 1 | 1
6 | 23 | 4 | 1 | 1
6 | 23 | 5 | 1 | 1
6 | 23 | 6 | 1 | 1
6 | 23 | 7 | 1 | 1
6 | 23 | 8 | 1 | 1
6 | 23 | 9 | 1 | 1
6 | 23 | 10 | 1 | 1
6 | 23 | 11 | 1 | 1
6 | 23 | 12 | 1 | 1
6 | 23 | 13 | 1 | 1
6 | 23 | 14 | 1 | 1
6 | 23 | 15 | 1 | 1
6 | 23 | 16 | 1 | 1
6 | 23 | 17 | 1 | 1
6 | 23 | 18 | 1 | 1
6 | 23 | 19 | 1 | 1
6 | 23 | 20 | 1 | 1
6 | 23 | 21 | 1 | 1
6 | 23 | 22 | 1 | 1
6 | 23 | 23 | 1 | 1
6 | 23 | 24 | 1 | 1
6 | 24 | 1 | 0 | 1
6 | 24 | 2 | 0 | 1
6 | 24 | 3 | 0 | 1
6 | 24 | 4 | 0 | 1
6 | 24 | 5 | 0 | 1
6 | 24 | 6 | 0 | 1
6 | 24 | 7 | 0 | 1
6 | 24 | 8 | 0 | 1
6 | 24 | 9 | 0 | 1
6 | 24 | 10 | 0 | 1
6 | 24 | 11 | 0 | 1
6 | 24 | 12 | 0 | 1
6 | 24 | 13 | 0 | 1
6 | 24 | 14 | 0 | 1
6 | 24 | 15 | 0 | 1
6 | 24 | 16 | 0 | 1
6 | 24 | 17 | 0 | 1
6 | 24 | 18 | 0 | 1
6 | 24 | 19 | 0 | 1
6 | 24 | 20 | 0 | 1
6 | 24 | 21 | 0 | 1
6 | 24 | 22 | 0 | 1
6 | 24 | 23 | 0 | 1
6 | 24 | 24 | 0 | 1
6 | 25 | 1 | 0 | 1
6 | 25 | 2 | 0 | 1
6 | 25 | 3 | 0 | 1
6 | 25 | 4 | 0 | 1
6 | 25 | 5 | 0 | 1
6 | 25 | 6 | 0 | 1
6 | 25 | 7 | 0 | 1
6 | 25 | 8 | 0 | 1
6 | 25 | 9 | 0 | 1
6 | 25 | 10 | 0 | 1
6 | 25 | 11 | 0 | 1
6 | 25 | 12 | 0 | 1
6 | 25 | 13 | 0 | 1
6 | 25 | 14 | 0 | 1
6 | 25 | 15 | 0 | 1
6 | 25 | 16 | 0 | 1
6 | 25 | 17 | 0 | 1
6 | 25 | 18 | 0 | 1
6 | 25 | 19 | 0 | 1
6 | 25 | 20 | 0 | 1
6 | 25 | 21 | 0 | 1
6 | 25 | 22 | 0 | 1
6 | 25 | 23 | 0 | 1
6 | 25 | 24 | 0 | 1
6 | 26 | 1 | 1 | 1
6 | 26 | 2 | 1 | 1
6 | 26 | 3 | 1 | 1
6 | 26 | 4 | 1 | 1
6 | 26 | 5 | 1 | 1
6 | 26 | 6 | 1 | 1
6 | 26 | 7 | 1 | 1
6 | 26 | 8 | 1 | 1
6 | 26 | 9 | 1 | 1
6 | 26 | 10 | 1 | 1
6 | 26 | 11 | 1 | 1
6 | 26 | 12 | 1 | 1
6 | 26 | 13 | 1 | 1
6 | 26 | 14 | 1 | 1
6 | 26 | 15 | 1 | 1
6 | 26 | 16 | 1 | 1
6 | 26 | 17 | 1 | 1
6 | 26 | 18 | 1 | 1
6 | 26 | 19 | 1 | 1
6 | 26 | 20 | 1 | 1
6 | 26 | 21 | 1 | 1
6 | 26 | 22 | 1 | 1
6 | 26 | 23 | 1 | 1
6 | 26 | 24 | 1 | 1
6 | 27 | 1 | 1 | 1
6 | 27 | 2 | 1 | 1
6 | 27 | 3 | 1 | 1
6 | 27 | 4 | 1 | 1
6 | 27 | 5 | 1 | 1
6 | 27 | 6 | 1 | 1
6 | 27 | 7 | 1 | 1
6 | 27 | 8 | 1 | 1
6 | 27 | 9 | 1 | 1
6 | 27 | 10 | 1 | 1
6 | 27 | 11 | 1 | 1
6 | 27 | 12 | 1 | 1
6 | 27 | 13 | 1 | 1
6 | 27 | 14 | 1 | 1
6 | 27 | 15 | 1 | 1
6 | 27 | 16 | 1 | 1
6 | 27 | 17 | 1 | 1
6 | 27 | 18 | 1 | 1
6 | 27 | 19 | 1 | 1
6 | 27 | 20 | 1 | 1
6 | 27 | 21 | 1 | 1
6 | 27 | 22 | 1 | 1
6 | 27 | 23 | 1 | 1
6 | 27 | 24 | 1 | 1
6 | 28 | 1 | 1 | 1
6 | 28 | 2 | 1 | 1
6 | 28 | 3 | 1 | 1
6 | 28 | 4 | 1 | 1
6 | 28 | 5 | 1 | 1
6 | 28 | 6 | 1 | 1
6 | 28 | 7 | 1 | 1
6 | 28 | 8 | 1 | 1
6 | 28 | 9 | 1 | 1
6 | 28 | 10 | 1 | 1
6 | 28 | 11 | 1 | 1
6 | 28 | 12 | 1 | 1
6 | 28 | 13 | 1 | 1
6 | 28 | 14 | 1 | 1
6 | 28 | 15 | 1 | 1
6 | 28 | 16 | 1 | 1
6 | 28 | 17 | 1 | 1
6 | 28 | 18 | 1 | 1
6 | 28 | 19 | 1 | 1
6 | 28 | 20 | 1 | 1
6 | 28 | 21 | 1 | 1
6 | 28 | 22 | 1 | 1
6 | 28 | 23 | 1 | 1
6 | 28 | 24 | 1 | 1
6 | 29 | 1 | 1 | 1
6 | 29 | 2 | 1 | 1
6 | 29 | 3 | 1 | 1
6 | 29 | 4 | 1 | 1
6 | 29 | 5 | 1 | 1
6 | 29 | 6 | 1 | 1
6 | 29 | 7 | 1 | 1
6 | 29 | 8 | 1 | 1
6 | 29 | 9 | 1 | 1
6 | 29 | 10 | 1 | 1
6 | 29 | 11 | 1 | 1
6 | 29 | 12 | 1 | 1
6 | 29 | 13 | 1 | 1
6 | 29 | 14 | 1 | 1
6 | 29 | 15 | 1 | 1
6 | 29 | 16 | 1 | 1
6 | 29 | 17 | 1 | 1
6 | 29 | 18 | 1 | 1
6 | 29 | 19 | 1 | 1
6 | 29 | 20 | 1 | 1
6 | 29 | 21 | 1 | 1
6 | 29 | 22 | 1 | 1
6 | 29 | 23 | 1 | 1
6 | 29 | 24 | 1 | 1
6 | 30 | 1 | 1 | 1
6 | 30 | 2 | 1 | 1
6 | 30 | 3 | 1 | 1
6 | 30 | 4 | 1 | 1
6 | 30 | 5 | 1 | 1
6 | 30 | 6 | 1 | 1
6 | 30 | 7 | 1 | 1
6 | 30 | 8 | 1 | 1
6 | 30 | 9 | 1 | 1
6 | 30 | 10 | 1 | 1
6 | 30 | 11 | 1 | 1
6 | 30 | 12 | 1 | 1
6 | 30 | 13 | 1 | 1
6 | 30 | 14 | 1 | 1
6 | 30 | 15 | 1 | 1
6 | 30 | 16 | 1 | 1
6 | 30 | 17 | 1 | 1
6 | 30 | 18 | 1 | 1
6 | 30 | 19 | 1 | 1
6 | 30 | 20 | 1 | 1
6 | 30 | 21 | 1 | 1
6 | 30 | 22 | 1 | 1
6 | 30 | 23 | 1 | 1
6 | 30 | 24 | 1 | 1
7 | 1 | 1 | 0 | 1
7 | 1 | 2 | 0 | 1
7 | 1 | 3 | 0 | 1
7 | 1 | 4 | 0 | 1
7 | 1 | 5 | 0 | 1
7 | 1 | 6 | 0 | 1
7 | 1 | 7 | 0 | 1
7 | 1 | 8 | 0 | 1
7 | 1 | 9 | 0 | 1
7 | 1 | 10 | 0 | 1
7 | 1 | 11 | 0 | 1
7 | 1 | 12 | 0 | 1
7 | 1 | 13 | 0 | 1
7 | 1 | 14 | 0 | 1
7 | 1 | 15 | 0 | 1
7 | 1 | 16 | 0 | 1
7 | 1 | 17 | 0 | 1
7 | 1 | 18 | 0 | 1
7 | 1 | 19 | 0 | 1
7 | 1 | 20 | 0 | 1
7 | 1 | 21 | 0 | 1
7 | 1 | 22 | 0 | 1
7 | 1 | 23 | 0 | 1
7 | 1 | 24 | 0 | 1
7 | 2 | 1 | 0 | 1
7 | 2 | 2 | 0 | 1
7 | 2 | 3 | 0 | 1
7 | 2 | 4 | 0 | 1
7 | 2 | 5 | 0 | 1
7 | 2 | 6 | 0 | 1
7 | 2 | 7 | 0 | 1
7 | 2 | 8 | 0 | 1
7 | 2 | 9 | 0 | 1
7 | 2 | 10 | 0 | 1
7 | 2 | 11 | 0 | 1
7 | 2 | 12 | 0 | 1
7 | 2 | 13 | 0 | 1
7 | 2 | 14 | 0 | 1
7 | 2 | 15 | 0 | 1
7 | 2 | 16 | 0 | 1
7 | 2 | 17 | 0 | 1
7 | 2 | 18 | 0 | 1
7 | 2 | 19 | 0 | 1
7 | 2 | 20 | 0 | 1
7 | 2 | 21 | 0 | 1
7 | 2 | 22 | 0 | 1
7 | 2 | 23 | 0 | 1
7 | 2 | 24 | 0 | 1
7 | 3 | 1 | 1 | 1
7 | 3 | 2 | 1 | 1
7 | 3 | 3 | 1 | 1
7 | 3 | 4 | 1 | 1
7 | 3 | 5 | 1 | 1
7 | 3 | 6 | 1 | 1
7 | 3 | 7 | 1 | 1
7 | 3 | 8 | 1 | 1
7 | 3 | 9 | 1 | 1
7 | 3 | 10 | 1 | 1
7 | 3 | 11 | 1 | 1
7 | 3 | 12 | 1 | 1
7 | 3 | 13 | 1 | 1
7 | 3 | 14 | 1 | 1
7 | 3 | 15 | 1 | 1
7 | 3 | 16 | 1 | 1
7 | 3 | 17 | 1 | 1
7 | 3 | 18 | 1 | 1
7 | 3 | 19 | 1 | 1
7 | 3 | 20 | 1 | 1
7 | 3 | 21 | 1 | 1
7 | 3 | 22 | 1 | 1
7 | 3 | 23 | 1 | 1
7 | 3 | 24 | 1 | 1
7 | 4 | 1 | 1 | 1
7 | 4 | 2 | 1 | 1
7 | 4 | 3 | 1 | 1
7 | 4 | 4 | 1 | 1
7 | 4 | 5 | 1 | 1
7 | 4 | 6 | 1 | 1
7 | 4 | 7 | 1 | 1
7 | 4 | 8 | 1 | 1
7 | 4 | 9 | 1 | 1
7 | 4 | 10 | 1 | 1
7 | 4 | 11 | 1 | 1
7 | 4 | 12 | 1 | 1
7 | 4 | 13 | 1 | 1
7 | 4 | 14 | 1 | 1
7 | 4 | 15 | 1 | 1
7 | 4 | 16 | 1 | 1
7 | 4 | 17 | 1 | 1
7 | 4 | 18 | 1 | 1
7 | 4 | 19 | 1 | 1
7 | 4 | 20 | 1 | 1
7 | 4 | 21 | 1 | 1
7 | 4 | 22 | 1 | 1
7 | 4 | 23 | 1 | 1
7 | 4 | 24 | 1 | 1
7 | 5 | 1 | 1 | 1
7 | 5 | 2 | 1 | 1
7 | 5 | 3 | 1 | 1
7 | 5 | 4 | 1 | 1
7 | 5 | 5 | 1 | 1
7 | 5 | 6 | 1 | 1
7 | 5 | 7 | 1 | 1
7 | 5 | 8 | 1 | 1
7 | 5 | 9 | 1 | 1
7 | 5 | 10 | 1 | 1
7 | 5 | 11 | 1 | 1
7 | 5 | 12 | 1 | 1
7 | 5 | 13 | 1 | 1
7 | 5 | 14 | 1 | 1
7 | 5 | 15 | 1 | 1
7 | 5 | 16 | 1 | 1
7 | 5 | 17 | 1 | 1
7 | 5 | 18 | 1 | 1
7 | 5 | 19 | 1 | 1
7 | 5 | 20 | 1 | 1
7 | 5 | 21 | 1 | 1
7 | 5 | 22 | 1 | 1
7 | 5 | 23 | 1 | 1
7 | 5 | 24 | 1 | 1
7 | 6 | 1 | 1 | 1
7 | 6 | 2 | 1 | 1
7 | 6 | 3 | 1 | 1
7 | 6 | 4 | 1 | 1
7 | 6 | 5 | 1 | 1
7 | 6 | 6 | 1 | 1
7 | 6 | 7 | 1 | 1
7 | 6 | 8 | 1 | 1
7 | 6 | 9 | 1 | 1
7 | 6 | 10 | 1 | 1
7 | 6 | 11 | 1 | 1
7 | 6 | 12 | 1 | 1
7 | 6 | 13 | 1 | 1
7 | 6 | 14 | 1 | 1
7 | 6 | 15 | 1 | 1
7 | 6 | 16 | 1 | 1
7 | 6 | 17 | 1 | 1
7 | 6 | 18 | 1 | 1
7 | 6 | 19 | 1 | 1
7 | 6 | 20 | 1 | 1
7 | 6 | 21 | 1 | 1
7 | 6 | 22 | 1 | 1
7 | 6 | 23 | 1 | 1
7 | 6 | 24 | 1 | 1
7 | 7 | 1 | 1 | 1
7 | 7 | 2 | 1 | 1
7 | 7 | 3 | 1 | 1
7 | 7 | 4 | 1 | 1
7 | 7 | 5 | 1 | 1
7 | 7 | 6 | 1 | 1
7 | 7 | 7 | 1 | 1
7 | 7 | 8 | 1 | 1
7 | 7 | 9 | 1 | 1
7 | 7 | 10 | 1 | 1
7 | 7 | 11 | 1 | 1
7 | 7 | 12 | 1 | 1
7 | 7 | 13 | 1 | 1
7 | 7 | 14 | 1 | 1
7 | 7 | 15 | 1 | 1
7 | 7 | 16 | 1 | 1
7 | 7 | 17 | 1 | 1
7 | 7 | 18 | 1 | 1
7 | 7 | 19 | 1 | 1
7 | 7 | 20 | 1 | 1
7 | 7 | 21 | 1 | 1
7 | 7 | 22 | 1 | 1
7 | 7 | 23 | 1 | 1
7 | 7 | 24 | 1 | 1
7 | 8 | 1 | 0 | 1
7 | 8 | 2 | 0 | 1
7 | 8 | 3 | 0 | 1
7 | 8 | 4 | 0 | 1
7 | 8 | 5 | 0 | 1
7 | 8 | 6 | 0 | 1
7 | 8 | 7 | 0 | 1
7 | 8 | 8 | 0 | 1
7 | 8 | 9 | 0 | 1
7 | 8 | 10 | 0 | 1
7 | 8 | 11 | 0 | 1
7 | 8 | 12 | 0 | 1
7 | 8 | 13 | 0 | 1
7 | 8 | 14 | 0 | 1
7 | 8 | 15 | 0 | 1
7 | 8 | 16 | 0 | 1
7 | 8 | 17 | 0 | 1
7 | 8 | 18 | 0 | 1
7 | 8 | 19 | 0 | 1
7 | 8 | 20 | 0 | 1
7 | 8 | 21 | 0 | 1
7 | 8 | 22 | 0 | 1
7 | 8 | 23 | 0 | 1
7 | 8 | 24 | 0 | 1
7 | 9 | 1 | 0 | 1
7 | 9 | 2 | 0 | 1
7 | 9 | 3 | 0 | 1
7 | 9 | 4 | 0 | 1
7 | 9 | 5 | 0 | 1
7 | 9 | 6 | 0 | 1
7 | 9 | 7 | 0 | 1
7 | 9 | 8 | 0 | 1
7 | 9 | 9 | 0 | 1
7 | 9 | 10 | 0 | 1
7 | 9 | 11 | 0 | 1
7 | 9 | 12 | 0 | 1
7 | 9 | 13 | 0 | 1
7 | 9 | 14 | 0 | 1
7 | 9 | 15 | 0 | 1
7 | 9 | 16 | 0 | 1
7 | 9 | 17 | 0 | 1
7 | 9 | 18 | 0 | 1
7 | 9 | 19 | 0 | 1
7 | 9 | 20 | 0 | 1
7 | 9 | 21 | 0 | 1
7 | 9 | 22 | 0 | 1
7 | 9 | 23 | 0 | 1
7 | 9 | 24 | 0 | 1
7 | 10 | 1 | 1 | 1
7 | 10 | 2 | 1 | 1
7 | 10 | 3 | 1 | 1
7 | 10 | 4 | 1 | 1
7 | 10 | 5 | 1 | 1
7 | 10 | 6 | 1 | 1
7 | 10 | 7 | 1 | 1
7 | 10 | 8 | 1 | 1
7 | 10 | 9 | 1 | 1
7 | 10 | 10 | 1 | 1
7 | 10 | 11 | 1 | 1
7 | 10 | 12 | 1 | 1
7 | 10 | 13 | 1 | 1
7 | 10 | 14 | 1 | 1
7 | 10 | 15 | 1 | 1
7 | 10 | 16 | 1 | 1
7 | 10 | 17 | 1 | 1
7 | 10 | 18 | 1 | 1
7 | 10 | 19 | 1 | 1
7 | 10 | 20 | 1 | 1
7 | 10 | 21 | 1 | 1
7 | 10 | 22 | 1 | 1
7 | 10 | 23 | 1 | 1
7 | 10 | 24 | 1 | 1
7 | 11 | 1 | 1 | 1
7 | 11 | 2 | 1 | 1
7 | 11 | 3 | 1 | 1
7 | 11 | 4 | 1 | 1
7 | 11 | 5 | 1 | 1
7 | 11 | 6 | 1 | 1
7 | 11 | 7 | 1 | 1
7 | 11 | 8 | 1 | 1
7 | 11 | 9 | 1 | 1
7 | 11 | 10 | 1 | 1
7 | 11 | 11 | 1 | 1
7 | 11 | 12 | 1 | 1
7 | 11 | 13 | 1 | 1
7 | 11 | 14 | 1 | 1
7 | 11 | 15 | 1 | 1
7 | 11 | 16 | 1 | 1
7 | 11 | 17 | 1 | 1
7 | 11 | 18 | 1 | 1
7 | 11 | 19 | 1 | 1
7 | 11 | 20 | 1 | 1
7 | 11 | 21 | 1 | 1
7 | 11 | 22 | 1 | 1
7 | 11 | 23 | 1 | 1
7 | 11 | 24 | 1 | 1
7 | 12 | 1 | 1 | 1
7 | 12 | 2 | 1 | 1
7 | 12 | 3 | 1 | 1
7 | 12 | 4 | 1 | 1
7 | 12 | 5 | 1 | 1
7 | 12 | 6 | 1 | 1
7 | 12 | 7 | 1 | 1
7 | 12 | 8 | 1 | 1
7 | 12 | 9 | 1 | 1
7 | 12 | 10 | 1 | 1
7 | 12 | 11 | 1 | 1
7 | 12 | 12 | 1 | 1
7 | 12 | 13 | 1 | 1
7 | 12 | 14 | 1 | 1
7 | 12 | 15 | 1 | 1
7 | 12 | 16 | 1 | 1
7 | 12 | 17 | 1 | 1
7 | 12 | 18 | 1 | 1
7 | 12 | 19 | 1 | 1
7 | 12 | 20 | 1 | 1
7 | 12 | 21 | 1 | 1
7 | 12 | 22 | 1 | 1
7 | 12 | 23 | 1 | 1
7 | 12 | 24 | 1 | 1
7 | 13 | 1 | 1 | 1
7 | 13 | 2 | 1 | 1
7 | 13 | 3 | 1 | 1
7 | 13 | 4 | 1 | 1
7 | 13 | 5 | 1 | 1
7 | 13 | 6 | 1 | 1
7 | 13 | 7 | 1 | 1
7 | 13 | 8 | 1 | 1
7 | 13 | 9 | 1 | 1
7 | 13 | 10 | 1 | 1
7 | 13 | 11 | 1 | 1
7 | 13 | 12 | 1 | 1
7 | 13 | 13 | 1 | 1
7 | 13 | 14 | 1 | 1
7 | 13 | 15 | 1 | 1
7 | 13 | 16 | 1 | 1
7 | 13 | 17 | 1 | 1
7 | 13 | 18 | 1 | 1
7 | 13 | 19 | 1 | 1
7 | 13 | 20 | 1 | 1
7 | 13 | 21 | 1 | 1
7 | 13 | 22 | 1 | 1
7 | 13 | 23 | 1 | 1
7 | 13 | 24 | 1 | 1
7 | 14 | 1 | 1 | 1
7 | 14 | 2 | 1 | 1
7 | 14 | 3 | 1 | 1
7 | 14 | 4 | 1 | 1
7 | 14 | 5 | 1 | 1
7 | 14 | 6 | 1 | 1
7 | 14 | 7 | 1 | 1
7 | 14 | 8 | 1 | 1
7 | 14 | 9 | 1 | 1
7 | 14 | 10 | 1 | 1
7 | 14 | 11 | 1 | 1
7 | 14 | 12 | 1 | 1
7 | 14 | 13 | 1 | 1
7 | 14 | 14 | 1 | 1
7 | 14 | 15 | 1 | 1
7 | 14 | 16 | 1 | 1
7 | 14 | 17 | 1 | 1
7 | 14 | 18 | 1 | 1
7 | 14 | 19 | 1 | 1
7 | 14 | 20 | 1 | 1
7 | 14 | 21 | 1 | 1
7 | 14 | 22 | 1 | 1
7 | 14 | 23 | 1 | 1
7 | 14 | 24 | 1 | 1
7 | 15 | 1 | 0 | 1
7 | 15 | 2 | 0 | 1
7 | 15 | 3 | 0 | 1
7 | 15 | 4 | 0 | 1
7 | 15 | 5 | 0 | 1
7 | 15 | 6 | 0 | 1
7 | 15 | 7 | 0 | 1
7 | 15 | 8 | 0 | 1
7 | 15 | 9 | 0 | 1
7 | 15 | 10 | 0 | 1
7 | 15 | 11 | 0 | 1
7 | 15 | 12 | 0 | 1
7 | 15 | 13 | 0 | 1
7 | 15 | 14 | 0 | 1
7 | 15 | 15 | 0 | 1
7 | 15 | 16 | 0 | 1
7 | 15 | 17 | 0 | 1
7 | 15 | 18 | 0 | 1
7 | 15 | 19 | 0 | 1
7 | 15 | 20 | 0 | 1
7 | 15 | 21 | 0 | 1
7 | 15 | 22 | 0 | 1
7 | 15 | 23 | 0 | 1
7 | 15 | 24 | 0 | 1
7 | 16 | 1 | 0 | 1
7 | 16 | 2 | 0 | 1
7 | 16 | 3 | 0 | 1
7 | 16 | 4 | 0 | 1
7 | 16 | 5 | 0 | 1
7 | 16 | 6 | 0 | 1
7 | 16 | 7 | 0 | 1
7 | 16 | 8 | 0 | 1
7 | 16 | 9 | 0 | 1
7 | 16 | 10 | 0 | 1
7 | 16 | 11 | 0 | 1
7 | 16 | 12 | 0 | 1
7 | 16 | 13 | 0 | 1
7 | 16 | 14 | 0 | 1
7 | 16 | 15 | 0 | 1
7 | 16 | 16 | 0 | 1
7 | 16 | 17 | 0 | 1
7 | 16 | 18 | 0 | 1
7 | 16 | 19 | 0 | 1
7 | 16 | 20 | 0 | 1
7 | 16 | 21 | 0 | 1
7 | 16 | 22 | 0 | 1
7 | 16 | 23 | 0 | 1
7 | 16 | 24 | 0 | 1
7 | 17 | 1 | 1 | 1
7 | 17 | 2 | 1 | 1
7 | 17 | 3 | 1 | 1
7 | 17 | 4 | 1 | 1
7 | 17 | 5 | 1 | 1
7 | 17 | 6 | 1 | 1
7 | 17 | 7 | 1 | 1
7 | 17 | 8 | 1 | 1
7 | 17 | 9 | 1 | 1
7 | 17 | 10 | 1 | 1
7 | 17 | 11 | 1 | 1
7 | 17 | 12 | 1 | 1
7 | 17 | 13 | 1 | 1
7 | 17 | 14 | 1 | 1
7 | 17 | 15 | 1 | 1
7 | 17 | 16 | 1 | 1
7 | 17 | 17 | 1 | 1
7 | 17 | 18 | 1 | 1
7 | 17 | 19 | 1 | 1
7 | 17 | 20 | 1 | 1
7 | 17 | 21 | 1 | 1
7 | 17 | 22 | 1 | 1
7 | 17 | 23 | 1 | 1
7 | 17 | 24 | 1 | 1
7 | 18 | 1 | 1 | 1
7 | 18 | 2 | 1 | 1
7 | 18 | 3 | 1 | 1
7 | 18 | 4 | 1 | 1
7 | 18 | 5 | 1 | 1
7 | 18 | 6 | 1 | 1
7 | 18 | 7 | 1 | 1
7 | 18 | 8 | 1 | 1
7 | 18 | 9 | 1 | 1
7 | 18 | 10 | 1 | 1
7 | 18 | 11 | 1 | 1
7 | 18 | 12 | 1 | 1
7 | 18 | 13 | 1 | 1
7 | 18 | 14 | 1 | 1
7 | 18 | 15 | 1 | 1
7 | 18 | 16 | 1 | 1
7 | 18 | 17 | 1 | 1
7 | 18 | 18 | 1 | 1
7 | 18 | 19 | 1 | 1
7 | 18 | 20 | 1 | 1
7 | 18 | 21 | 1 | 1
7 | 18 | 22 | 1 | 1
7 | 18 | 23 | 1 | 1
7 | 18 | 24 | 1 | 1
7 | 19 | 1 | 1 | 1
7 | 19 | 2 | 1 | 1
7 | 19 | 3 | 1 | 1
7 | 19 | 4 | 1 | 1
7 | 19 | 5 | 1 | 1
7 | 19 | 6 | 1 | 1
7 | 19 | 7 | 1 | 1
7 | 19 | 8 | 1 | 1
7 | 19 | 9 | 1 | 1
7 | 19 | 10 | 1 | 1
7 | 19 | 11 | 1 | 1
7 | 19 | 12 | 1 | 1
7 | 19 | 13 | 1 | 1
7 | 19 | 14 | 1 | 1
7 | 19 | 15 | 1 | 1
7 | 19 | 16 | 1 | 1
7 | 19 | 17 | 1 | 1
7 | 19 | 18 | 1 | 1
7 | 19 | 19 | 1 | 1
7 | 19 | 20 | 1 | 1
7 | 19 | 21 | 1 | 1
7 | 19 | 22 | 1 | 1
7 | 19 | 23 | 1 | 1
7 | 19 | 24 | 1 | 1
7 | 20 | 1 | 1 | 1
7 | 20 | 2 | 1 | 1
7 | 20 | 3 | 1 | 1
7 | 20 | 4 | 1 | 1
7 | 20 | 5 | 1 | 1
7 | 20 | 6 | 1 | 1
7 | 20 | 7 | 1 | 1
7 | 20 | 8 | 1 | 1
7 | 20 | 9 | 1 | 1
7 | 20 | 10 | 1 | 1
7 | 20 | 11 | 1 | 1
7 | 20 | 12 | 1 | 1
7 | 20 | 13 | 1 | 1
7 | 20 | 14 | 1 | 1
7 | 20 | 15 | 1 | 1
7 | 20 | 16 | 1 | 1
7 | 20 | 17 | 1 | 1
7 | 20 | 18 | 1 | 1
7 | 20 | 19 | 1 | 1
7 | 20 | 20 | 1 | 1
7 | 20 | 21 | 1 | 1
7 | 20 | 22 | 1 | 1
7 | 20 | 23 | 1 | 1
7 | 20 | 24 | 1 | 1
7 | 21 | 1 | 1 | 1
7 | 21 | 2 | 1 | 1
7 | 21 | 3 | 1 | 1
7 | 21 | 4 | 1 | 1
7 | 21 | 5 | 1 | 1
7 | 21 | 6 | 1 | 1
7 | 21 | 7 | 1 | 1
7 | 21 | 8 | 1 | 1
7 | 21 | 9 | 1 | 1
7 | 21 | 10 | 1 | 1
7 | 21 | 11 | 1 | 1
7 | 21 | 12 | 1 | 1
7 | 21 | 13 | 1 | 1
7 | 21 | 14 | 1 | 1
7 | 21 | 15 | 1 | 1
7 | 21 | 16 | 1 | 1
7 | 21 | 17 | 1 | 1
7 | 21 | 18 | 1 | 1
7 | 21 | 19 | 1 | 1
7 | 21 | 20 | 1 | 1
7 | 21 | 21 | 1 | 1
7 | 21 | 22 | 1 | 1
7 | 21 | 23 | 1 | 1
7 | 21 | 24 | 1 | 1
7 | 22 | 1 | 0 | 1
7 | 22 | 2 | 0 | 1
7 | 22 | 3 | 0 | 1
7 | 22 | 4 | 0 | 1
7 | 22 | 5 | 0 | 1
7 | 22 | 6 | 0 | 1
7 | 22 | 7 | 0 | 1
7 | 22 | 8 | 0 | 1
7 | 22 | 9 | 0 | 1
7 | 22 | 10 | 0 | 1
7 | 22 | 11 | 0 | 1
7 | 22 | 12 | 0 | 1
7 | 22 | 13 | 0 | 1
7 | 22 | 14 | 0 | 1
7 | 22 | 15 | 0 | 1
7 | 22 | 16 | 0 | 1
7 | 22 | 17 | 0 | 1
7 | 22 | 18 | 0 | 1
7 | 22 | 19 | 0 | 1
7 | 22 | 20 | 0 | 1
7 | 22 | 21 | 0 | 1
7 | 22 | 22 | 0 | 1
7 | 22 | 23 | 0 | 1
7 | 22 | 24 | 0 | 1
7 | 23 | 1 | 0 | 1
7 | 23 | 2 | 0 | 1
7 | 23 | 3 | 0 | 1
7 | 23 | 4 | 0 | 1
7 | 23 | 5 | 0 | 1
7 | 23 | 6 | 0 | 1
7 | 23 | 7 | 0 | 1
7 | 23 | 8 | 0 | 1
7 | 23 | 9 | 0 | 1
7 | 23 | 10 | 0 | 1
7 | 23 | 11 | 0 | 1
7 | 23 | 12 | 0 | 1
7 | 23 | 13 | 0 | 1
7 | 23 | 14 | 0 | 1
7 | 23 | 15 | 0 | 1
7 | 23 | 16 | 0 | 1
7 | 23 | 17 | 0 | 1
7 | 23 | 18 | 0 | 1
7 | 23 | 19 | 0 | 1
7 | 23 | 20 | 0 | 1
7 | 23 | 21 | 0 | 1
7 | 23 | 22 | 0 | 1
7 | 23 | 23 | 0 | 1
7 | 23 | 24 | 0 | 1
7 | 24 | 1 | 1 | 1
7 | 24 | 2 | 1 | 1
7 | 24 | 3 | 1 | 1
7 | 24 | 4 | 1 | 1
7 | 24 | 5 | 1 | 1
7 | 24 | 6 | 1 | 1
7 | 24 | 7 | 1 | 1
7 | 24 | 8 | 1 | 1
7 | 24 | 9 | 1 | 1
7 | 24 | 10 | 1 | 1
7 | 24 | 11 | 1 | 1
7 | 24 | 12 | 1 | 1
7 | 24 | 13 | 1 | 1
7 | 24 | 14 | 1 | 1
7 | 24 | 15 | 1 | 1
7 | 24 | 16 | 1 | 1
7 | 24 | 17 | 1 | 1
7 | 24 | 18 | 1 | 1
7 | 24 | 19 | 1 | 1
7 | 24 | 20 | 1 | 1
7 | 24 | 21 | 1 | 1
7 | 24 | 22 | 1 | 1
7 | 24 | 23 | 1 | 1
7 | 24 | 24 | 1 | 1
7 | 25 | 1 | 1 | 1
7 | 25 | 2 | 1 | 1
7 | 25 | 3 | 1 | 1
7 | 25 | 4 | 1 | 1
7 | 25 | 5 | 1 | 1
7 | 25 | 6 | 1 | 1
7 | 25 | 7 | 1 | 1
7 | 25 | 8 | 1 | 1
7 | 25 | 9 | 1 | 1
7 | 25 | 10 | 1 | 1
7 | 25 | 11 | 1 | 1
7 | 25 | 12 | 1 | 1
7 | 25 | 13 | 1 | 1
7 | 25 | 14 | 1 | 1
7 | 25 | 15 | 1 | 1
7 | 25 | 16 | 1 | 1
7 | 25 | 17 | 1 | 1
7 | 25 | 18 | 1 | 1
7 | 25 | 19 | 1 | 1
7 | 25 | 20 | 1 | 1
7 | 25 | 21 | 1 | 1
7 | 25 | 22 | 1 | 1
7 | 25 | 23 | 1 | 1
7 | 25 | 24 | 1 | 1
7 | 26 | 1 | 1 | 1
7 | 26 | 2 | 1 | 1
7 | 26 | 3 | 1 | 1
7 | 26 | 4 | 1 | 1
7 | 26 | 5 | 1 | 1
7 | 26 | 6 | 1 | 1
7 | 26 | 7 | 1 | 1
7 | 26 | 8 | 1 | 1
7 | 26 | 9 | 1 | 1
7 | 26 | 10 | 1 | 1
7 | 26 | 11 | 1 | 1
7 | 26 | 12 | 1 | 1
7 | 26 | 13 | 1 | 1
7 | 26 | 14 | 1 | 1
7 | 26 | 15 | 1 | 1
7 | 26 | 16 | 1 | 1
7 | 26 | 17 | 1 | 1
7 | 26 | 18 | 1 | 1
7 | 26 | 19 | 1 | 1
7 | 26 | 20 | 1 | 1
7 | 26 | 21 | 1 | 1
7 | 26 | 22 | 1 | 1
7 | 26 | 23 | 1 | 1
7 | 26 | 24 | 1 | 1
7 | 27 | 1 | 1 | 1
7 | 27 | 2 | 1 | 1
7 | 27 | 3 | 1 | 1
7 | 27 | 4 | 1 | 1
7 | 27 | 5 | 1 | 1
7 | 27 | 6 | 1 | 1
7 | 27 | 7 | 1 | 1
7 | 27 | 8 | 1 | 1
7 | 27 | 9 | 1 | 1
7 | 27 | 10 | 1 | 1
7 | 27 | 11 | 1 | 1
7 | 27 | 12 | 1 | 1
7 | 27 | 13 | 1 | 1
7 | 27 | 14 | 1 | 1
7 | 27 | 15 | 1 | 1
7 | 27 | 16 | 1 | 1
7 | 27 | 17 | 1 | 1
7 | 27 | 18 | 1 | 1
7 | 27 | 19 | 1 | 1
7 | 27 | 20 | 1 | 1
7 | 27 | 21 | 1 | 1
7 | 27 | 22 | 1 | 1
7 | 27 | 23 | 1 | 1
7 | 27 | 24 | 1 | 1
7 | 28 | 1 | 1 | 1
7 | 28 | 2 | 1 | 1
7 | 28 | 3 | 1 | 1
7 | 28 | 4 | 1 | 1
7 | 28 | 5 | 1 | 1
7 | 28 | 6 | 1 | 1
7 | 28 | 7 | 1 | 1
7 | 28 | 8 | 1 | 1
7 | 28 | 9 | 1 | 1
7 | 28 | 10 | 1 | 1
7 | 28 | 11 | 1 | 1
7 | 28 | 12 | 1 | 1
7 | 28 | 13 | 1 | 1
7 | 28 | 14 | 1 | 1
7 | 28 | 15 | 1 | 1
7 | 28 | 16 | 1 | 1
7 | 28 | 17 | 1 | 1
7 | 28 | 18 | 1 | 1
7 | 28 | 19 | 1 | 1
7 | 28 | 20 | 1 | 1
7 | 28 | 21 | 1 | 1
7 | 28 | 22 | 1 | 1
7 | 28 | 23 | 1 | 1
7 | 28 | 24 | 1 | 1
7 | 29 | 1 | 0 | 1
7 | 29 | 2 | 0 | 1
7 | 29 | 3 | 0 | 1
7 | 29 | 4 | 0 | 1
7 | 29 | 5 | 0 | 1
7 | 29 | 6 | 0 | 1
7 | 29 | 7 | 0 | 1
7 | 29 | 8 | 0 | 1
7 | 29 | 9 | 0 | 1
7 | 29 | 10 | 0 | 1
7 | 29 | 11 | 0 | 1
7 | 29 | 12 | 0 | 1
7 | 29 | 13 | 0 | 1
7 | 29 | 14 | 0 | 1
7 | 29 | 15 | 0 | 1
7 | 29 | 16 | 0 | 1
7 | 29 | 17 | 0 | 1
7 | 29 | 18 | 0 | 1
7 | 29 | 19 | 0 | 1
7 | 29 | 20 | 0 | 1
7 | 29 | 21 | 0 | 1
7 | 29 | 22 | 0 | 1
7 | 29 | 23 | 0 | 1
7 | 29 | 24 | 0 | 1
7 | 30 | 1 | 0 | 1
7 | 30 | 2 | 0 | 1
7 | 30 | 3 | 0 | 1
7 | 30 | 4 | 0 | 1
7 | 30 | 5 | 0 | 1
7 | 30 | 6 | 0 | 1
7 | 30 | 7 | 0 | 1
7 | 30 | 8 | 0 | 1
7 | 30 | 9 | 0 | 1
7 | 30 | 10 | 0 | 1
7 | 30 | 11 | 0 | 1
7 | 30 | 12 | 0 | 1
7 | 30 | 13 | 0 | 1
7 | 30 | 14 | 0 | 1
7 | 30 | 15 | 0 | 1
7 | 30 | 16 | 0 | 1
7 | 30 | 17 | 0 | 1
7 | 30 | 18 | 0 | 1
7 | 30 | 19 | 0 | 1
7 | 30 | 20 | 0 | 1
7 | 30 | 21 | 0 | 1
7 | 30 | 22 | 0 | 1
7 | 30 | 23 | 0 | 1
7 | 30 | 24 | 0 | 1
7 | 31 | 1 | 1 | 1
7 | 31 | 2 | 1 | 1
7 | 31 | 3 | 1 | 1
7 | 31 | 4 | 1 | 1
7 | 31 | 5 | 1 | 1
7 | 31 | 6 | 1 | 1
7 | 31 | 7 | 1 | 1
7 | 31 | 8 | 1 | 1
7 | 31 | 9 | 1 | 1
7 | 31 | 10 | 1 | 1
7 | 31 | 11 | 1 | 1
7 | 31 | 12 | 1 | 1
7 | 31 | 13 | 1 | 1
7 | 31 | 14 | 1 | 1
7 | 31 | 15 | 1 | 1
7 | 31 | 16 | 1 | 1
7 | 31 | 17 | 1 | 1
7 | 31 | 18 | 1 | 1
7 | 31 | 19 | 1 | 1
7 | 31 | 20 | 1 | 1
7 | 31 | 21 | 1 | 1
7 | 31 | 22 | 1 | 1
7 | 31 | 23 | 1 | 1
7 | 31 | 24 | 1 | 1
8 | 1 | 1 | 1 | 1
8 | 1 | 2 | 1 | 1
8 | 1 | 3 | 1 | 1
8 | 1 | 4 | 1 | 1
8 | 1 | 5 | 1 | 1
8 | 1 | 6 | 1 | 1
8 | 1 | 7 | 1 | 1
8 | 1 | 8 | 1 | 1
8 | 1 | 9 | 1 | 1
8 | 1 | 10 | 1 | 1
8 | 1 | 11 | 1 | 1
8 | 1 | 12 | 1 | 1
8 | 1 | 13 | 1 | 1
8 | 1 | 14 | 1 | 1
8 | 1 | 15 | 1 | 1
8 | 1 | 16 | 1 | 1
8 | 1 | 17 | 1 | 1
8 | 1 | 18 | 1 | 1
8 | 1 | 19 | 1 | 1
8 | 1 | 20 | 1 | 1
8 | 1 | 21 | 1 | 1
8 | 1 | 22 | 1 | 1
8 | 1 | 23 | 1 | 1
8 | 1 | 24 | 1 | 1
8 | 2 | 1 | 1 | 1
8 | 2 | 2 | 1 | 1
8 | 2 | 3 | 1 | 1
8 | 2 | 4 | 1 | 1
8 | 2 | 5 | 1 | 1
8 | 2 | 6 | 1 | 1
8 | 2 | 7 | 1 | 1
8 | 2 | 8 | 1 | 1
8 | 2 | 9 | 1 | 1
8 | 2 | 10 | 1 | 1
8 | 2 | 11 | 1 | 1
8 | 2 | 12 | 1 | 1
8 | 2 | 13 | 1 | 1
8 | 2 | 14 | 1 | 1
8 | 2 | 15 | 1 | 1
8 | 2 | 16 | 1 | 1
8 | 2 | 17 | 1 | 1
8 | 2 | 18 | 1 | 1
8 | 2 | 19 | 1 | 1
8 | 2 | 20 | 1 | 1
8 | 2 | 21 | 1 | 1
8 | 2 | 22 | 1 | 1
8 | 2 | 23 | 1 | 1
8 | 2 | 24 | 1 | 1
8 | 3 | 1 | 1 | 1
8 | 3 | 2 | 1 | 1
8 | 3 | 3 | 1 | 1
8 | 3 | 4 | 1 | 1
8 | 3 | 5 | 1 | 1
8 | 3 | 6 | 1 | 1
8 | 3 | 7 | 1 | 1
8 | 3 | 8 | 1 | 1
8 | 3 | 9 | 1 | 1
8 | 3 | 10 | 1 | 1
8 | 3 | 11 | 1 | 1
8 | 3 | 12 | 1 | 1
8 | 3 | 13 | 1 | 1
8 | 3 | 14 | 1 | 1
8 | 3 | 15 | 1 | 1
8 | 3 | 16 | 1 | 1
8 | 3 | 17 | 1 | 1
8 | 3 | 18 | 1 | 1
8 | 3 | 19 | 1 | 1
8 | 3 | 20 | 1 | 1
8 | 3 | 21 | 1 | 1
8 | 3 | 22 | 1 | 1
8 | 3 | 23 | 1 | 1
8 | 3 | 24 | 1 | 1
8 | 4 | 1 | 1 | 1
8 | 4 | 2 | 1 | 1
8 | 4 | 3 | 1 | 1
8 | 4 | 4 | 1 | 1
8 | 4 | 5 | 1 | 1
8 | 4 | 6 | 1 | 1
8 | 4 | 7 | 1 | 1
8 | 4 | 8 | 1 | 1
8 | 4 | 9 | 1 | 1
8 | 4 | 10 | 1 | 1
8 | 4 | 11 | 1 | 1
8 | 4 | 12 | 1 | 1
8 | 4 | 13 | 1 | 1
8 | 4 | 14 | 1 | 1
8 | 4 | 15 | 1 | 1
8 | 4 | 16 | 1 | 1
8 | 4 | 17 | 1 | 1
8 | 4 | 18 | 1 | 1
8 | 4 | 19 | 1 | 1
8 | 4 | 20 | 1 | 1
8 | 4 | 21 | 1 | 1
8 | 4 | 22 | 1 | 1
8 | 4 | 23 | 1 | 1
8 | 4 | 24 | 1 | 1
8 | 5 | 1 | 0 | 1
8 | 5 | 2 | 0 | 1
8 | 5 | 3 | 0 | 1
8 | 5 | 4 | 0 | 1
8 | 5 | 5 | 0 | 1
8 | 5 | 6 | 0 | 1
8 | 5 | 7 | 0 | 1
8 | 5 | 8 | 0 | 1
8 | 5 | 9 | 0 | 1
8 | 5 | 10 | 0 | 1
8 | 5 | 11 | 0 | 1
8 | 5 | 12 | 0 | 1
8 | 5 | 13 | 0 | 1
8 | 5 | 14 | 0 | 1
8 | 5 | 15 | 0 | 1
8 | 5 | 16 | 0 | 1
8 | 5 | 17 | 0 | 1
8 | 5 | 18 | 0 | 1
8 | 5 | 19 | 0 | 1
8 | 5 | 20 | 0 | 1
8 | 5 | 21 | 0 | 1
8 | 5 | 22 | 0 | 1
8 | 5 | 23 | 0 | 1
8 | 5 | 24 | 0 | 1
8 | 6 | 1 | 0 | 1
8 | 6 | 2 | 0 | 1
8 | 6 | 3 | 0 | 1
8 | 6 | 4 | 0 | 1
8 | 6 | 5 | 0 | 1
8 | 6 | 6 | 0 | 1
8 | 6 | 7 | 0 | 1
8 | 6 | 8 | 0 | 1
8 | 6 | 9 | 0 | 1
8 | 6 | 10 | 0 | 1
8 | 6 | 11 | 0 | 1
8 | 6 | 12 | 0 | 1
8 | 6 | 13 | 0 | 1
8 | 6 | 14 | 0 | 1
8 | 6 | 15 | 0 | 1
8 | 6 | 16 | 0 | 1
8 | 6 | 17 | 0 | 1
8 | 6 | 18 | 0 | 1
8 | 6 | 19 | 0 | 1
8 | 6 | 20 | 0 | 1
8 | 6 | 21 | 0 | 1
8 | 6 | 22 | 0 | 1
8 | 6 | 23 | 0 | 1
8 | 6 | 24 | 0 | 1
8 | 7 | 1 | 1 | 1
8 | 7 | 2 | 1 | 1
8 | 7 | 3 | 1 | 1
8 | 7 | 4 | 1 | 1
8 | 7 | 5 | 1 | 1
8 | 7 | 6 | 1 | 1
8 | 7 | 7 | 1 | 1
8 | 7 | 8 | 1 | 1
8 | 7 | 9 | 1 | 1
8 | 7 | 10 | 1 | 1
8 | 7 | 11 | 1 | 1
8 | 7 | 12 | 1 | 1
8 | 7 | 13 | 1 | 1
8 | 7 | 14 | 1 | 1
8 | 7 | 15 | 1 | 1
8 | 7 | 16 | 1 | 1
8 | 7 | 17 | 1 | 1
8 | 7 | 18 | 1 | 1
8 | 7 | 19 | 1 | 1
8 | 7 | 20 | 1 | 1
8 | 7 | 21 | 1 | 1
8 | 7 | 22 | 1 | 1
8 | 7 | 23 | 1 | 1
8 | 7 | 24 | 1 | 1
8 | 8 | 1 | 1 | 1
8 | 8 | 2 | 1 | 1
8 | 8 | 3 | 1 | 1
8 | 8 | 4 | 1 | 1
8 | 8 | 5 | 1 | 1
8 | 8 | 6 | 1 | 1
8 | 8 | 7 | 1 | 1
8 | 8 | 8 | 1 | 1
8 | 8 | 9 | 1 | 1
8 | 8 | 10 | 1 | 1
8 | 8 | 11 | 1 | 1
8 | 8 | 12 | 1 | 1
8 | 8 | 13 | 1 | 1
8 | 8 | 14 | 1 | 1
8 | 8 | 15 | 1 | 1
8 | 8 | 16 | 1 | 1
8 | 8 | 17 | 1 | 1
8 | 8 | 18 | 1 | 1
8 | 8 | 19 | 1 | 1
8 | 8 | 20 | 1 | 1
8 | 8 | 21 | 1 | 1
8 | 8 | 22 | 1 | 1
8 | 8 | 23 | 1 | 1
8 | 8 | 24 | 1 | 1
8 | 9 | 1 | 1 | 1
8 | 9 | 2 | 1 | 1
8 | 9 | 3 | 1 | 1
8 | 9 | 4 | 1 | 1
8 | 9 | 5 | 1 | 1
8 | 9 | 6 | 1 | 1
8 | 9 | 7 | 1 | 1
8 | 9 | 8 | 1 | 1
8 | 9 | 9 | 1 | 1
8 | 9 | 10 | 1 | 1
8 | 9 | 11 | 1 | 1
8 | 9 | 12 | 1 | 1
8 | 9 | 13 | 1 | 1
8 | 9 | 14 | 1 | 1
8 | 9 | 15 | 1 | 1
8 | 9 | 16 | 1 | 1
8 | 9 | 17 | 1 | 1
8 | 9 | 18 | 1 | 1
8 | 9 | 19 | 1 | 1
8 | 9 | 20 | 1 | 1
8 | 9 | 21 | 1 | 1
8 | 9 | 22 | 1 | 1
8 | 9 | 23 | 1 | 1
8 | 9 | 24 | 1 | 1
8 | 10 | 1 | 1 | 1
8 | 10 | 2 | 1 | 1
8 | 10 | 3 | 1 | 1
8 | 10 | 4 | 1 | 1
8 | 10 | 5 | 1 | 1
8 | 10 | 6 | 1 | 1
8 | 10 | 7 | 1 | 1
8 | 10 | 8 | 1 | 1
8 | 10 | 9 | 1 | 1
8 | 10 | 10 | 1 | 1
8 | 10 | 11 | 1 | 1
8 | 10 | 12 | 1 | 1
8 | 10 | 13 | 1 | 1
8 | 10 | 14 | 1 | 1
8 | 10 | 15 | 1 | 1
8 | 10 | 16 | 1 | 1
8 | 10 | 17 | 1 | 1
8 | 10 | 18 | 1 | 1
8 | 10 | 19 | 1 | 1
8 | 10 | 20 | 1 | 1
8 | 10 | 21 | 1 | 1
8 | 10 | 22 | 1 | 1
8 | 10 | 23 | 1 | 1
8 | 10 | 24 | 1 | 1
8 | 11 | 1 | 1 | 1
8 | 11 | 2 | 1 | 1
8 | 11 | 3 | 1 | 1
8 | 11 | 4 | 1 | 1
8 | 11 | 5 | 1 | 1
8 | 11 | 6 | 1 | 1
8 | 11 | 7 | 1 | 1
8 | 11 | 8 | 1 | 1
8 | 11 | 9 | 1 | 1
8 | 11 | 10 | 1 | 1
8 | 11 | 11 | 1 | 1
8 | 11 | 12 | 1 | 1
8 | 11 | 13 | 1 | 1
8 | 11 | 14 | 1 | 1
8 | 11 | 15 | 1 | 1
8 | 11 | 16 | 1 | 1
8 | 11 | 17 | 1 | 1
8 | 11 | 18 | 1 | 1
8 | 11 | 19 | 1 | 1
8 | 11 | 20 | 1 | 1
8 | 11 | 21 | 1 | 1
8 | 11 | 22 | 1 | 1
8 | 11 | 23 | 1 | 1
8 | 11 | 24 | 1 | 1
8 | 12 | 1 | 0 | 1
8 | 12 | 2 | 0 | 1
8 | 12 | 3 | 0 | 1
8 | 12 | 4 | 0 | 1
8 | 12 | 5 | 0 | 1
8 | 12 | 6 | 0 | 1
8 | 12 | 7 | 0 | 1
8 | 12 | 8 | 0 | 1
8 | 12 | 9 | 0 | 1
8 | 12 | 10 | 0 | 1
8 | 12 | 11 | 0 | 1
8 | 12 | 12 | 0 | 1
8 | 12 | 13 | 0 | 1
8 | 12 | 14 | 0 | 1
8 | 12 | 15 | 0 | 1
8 | 12 | 16 | 0 | 1
8 | 12 | 17 | 0 | 1
8 | 12 | 18 | 0 | 1
8 | 12 | 19 | 0 | 1
8 | 12 | 20 | 0 | 1
8 | 12 | 21 | 0 | 1
8 | 12 | 22 | 0 | 1
8 | 12 | 23 | 0 | 1
8 | 12 | 24 | 0 | 1
8 | 13 | 1 | 0 | 1
8 | 13 | 2 | 0 | 1
8 | 13 | 3 | 0 | 1
8 | 13 | 4 | 0 | 1
8 | 13 | 5 | 0 | 1
8 | 13 | 6 | 0 | 1
8 | 13 | 7 | 0 | 1
8 | 13 | 8 | 0 | 1
8 | 13 | 9 | 0 | 1
8 | 13 | 10 | 0 | 1
8 | 13 | 11 | 0 | 1
8 | 13 | 12 | 0 | 1
8 | 13 | 13 | 0 | 1
8 | 13 | 14 | 0 | 1
8 | 13 | 15 | 0 | 1
8 | 13 | 16 | 0 | 1
8 | 13 | 17 | 0 | 1
8 | 13 | 18 | 0 | 1
8 | 13 | 19 | 0 | 1
8 | 13 | 20 | 0 | 1
8 | 13 | 21 | 0 | 1
8 | 13 | 22 | 0 | 1
8 | 13 | 23 | 0 | 1
8 | 13 | 24 | 0 | 1
8 | 14 | 1 | 1 | 1
8 | 14 | 2 | 1 | 1
8 | 14 | 3 | 1 | 1
8 | 14 | 4 | 1 | 1
8 | 14 | 5 | 1 | 1
8 | 14 | 6 | 1 | 1
8 | 14 | 7 | 1 | 1
8 | 14 | 8 | 1 | 1
8 | 14 | 9 | 1 | 1
8 | 14 | 10 | 1 | 1
8 | 14 | 11 | 1 | 1
8 | 14 | 12 | 1 | 1
8 | 14 | 13 | 1 | 1
8 | 14 | 14 | 1 | 1
8 | 14 | 15 | 1 | 1
8 | 14 | 16 | 1 | 1
8 | 14 | 17 | 1 | 1
8 | 14 | 18 | 1 | 1
8 | 14 | 19 | 1 | 1
8 | 14 | 20 | 1 | 1
8 | 14 | 21 | 1 | 1
8 | 14 | 22 | 1 | 1
8 | 14 | 23 | 1 | 1
8 | 14 | 24 | 1 | 1
8 | 15 | 1 | 1 | 1
8 | 15 | 2 | 1 | 1
8 | 15 | 3 | 1 | 1
8 | 15 | 4 | 1 | 1
8 | 15 | 5 | 1 | 1
8 | 15 | 6 | 1 | 1
8 | 15 | 7 | 1 | 1
8 | 15 | 8 | 1 | 1
8 | 15 | 9 | 1 | 1
8 | 15 | 10 | 1 | 1
8 | 15 | 11 | 1 | 1
8 | 15 | 12 | 1 | 1
8 | 15 | 13 | 1 | 1
8 | 15 | 14 | 1 | 1
8 | 15 | 15 | 1 | 1
8 | 15 | 16 | 1 | 1
8 | 15 | 17 | 1 | 1
8 | 15 | 18 | 1 | 1
8 | 15 | 19 | 1 | 1
8 | 15 | 20 | 1 | 1
8 | 15 | 21 | 1 | 1
8 | 15 | 22 | 1 | 1
8 | 15 | 23 | 1 | 1
8 | 15 | 24 | 1 | 1
8 | 16 | 1 | 1 | 1
8 | 16 | 2 | 1 | 1
8 | 16 | 3 | 1 | 1
8 | 16 | 4 | 1 | 1
8 | 16 | 5 | 1 | 1
8 | 16 | 6 | 1 | 1
8 | 16 | 7 | 1 | 1
8 | 16 | 8 | 1 | 1
8 | 16 | 9 | 1 | 1
8 | 16 | 10 | 1 | 1
8 | 16 | 11 | 1 | 1
8 | 16 | 12 | 1 | 1
8 | 16 | 13 | 1 | 1
8 | 16 | 14 | 1 | 1
8 | 16 | 15 | 1 | 1
8 | 16 | 16 | 1 | 1
8 | 16 | 17 | 1 | 1
8 | 16 | 18 | 1 | 1
8 | 16 | 19 | 1 | 1
8 | 16 | 20 | 1 | 1
8 | 16 | 21 | 1 | 1
8 | 16 | 22 | 1 | 1
8 | 16 | 23 | 1 | 1
8 | 16 | 24 | 1 | 1
8 | 17 | 1 | 1 | 1
8 | 17 | 2 | 1 | 1
8 | 17 | 3 | 1 | 1
8 | 17 | 4 | 1 | 1
8 | 17 | 5 | 1 | 1
8 | 17 | 6 | 1 | 1
8 | 17 | 7 | 1 | 1
8 | 17 | 8 | 1 | 1
8 | 17 | 9 | 1 | 1
8 | 17 | 10 | 1 | 1
8 | 17 | 11 | 1 | 1
8 | 17 | 12 | 1 | 1
8 | 17 | 13 | 1 | 1
8 | 17 | 14 | 1 | 1
8 | 17 | 15 | 1 | 1
8 | 17 | 16 | 1 | 1
8 | 17 | 17 | 1 | 1
8 | 17 | 18 | 1 | 1
8 | 17 | 19 | 1 | 1
8 | 17 | 20 | 1 | 1
8 | 17 | 21 | 1 | 1
8 | 17 | 22 | 1 | 1
8 | 17 | 23 | 1 | 1
8 | 17 | 24 | 1 | 1
8 | 18 | 1 | 1 | 1
8 | 18 | 2 | 1 | 1
8 | 18 | 3 | 1 | 1
8 | 18 | 4 | 1 | 1
8 | 18 | 5 | 1 | 1
8 | 18 | 6 | 1 | 1
8 | 18 | 7 | 1 | 1
8 | 18 | 8 | 1 | 1
8 | 18 | 9 | 1 | 1
8 | 18 | 10 | 1 | 1
8 | 18 | 11 | 1 | 1
8 | 18 | 12 | 1 | 1
8 | 18 | 13 | 1 | 1
8 | 18 | 14 | 1 | 1
8 | 18 | 15 | 1 | 1
8 | 18 | 16 | 1 | 1
8 | 18 | 17 | 1 | 1
8 | 18 | 18 | 1 | 1
8 | 18 | 19 | 1 | 1
8 | 18 | 20 | 1 | 1
8 | 18 | 21 | 1 | 1
8 | 18 | 22 | 1 | 1
8 | 18 | 23 | 1 | 1
8 | 18 | 24 | 1 | 1
8 | 19 | 1 | 0 | 1
8 | 19 | 2 | 0 | 1
8 | 19 | 3 | 0 | 1
8 | 19 | 4 | 0 | 1
8 | 19 | 5 | 0 | 1
8 | 19 | 6 | 0 | 1
8 | 19 | 7 | 0 | 1
8 | 19 | 8 | 0 | 1
8 | 19 | 9 | 0 | 1
8 | 19 | 10 | 0 | 1
8 | 19 | 11 | 0 | 1
8 | 19 | 12 | 0 | 1
8 | 19 | 13 | 0 | 1
8 | 19 | 14 | 0 | 1
8 | 19 | 15 | 0 | 1
8 | 19 | 16 | 0 | 1
8 | 19 | 17 | 0 | 1
8 | 19 | 18 | 0 | 1
8 | 19 | 19 | 0 | 1
8 | 19 | 20 | 0 | 1
8 | 19 | 21 | 0 | 1
8 | 19 | 22 | 0 | 1
8 | 19 | 23 | 0 | 1
8 | 19 | 24 | 0 | 1
8 | 20 | 1 | 0 | 1
8 | 20 | 2 | 0 | 1
8 | 20 | 3 | 0 | 1
8 | 20 | 4 | 0 | 1
8 | 20 | 5 | 0 | 1
8 | 20 | 6 | 0 | 1
8 | 20 | 7 | 0 | 1
8 | 20 | 8 | 0 | 1
8 | 20 | 9 | 0 | 1
8 | 20 | 10 | 0 | 1
8 | 20 | 11 | 0 | 1
8 | 20 | 12 | 0 | 1
8 | 20 | 13 | 0 | 1
8 | 20 | 14 | 0 | 1
8 | 20 | 15 | 0 | 1
8 | 20 | 16 | 0 | 1
8 | 20 | 17 | 0 | 1
8 | 20 | 18 | 0 | 1
8 | 20 | 19 | 0 | 1
8 | 20 | 20 | 0 | 1
8 | 20 | 21 | 0 | 1
8 | 20 | 22 | 0 | 1
8 | 20 | 23 | 0 | 1
8 | 20 | 24 | 0 | 1
8 | 21 | 1 | 1 | 1
8 | 21 | 2 | 1 | 1
8 | 21 | 3 | 1 | 1
8 | 21 | 4 | 1 | 1
8 | 21 | 5 | 1 | 1
8 | 21 | 6 | 1 | 1
8 | 21 | 7 | 1 | 1
8 | 21 | 8 | 1 | 1
8 | 21 | 9 | 1 | 1
8 | 21 | 10 | 1 | 1
8 | 21 | 11 | 1 | 1
8 | 21 | 12 | 1 | 1
8 | 21 | 13 | 1 | 1
8 | 21 | 14 | 1 | 1
8 | 21 | 15 | 1 | 1
8 | 21 | 16 | 1 | 1
8 | 21 | 17 | 1 | 1
8 | 21 | 18 | 1 | 1
8 | 21 | 19 | 1 | 1
8 | 21 | 20 | 1 | 1
8 | 21 | 21 | 1 | 1
8 | 21 | 22 | 1 | 1
8 | 21 | 23 | 1 | 1
8 | 21 | 24 | 1 | 1
8 | 22 | 1 | 1 | 1
8 | 22 | 2 | 1 | 1
8 | 22 | 3 | 1 | 1
8 | 22 | 4 | 1 | 1
8 | 22 | 5 | 1 | 1
8 | 22 | 6 | 1 | 1
8 | 22 | 7 | 1 | 1
8 | 22 | 8 | 1 | 1
8 | 22 | 9 | 1 | 1
8 | 22 | 10 | 1 | 1
8 | 22 | 11 | 1 | 1
8 | 22 | 12 | 1 | 1
8 | 22 | 13 | 1 | 1
8 | 22 | 14 | 1 | 1
8 | 22 | 15 | 1 | 1
8 | 22 | 16 | 1 | 1
8 | 22 | 17 | 1 | 1
8 | 22 | 18 | 1 | 1
8 | 22 | 19 | 1 | 1
8 | 22 | 20 | 1 | 1
8 | 22 | 21 | 1 | 1
8 | 22 | 22 | 1 | 1
8 | 22 | 23 | 1 | 1
8 | 22 | 24 | 1 | 1
8 | 23 | 1 | 1 | 1
8 | 23 | 2 | 1 | 1
8 | 23 | 3 | 1 | 1
8 | 23 | 4 | 1 | 1
8 | 23 | 5 | 1 | 1
8 | 23 | 6 | 1 | 1
8 | 23 | 7 | 1 | 1
8 | 23 | 8 | 1 | 1
8 | 23 | 9 | 1 | 1
8 | 23 | 10 | 1 | 1
8 | 23 | 11 | 1 | 1
8 | 23 | 12 | 1 | 1
8 | 23 | 13 | 1 | 1
8 | 23 | 14 | 1 | 1
8 | 23 | 15 | 1 | 1
8 | 23 | 16 | 1 | 1
8 | 23 | 17 | 1 | 1
8 | 23 | 18 | 1 | 1
8 | 23 | 19 | 1 | 1
8 | 23 | 20 | 1 | 1
8 | 23 | 21 | 1 | 1
8 | 23 | 22 | 1 | 1
8 | 23 | 23 | 1 | 1
8 | 23 | 24 | 1 | 1
8 | 24 | 1 | 1 | 1
8 | 24 | 2 | 1 | 1
8 | 24 | 3 | 1 | 1
8 | 24 | 4 | 1 | 1
8 | 24 | 5 | 1 | 1
8 | 24 | 6 | 1 | 1
8 | 24 | 7 | 1 | 1
8 | 24 | 8 | 1 | 1
8 | 24 | 9 | 1 | 1
8 | 24 | 10 | 1 | 1
8 | 24 | 11 | 1 | 1
8 | 24 | 12 | 1 | 1
8 | 24 | 13 | 1 | 1
8 | 24 | 14 | 1 | 1
8 | 24 | 15 | 1 | 1
8 | 24 | 16 | 1 | 1
8 | 24 | 17 | 1 | 1
8 | 24 | 18 | 1 | 1
8 | 24 | 19 | 1 | 1
8 | 24 | 20 | 1 | 1
8 | 24 | 21 | 1 | 1
8 | 24 | 22 | 1 | 1
8 | 24 | 23 | 1 | 1
8 | 24 | 24 | 1 | 1
8 | 25 | 1 | 1 | 1
8 | 25 | 2 | 1 | 1
8 | 25 | 3 | 1 | 1
8 | 25 | 4 | 1 | 1
8 | 25 | 5 | 1 | 1
8 | 25 | 6 | 1 | 1
8 | 25 | 7 | 1 | 1
8 | 25 | 8 | 1 | 1
8 | 25 | 9 | 1 | 1
8 | 25 | 10 | 1 | 1
8 | 25 | 11 | 1 | 1
8 | 25 | 12 | 1 | 1
8 | 25 | 13 | 1 | 1
8 | 25 | 14 | 1 | 1
8 | 25 | 15 | 1 | 1
8 | 25 | 16 | 1 | 1
8 | 25 | 17 | 1 | 1
8 | 25 | 18 | 1 | 1
8 | 25 | 19 | 1 | 1
8 | 25 | 20 | 1 | 1
8 | 25 | 21 | 1 | 1
8 | 25 | 22 | 1 | 1
8 | 25 | 23 | 1 | 1
8 | 25 | 24 | 1 | 1
8 | 26 | 1 | 0 | 1
8 | 26 | 2 | 0 | 1
8 | 26 | 3 | 0 | 1
8 | 26 | 4 | 0 | 1
8 | 26 | 5 | 0 | 1
8 | 26 | 6 | 0 | 1
8 | 26 | 7 | 0 | 1
8 | 26 | 8 | 0 | 1
8 | 26 | 9 | 0 | 1
8 | 26 | 10 | 0 | 1
8 | 26 | 11 | 0 | 1
8 | 26 | 12 | 0 | 1
8 | 26 | 13 | 0 | 1
8 | 26 | 14 | 0 | 1
8 | 26 | 15 | 0 | 1
8 | 26 | 16 | 0 | 1
8 | 26 | 17 | 0 | 1
8 | 26 | 18 | 0 | 1
8 | 26 | 19 | 0 | 1
8 | 26 | 20 | 0 | 1
8 | 26 | 21 | 0 | 1
8 | 26 | 22 | 0 | 1
8 | 26 | 23 | 0 | 1
8 | 26 | 24 | 0 | 1
8 | 27 | 1 | 0 | 1
8 | 27 | 2 | 0 | 1
8 | 27 | 3 | 0 | 1
8 | 27 | 4 | 0 | 1
8 | 27 | 5 | 0 | 1
8 | 27 | 6 | 0 | 1
8 | 27 | 7 | 0 | 1
8 | 27 | 8 | 0 | 1
8 | 27 | 9 | 0 | 1
8 | 27 | 10 | 0 | 1
8 | 27 | 11 | 0 | 1
8 | 27 | 12 | 0 | 1
8 | 27 | 13 | 0 | 1
8 | 27 | 14 | 0 | 1
8 | 27 | 15 | 0 | 1
8 | 27 | 16 | 0 | 1
8 | 27 | 17 | 0 | 1
8 | 27 | 18 | 0 | 1
8 | 27 | 19 | 0 | 1
8 | 27 | 20 | 0 | 1
8 | 27 | 21 | 0 | 1
8 | 27 | 22 | 0 | 1
8 | 27 | 23 | 0 | 1
8 | 27 | 24 | 0 | 1
8 | 28 | 1 | 1 | 1
8 | 28 | 2 | 1 | 1
8 | 28 | 3 | 1 | 1
8 | 28 | 4 | 1 | 1
8 | 28 | 5 | 1 | 1
8 | 28 | 6 | 1 | 1
8 | 28 | 7 | 1 | 1
8 | 28 | 8 | 1 | 1
8 | 28 | 9 | 1 | 1
8 | 28 | 10 | 1 | 1
8 | 28 | 11 | 1 | 1
8 | 28 | 12 | 1 | 1
8 | 28 | 13 | 1 | 1
8 | 28 | 14 | 1 | 1
8 | 28 | 15 | 1 | 1
8 | 28 | 16 | 1 | 1
8 | 28 | 17 | 1 | 1
8 | 28 | 18 | 1 | 1
8 | 28 | 19 | 1 | 1
8 | 28 | 20 | 1 | 1
8 | 28 | 21 | 1 | 1
8 | 28 | 22 | 1 | 1
8 | 28 | 23 | 1 | 1
8 | 28 | 24 | 1 | 1
8 | 29 | 1 | 1 | 1
8 | 29 | 2 | 1 | 1
8 | 29 | 3 | 1 | 1
8 | 29 | 4 | 1 | 1
8 | 29 | 5 | 1 | 1
8 | 29 | 6 | 1 | 1
8 | 29 | 7 | 1 | 1
8 | 29 | 8 | 1 | 1
8 | 29 | 9 | 1 | 1
8 | 29 | 10 | 1 | 1
8 | 29 | 11 | 1 | 1
8 | 29 | 12 | 1 | 1
8 | 29 | 13 | 1 | 1
8 | 29 | 14 | 1 | 1
8 | 29 | 15 | 1 | 1
8 | 29 | 16 | 1 | 1
8 | 29 | 17 | 1 | 1
8 | 29 | 18 | 1 | 1
8 | 29 | 19 | 1 | 1
8 | 29 | 20 | 1 | 1
8 | 29 | 21 | 1 | 1
8 | 29 | 22 | 1 | 1
8 | 29 | 23 | 1 | 1
8 | 29 | 24 | 1 | 1
8 | 30 | 1 | 1 | 1
8 | 30 | 2 | 1 | 1
8 | 30 | 3 | 1 | 1
8 | 30 | 4 | 1 | 1
8 | 30 | 5 | 1 | 1
8 | 30 | 6 | 1 | 1
8 | 30 | 7 | 1 | 1
8 | 30 | 8 | 1 | 1
8 | 30 | 9 | 1 | 1
8 | 30 | 10 | 1 | 1
8 | 30 | 11 | 1 | 1
8 | 30 | 12 | 1 | 1
8 | 30 | 13 | 1 | 1
8 | 30 | 14 | 1 | 1
8 | 30 | 15 | 1 | 1
8 | 30 | 16 | 1 | 1
8 | 30 | 17 | 1 | 1
8 | 30 | 18 | 1 | 1
8 | 30 | 19 | 1 | 1
8 | 30 | 20 | 1 | 1
8 | 30 | 21 | 1 | 1
8 | 30 | 22 | 1 | 1
8 | 30 | 23 | 1 | 1
8 | 30 | 24 | 1 | 1
8 | 31 | 1 | 1 | 1
8 | 31 | 2 | 1 | 1
8 | 31 | 3 | 1 | 1
8 | 31 | 4 | 1 | 1
8 | 31 | 5 | 1 | 1
8 | 31 | 6 | 1 | 1
8 | 31 | 7 | 1 | 1
8 | 31 | 8 | 1 | 1
8 | 31 | 9 | 1 | 1
8 | 31 | 10 | 1 | 1
8 | 31 | 11 | 1 | 1
8 | 31 | 12 | 1 | 1
8 | 31 | 13 | 1 | 1
8 | 31 | 14 | 1 | 1
8 | 31 | 15 | 1 | 1
8 | 31 | 16 | 1 | 1
8 | 31 | 17 | 1 | 1
8 | 31 | 18 | 1 | 1
8 | 31 | 19 | 1 | 1
8 | 31 | 20 | 1 | 1
8 | 31 | 21 | 1 | 1
8 | 31 | 22 | 1 | 1
8 | 31 | 23 | 1 | 1
8 | 31 | 24 | 1 | 1
9 | 1 | 1 | 1 | 1
9 | 1 | 2 | 1 | 1
9 | 1 | 3 | 1 | 1
9 | 1 | 4 | 1 | 1
9 | 1 | 5 | 1 | 1
9 | 1 | 6 | 1 | 1
9 | 1 | 7 | 1 | 1
9 | 1 | 8 | 1 | 1
9 | 1 | 9 | 1 | 1
9 | 1 | 10 | 1 | 1
9 | 1 | 11 | 1 | 1
9 | 1 | 12 | 1 | 1
9 | 1 | 13 | 1 | 1
9 | 1 | 14 | 1 | 1
9 | 1 | 15 | 1 | 1
9 | 1 | 16 | 1 | 1
9 | 1 | 17 | 1 | 1
9 | 1 | 18 | 1 | 1
9 | 1 | 19 | 1 | 1
9 | 1 | 20 | 1 | 1
9 | 1 | 21 | 1 | 1
9 | 1 | 22 | 1 | 1
9 | 1 | 23 | 1 | 1
9 | 1 | 24 | 1 | 1
9 | 2 | 1 | 0 | 1
9 | 2 | 2 | 0 | 1
9 | 2 | 3 | 0 | 1
9 | 2 | 4 | 0 | 1
9 | 2 | 5 | 0 | 1
9 | 2 | 6 | 0 | 1
9 | 2 | 7 | 0 | 1
9 | 2 | 8 | 0 | 1
9 | 2 | 9 | 0 | 1
9 | 2 | 10 | 0 | 1
9 | 2 | 11 | 0 | 1
9 | 2 | 12 | 0 | 1
9 | 2 | 13 | 0 | 1
9 | 2 | 14 | 0 | 1
9 | 2 | 15 | 0 | 1
9 | 2 | 16 | 0 | 1
9 | 2 | 17 | 0 | 1
9 | 2 | 18 | 0 | 1
9 | 2 | 19 | 0 | 1
9 | 2 | 20 | 0 | 1
9 | 2 | 21 | 0 | 1
9 | 2 | 22 | 0 | 1
9 | 2 | 23 | 0 | 1
9 | 2 | 24 | 0 | 1
9 | 3 | 1 | 0 | 1
9 | 3 | 2 | 0 | 1
9 | 3 | 3 | 0 | 1
9 | 3 | 4 | 0 | 1
9 | 3 | 5 | 0 | 1
9 | 3 | 6 | 0 | 1
9 | 3 | 7 | 0 | 1
9 | 3 | 8 | 0 | 1
9 | 3 | 9 | 0 | 1
9 | 3 | 10 | 0 | 1
9 | 3 | 11 | 0 | 1
9 | 3 | 12 | 0 | 1
9 | 3 | 13 | 0 | 1
9 | 3 | 14 | 0 | 1
9 | 3 | 15 | 0 | 1
9 | 3 | 16 | 0 | 1
9 | 3 | 17 | 0 | 1
9 | 3 | 18 | 0 | 1
9 | 3 | 19 | 0 | 1
9 | 3 | 20 | 0 | 1
9 | 3 | 21 | 0 | 1
9 | 3 | 22 | 0 | 1
9 | 3 | 23 | 0 | 1
9 | 3 | 24 | 0 | 1
9 | 4 | 1 | 1 | 1
9 | 4 | 2 | 1 | 1
9 | 4 | 3 | 1 | 1
9 | 4 | 4 | 1 | 1
9 | 4 | 5 | 1 | 1
9 | 4 | 6 | 1 | 1
9 | 4 | 7 | 1 | 1
9 | 4 | 8 | 1 | 1
9 | 4 | 9 | 1 | 1
9 | 4 | 10 | 1 | 1
9 | 4 | 11 | 1 | 1
9 | 4 | 12 | 1 | 1
9 | 4 | 13 | 1 | 1
9 | 4 | 14 | 1 | 1
9 | 4 | 15 | 1 | 1
9 | 4 | 16 | 1 | 1
9 | 4 | 17 | 1 | 1
9 | 4 | 18 | 1 | 1
9 | 4 | 19 | 1 | 1
9 | 4 | 20 | 1 | 1
9 | 4 | 21 | 1 | 1
9 | 4 | 22 | 1 | 1
9 | 4 | 23 | 1 | 1
9 | 4 | 24 | 1 | 1
9 | 5 | 1 | 1 | 1
9 | 5 | 2 | 1 | 1
9 | 5 | 3 | 1 | 1
9 | 5 | 4 | 1 | 1
9 | 5 | 5 | 1 | 1
9 | 5 | 6 | 1 | 1
9 | 5 | 7 | 1 | 1
9 | 5 | 8 | 1 | 1
9 | 5 | 9 | 1 | 1
9 | 5 | 10 | 1 | 1
9 | 5 | 11 | 1 | 1
9 | 5 | 12 | 1 | 1
9 | 5 | 13 | 1 | 1
9 | 5 | 14 | 1 | 1
9 | 5 | 15 | 1 | 1
9 | 5 | 16 | 1 | 1
9 | 5 | 17 | 1 | 1
9 | 5 | 18 | 1 | 1
9 | 5 | 19 | 1 | 1
9 | 5 | 20 | 1 | 1
9 | 5 | 21 | 1 | 1
9 | 5 | 22 | 1 | 1
9 | 5 | 23 | 1 | 1
9 | 5 | 24 | 1 | 1
9 | 6 | 1 | 1 | 1
9 | 6 | 2 | 1 | 1
9 | 6 | 3 | 1 | 1
9 | 6 | 4 | 1 | 1
9 | 6 | 5 | 1 | 1
9 | 6 | 6 | 1 | 1
9 | 6 | 7 | 1 | 1
9 | 6 | 8 | 1 | 1
9 | 6 | 9 | 1 | 1
9 | 6 | 10 | 1 | 1
9 | 6 | 11 | 1 | 1
9 | 6 | 12 | 1 | 1
9 | 6 | 13 | 1 | 1
9 | 6 | 14 | 1 | 1
9 | 6 | 15 | 1 | 1
9 | 6 | 16 | 1 | 1
9 | 6 | 17 | 1 | 1
9 | 6 | 18 | 1 | 1
9 | 6 | 19 | 1 | 1
9 | 6 | 20 | 1 | 1
9 | 6 | 21 | 1 | 1
9 | 6 | 22 | 1 | 1
9 | 6 | 23 | 1 | 1
9 | 6 | 24 | 1 | 1
9 | 7 | 1 | 1 | 1
9 | 7 | 2 | 1 | 1
9 | 7 | 3 | 1 | 1
9 | 7 | 4 | 1 | 1
9 | 7 | 5 | 1 | 1
9 | 7 | 6 | 1 | 1
9 | 7 | 7 | 1 | 1
9 | 7 | 8 | 1 | 1
9 | 7 | 9 | 1 | 1
9 | 7 | 10 | 1 | 1
9 | 7 | 11 | 1 | 1
9 | 7 | 12 | 1 | 1
9 | 7 | 13 | 1 | 1
9 | 7 | 14 | 1 | 1
9 | 7 | 15 | 1 | 1
9 | 7 | 16 | 1 | 1
9 | 7 | 17 | 1 | 1
9 | 7 | 18 | 1 | 1
9 | 7 | 19 | 1 | 1
9 | 7 | 20 | 1 | 1
9 | 7 | 21 | 1 | 1
9 | 7 | 22 | 1 | 1
9 | 7 | 23 | 1 | 1
9 | 7 | 24 | 1 | 1
9 | 8 | 1 | 1 | 1
9 | 8 | 2 | 1 | 1
9 | 8 | 3 | 1 | 1
9 | 8 | 4 | 1 | 1
9 | 8 | 5 | 1 | 1
9 | 8 | 6 | 1 | 1
9 | 8 | 7 | 1 | 1
9 | 8 | 8 | 1 | 1
9 | 8 | 9 | 1 | 1
9 | 8 | 10 | 1 | 1
9 | 8 | 11 | 1 | 1
9 | 8 | 12 | 1 | 1
9 | 8 | 13 | 1 | 1
9 | 8 | 14 | 1 | 1
9 | 8 | 15 | 1 | 1
9 | 8 | 16 | 1 | 1
9 | 8 | 17 | 1 | 1
9 | 8 | 18 | 1 | 1
9 | 8 | 19 | 1 | 1
9 | 8 | 20 | 1 | 1
9 | 8 | 21 | 1 | 1
9 | 8 | 22 | 1 | 1
9 | 8 | 23 | 1 | 1
9 | 8 | 24 | 1 | 1
9 | 9 | 1 | 0 | 1
9 | 9 | 2 | 0 | 1
9 | 9 | 3 | 0 | 1
9 | 9 | 4 | 0 | 1
9 | 9 | 5 | 0 | 1
9 | 9 | 6 | 0 | 1
9 | 9 | 7 | 0 | 1
9 | 9 | 8 | 0 | 1
9 | 9 | 9 | 0 | 1
9 | 9 | 10 | 0 | 1
9 | 9 | 11 | 0 | 1
9 | 9 | 12 | 0 | 1
9 | 9 | 13 | 0 | 1
9 | 9 | 14 | 0 | 1
9 | 9 | 15 | 0 | 1
9 | 9 | 16 | 0 | 1
9 | 9 | 17 | 0 | 1
9 | 9 | 18 | 0 | 1
9 | 9 | 19 | 0 | 1
9 | 9 | 20 | 0 | 1
9 | 9 | 21 | 0 | 1
9 | 9 | 22 | 0 | 1
9 | 9 | 23 | 0 | 1
9 | 9 | 24 | 0 | 1
9 | 10 | 1 | 0 | 1
9 | 10 | 2 | 0 | 1
9 | 10 | 3 | 0 | 1
9 | 10 | 4 | 0 | 1
9 | 10 | 5 | 0 | 1
9 | 10 | 6 | 0 | 1
9 | 10 | 7 | 0 | 1
9 | 10 | 8 | 0 | 1
9 | 10 | 9 | 0 | 1
9 | 10 | 10 | 0 | 1
9 | 10 | 11 | 0 | 1
9 | 10 | 12 | 0 | 1
9 | 10 | 13 | 0 | 1
9 | 10 | 14 | 0 | 1
9 | 10 | 15 | 0 | 1
9 | 10 | 16 | 0 | 1
9 | 10 | 17 | 0 | 1
9 | 10 | 18 | 0 | 1
9 | 10 | 19 | 0 | 1
9 | 10 | 20 | 0 | 1
9 | 10 | 21 | 0 | 1
9 | 10 | 22 | 0 | 1
9 | 10 | 23 | 0 | 1
9 | 10 | 24 | 0 | 1
9 | 11 | 1 | 1 | 1
9 | 11 | 2 | 1 | 1
9 | 11 | 3 | 1 | 1
9 | 11 | 4 | 1 | 1
9 | 11 | 5 | 1 | 1
9 | 11 | 6 | 1 | 1
9 | 11 | 7 | 1 | 1
9 | 11 | 8 | 1 | 1
9 | 11 | 9 | 1 | 1
9 | 11 | 10 | 1 | 1
9 | 11 | 11 | 1 | 1
9 | 11 | 12 | 1 | 1
9 | 11 | 13 | 1 | 1
9 | 11 | 14 | 1 | 1
9 | 11 | 15 | 1 | 1
9 | 11 | 16 | 1 | 1
9 | 11 | 17 | 1 | 1
9 | 11 | 18 | 1 | 1
9 | 11 | 19 | 1 | 1
9 | 11 | 20 | 1 | 1
9 | 11 | 21 | 1 | 1
9 | 11 | 22 | 1 | 1
9 | 11 | 23 | 1 | 1
9 | 11 | 24 | 1 | 1
9 | 12 | 1 | 1 | 1
9 | 12 | 2 | 1 | 1
9 | 12 | 3 | 1 | 1
9 | 12 | 4 | 1 | 1
9 | 12 | 5 | 1 | 1
9 | 12 | 6 | 1 | 1
9 | 12 | 7 | 1 | 1
9 | 12 | 8 | 1 | 1
9 | 12 | 9 | 1 | 1
9 | 12 | 10 | 1 | 1
9 | 12 | 11 | 1 | 1
9 | 12 | 12 | 1 | 1
9 | 12 | 13 | 1 | 1
9 | 12 | 14 | 1 | 1
9 | 12 | 15 | 1 | 1
9 | 12 | 16 | 1 | 1
9 | 12 | 17 | 1 | 1
9 | 12 | 18 | 1 | 1
9 | 12 | 19 | 1 | 1
9 | 12 | 20 | 1 | 1
9 | 12 | 21 | 1 | 1
9 | 12 | 22 | 1 | 1
9 | 12 | 23 | 1 | 1
9 | 12 | 24 | 1 | 1
9 | 13 | 1 | 1 | 1
9 | 13 | 2 | 1 | 1
9 | 13 | 3 | 1 | 1
9 | 13 | 4 | 1 | 1
9 | 13 | 5 | 1 | 1
9 | 13 | 6 | 1 | 1
9 | 13 | 7 | 1 | 1
9 | 13 | 8 | 1 | 1
9 | 13 | 9 | 1 | 1
9 | 13 | 10 | 1 | 1
9 | 13 | 11 | 1 | 1
9 | 13 | 12 | 1 | 1
9 | 13 | 13 | 1 | 1
9 | 13 | 14 | 1 | 1
9 | 13 | 15 | 1 | 1
9 | 13 | 16 | 1 | 1
9 | 13 | 17 | 1 | 1
9 | 13 | 18 | 1 | 1
9 | 13 | 19 | 1 | 1
9 | 13 | 20 | 1 | 1
9 | 13 | 21 | 1 | 1
9 | 13 | 22 | 1 | 1
9 | 13 | 23 | 1 | 1
9 | 13 | 24 | 1 | 1
9 | 14 | 1 | 1 | 1
9 | 14 | 2 | 1 | 1
9 | 14 | 3 | 1 | 1
9 | 14 | 4 | 1 | 1
9 | 14 | 5 | 1 | 1
9 | 14 | 6 | 1 | 1
9 | 14 | 7 | 1 | 1
9 | 14 | 8 | 1 | 1
9 | 14 | 9 | 1 | 1
9 | 14 | 10 | 1 | 1
9 | 14 | 11 | 1 | 1
9 | 14 | 12 | 1 | 1
9 | 14 | 13 | 1 | 1
9 | 14 | 14 | 1 | 1
9 | 14 | 15 | 1 | 1
9 | 14 | 16 | 1 | 1
9 | 14 | 17 | 1 | 1
9 | 14 | 18 | 1 | 1
9 | 14 | 19 | 1 | 1
9 | 14 | 20 | 1 | 1
9 | 14 | 21 | 1 | 1
9 | 14 | 22 | 1 | 1
9 | 14 | 23 | 1 | 1
9 | 14 | 24 | 1 | 1
9 | 15 | 1 | 1 | 1
9 | 15 | 2 | 1 | 1
9 | 15 | 3 | 1 | 1
9 | 15 | 4 | 1 | 1
9 | 15 | 5 | 1 | 1
9 | 15 | 6 | 1 | 1
9 | 15 | 7 | 1 | 1
9 | 15 | 8 | 1 | 1
9 | 15 | 9 | 1 | 1
9 | 15 | 10 | 1 | 1
9 | 15 | 11 | 1 | 1
9 | 15 | 12 | 1 | 1
9 | 15 | 13 | 1 | 1
9 | 15 | 14 | 1 | 1
9 | 15 | 15 | 1 | 1
9 | 15 | 16 | 1 | 1
9 | 15 | 17 | 1 | 1
9 | 15 | 18 | 1 | 1
9 | 15 | 19 | 1 | 1
9 | 15 | 20 | 1 | 1
9 | 15 | 21 | 1 | 1
9 | 15 | 22 | 1 | 1
9 | 15 | 23 | 1 | 1
9 | 15 | 24 | 1 | 1
9 | 16 | 1 | 0 | 1
9 | 16 | 2 | 0 | 1
9 | 16 | 3 | 0 | 1
9 | 16 | 4 | 0 | 1
9 | 16 | 5 | 0 | 1
9 | 16 | 6 | 0 | 1
9 | 16 | 7 | 0 | 1
9 | 16 | 8 | 0 | 1
9 | 16 | 9 | 0 | 1
9 | 16 | 10 | 0 | 1
9 | 16 | 11 | 0 | 1
9 | 16 | 12 | 0 | 1
9 | 16 | 13 | 0 | 1
9 | 16 | 14 | 0 | 1
9 | 16 | 15 | 0 | 1
9 | 16 | 16 | 0 | 1
9 | 16 | 17 | 0 | 1
9 | 16 | 18 | 0 | 1
9 | 16 | 19 | 0 | 1
9 | 16 | 20 | 0 | 1
9 | 16 | 21 | 0 | 1
9 | 16 | 22 | 0 | 1
9 | 16 | 23 | 0 | 1
9 | 16 | 24 | 0 | 1
9 | 17 | 1 | 0 | 1
9 | 17 | 2 | 0 | 1
9 | 17 | 3 | 0 | 1
9 | 17 | 4 | 0 | 1
9 | 17 | 5 | 0 | 1
9 | 17 | 6 | 0 | 1
9 | 17 | 7 | 0 | 1
9 | 17 | 8 | 0 | 1
9 | 17 | 9 | 0 | 1
9 | 17 | 10 | 0 | 1
9 | 17 | 11 | 0 | 1
9 | 17 | 12 | 0 | 1
9 | 17 | 13 | 0 | 1
9 | 17 | 14 | 0 | 1
9 | 17 | 15 | 0 | 1
9 | 17 | 16 | 0 | 1
9 | 17 | 17 | 0 | 1
9 | 17 | 18 | 0 | 1
9 | 17 | 19 | 0 | 1
9 | 17 | 20 | 0 | 1
9 | 17 | 21 | 0 | 1
9 | 17 | 22 | 0 | 1
9 | 17 | 23 | 0 | 1
9 | 17 | 24 | 0 | 1
9 | 18 | 1 | 1 | 1
9 | 18 | 2 | 1 | 1
9 | 18 | 3 | 1 | 1
9 | 18 | 4 | 1 | 1
9 | 18 | 5 | 1 | 1
9 | 18 | 6 | 1 | 1
9 | 18 | 7 | 1 | 1
9 | 18 | 8 | 1 | 1
9 | 18 | 9 | 1 | 1
9 | 18 | 10 | 1 | 1
9 | 18 | 11 | 1 | 1
9 | 18 | 12 | 1 | 1
9 | 18 | 13 | 1 | 1
9 | 18 | 14 | 1 | 1
9 | 18 | 15 | 1 | 1
9 | 18 | 16 | 1 | 1
9 | 18 | 17 | 1 | 1
9 | 18 | 18 | 1 | 1
9 | 18 | 19 | 1 | 1
9 | 18 | 20 | 1 | 1
9 | 18 | 21 | 1 | 1
9 | 18 | 22 | 1 | 1
9 | 18 | 23 | 1 | 1
9 | 18 | 24 | 1 | 1
9 | 19 | 1 | 1 | 1
9 | 19 | 2 | 1 | 1
9 | 19 | 3 | 1 | 1
9 | 19 | 4 | 1 | 1
9 | 19 | 5 | 1 | 1
9 | 19 | 6 | 1 | 1
9 | 19 | 7 | 1 | 1
9 | 19 | 8 | 1 | 1
9 | 19 | 9 | 1 | 1
9 | 19 | 10 | 1 | 1
9 | 19 | 11 | 1 | 1
9 | 19 | 12 | 1 | 1
9 | 19 | 13 | 1 | 1
9 | 19 | 14 | 1 | 1
9 | 19 | 15 | 1 | 1
9 | 19 | 16 | 1 | 1
9 | 19 | 17 | 1 | 1
9 | 19 | 18 | 1 | 1
9 | 19 | 19 | 1 | 1
9 | 19 | 20 | 1 | 1
9 | 19 | 21 | 1 | 1
9 | 19 | 22 | 1 | 1
9 | 19 | 23 | 1 | 1
9 | 19 | 24 | 1 | 1
9 | 20 | 1 | 1 | 1
9 | 20 | 2 | 1 | 1
9 | 20 | 3 | 1 | 1
9 | 20 | 4 | 1 | 1
9 | 20 | 5 | 1 | 1
9 | 20 | 6 | 1 | 1
9 | 20 | 7 | 1 | 1
9 | 20 | 8 | 1 | 1
9 | 20 | 9 | 1 | 1
9 | 20 | 10 | 1 | 1
9 | 20 | 11 | 1 | 1
9 | 20 | 12 | 1 | 1
9 | 20 | 13 | 1 | 1
9 | 20 | 14 | 1 | 1
9 | 20 | 15 | 1 | 1
9 | 20 | 16 | 1 | 1
9 | 20 | 17 | 1 | 1
9 | 20 | 18 | 1 | 1
9 | 20 | 19 | 1 | 1
9 | 20 | 20 | 1 | 1
9 | 20 | 21 | 1 | 1
9 | 20 | 22 | 1 | 1
9 | 20 | 23 | 1 | 1
9 | 20 | 24 | 1 | 1
9 | 21 | 1 | 1 | 1
9 | 21 | 2 | 1 | 1
9 | 21 | 3 | 1 | 1
9 | 21 | 4 | 1 | 1
9 | 21 | 5 | 1 | 1
9 | 21 | 6 | 1 | 1
9 | 21 | 7 | 1 | 1
9 | 21 | 8 | 1 | 1
9 | 21 | 9 | 1 | 1
9 | 21 | 10 | 1 | 1
9 | 21 | 11 | 1 | 1
9 | 21 | 12 | 1 | 1
9 | 21 | 13 | 1 | 1
9 | 21 | 14 | 1 | 1
9 | 21 | 15 | 1 | 1
9 | 21 | 16 | 1 | 1
9 | 21 | 17 | 1 | 1
9 | 21 | 18 | 1 | 1
9 | 21 | 19 | 1 | 1
9 | 21 | 20 | 1 | 1
9 | 21 | 21 | 1 | 1
9 | 21 | 22 | 1 | 1
9 | 21 | 23 | 1 | 1
9 | 21 | 24 | 1 | 1
9 | 22 | 1 | 1 | 1
9 | 22 | 2 | 1 | 1
9 | 22 | 3 | 1 | 1
9 | 22 | 4 | 1 | 1
9 | 22 | 5 | 1 | 1
9 | 22 | 6 | 1 | 1
9 | 22 | 7 | 1 | 1
9 | 22 | 8 | 1 | 1
9 | 22 | 9 | 1 | 1
9 | 22 | 10 | 1 | 1
9 | 22 | 11 | 1 | 1
9 | 22 | 12 | 1 | 1
9 | 22 | 13 | 1 | 1
9 | 22 | 14 | 1 | 1
9 | 22 | 15 | 1 | 1
9 | 22 | 16 | 1 | 1
9 | 22 | 17 | 1 | 1
9 | 22 | 18 | 1 | 1
9 | 22 | 19 | 1 | 1
9 | 22 | 20 | 1 | 1
9 | 22 | 21 | 1 | 1
9 | 22 | 22 | 1 | 1
9 | 22 | 23 | 1 | 1
9 | 22 | 24 | 1 | 1
9 | 23 | 1 | 0 | 1
9 | 23 | 2 | 0 | 1
9 | 23 | 3 | 0 | 1
9 | 23 | 4 | 0 | 1
9 | 23 | 5 | 0 | 1
9 | 23 | 6 | 0 | 1
9 | 23 | 7 | 0 | 1
9 | 23 | 8 | 0 | 1
9 | 23 | 9 | 0 | 1
9 | 23 | 10 | 0 | 1
9 | 23 | 11 | 0 | 1
9 | 23 | 12 | 0 | 1
9 | 23 | 13 | 0 | 1
9 | 23 | 14 | 0 | 1
9 | 23 | 15 | 0 | 1
9 | 23 | 16 | 0 | 1
9 | 23 | 17 | 0 | 1
9 | 23 | 18 | 0 | 1
9 | 23 | 19 | 0 | 1
9 | 23 | 20 | 0 | 1
9 | 23 | 21 | 0 | 1
9 | 23 | 22 | 0 | 1
9 | 23 | 23 | 0 | 1
9 | 23 | 24 | 0 | 1
9 | 24 | 1 | 0 | 1
9 | 24 | 2 | 0 | 1
9 | 24 | 3 | 0 | 1
9 | 24 | 4 | 0 | 1
9 | 24 | 5 | 0 | 1
9 | 24 | 6 | 0 | 1
9 | 24 | 7 | 0 | 1
9 | 24 | 8 | 0 | 1
9 | 24 | 9 | 0 | 1
9 | 24 | 10 | 0 | 1
9 | 24 | 11 | 0 | 1
9 | 24 | 12 | 0 | 1
9 | 24 | 13 | 0 | 1
9 | 24 | 14 | 0 | 1
9 | 24 | 15 | 0 | 1
9 | 24 | 16 | 0 | 1
9 | 24 | 17 | 0 | 1
9 | 24 | 18 | 0 | 1
9 | 24 | 19 | 0 | 1
9 | 24 | 20 | 0 | 1
9 | 24 | 21 | 0 | 1
9 | 24 | 22 | 0 | 1
9 | 24 | 23 | 0 | 1
9 | 24 | 24 | 0 | 1
9 | 25 | 1 | 1 | 1
9 | 25 | 2 | 1 | 1
9 | 25 | 3 | 1 | 1
9 | 25 | 4 | 1 | 1
9 | 25 | 5 | 1 | 1
9 | 25 | 6 | 1 | 1
9 | 25 | 7 | 1 | 1
9 | 25 | 8 | 1 | 1
9 | 25 | 9 | 1 | 1
9 | 25 | 10 | 1 | 1
9 | 25 | 11 | 1 | 1
9 | 25 | 12 | 1 | 1
9 | 25 | 13 | 1 | 1
9 | 25 | 14 | 1 | 1
9 | 25 | 15 | 1 | 1
9 | 25 | 16 | 1 | 1
9 | 25 | 17 | 1 | 1
9 | 25 | 18 | 1 | 1
9 | 25 | 19 | 1 | 1
9 | 25 | 20 | 1 | 1
9 | 25 | 21 | 1 | 1
9 | 25 | 22 | 1 | 1
9 | 25 | 23 | 1 | 1
9 | 25 | 24 | 1 | 1
9 | 26 | 1 | 1 | 1
9 | 26 | 2 | 1 | 1
9 | 26 | 3 | 1 | 1
9 | 26 | 4 | 1 | 1
9 | 26 | 5 | 1 | 1
9 | 26 | 6 | 1 | 1
9 | 26 | 7 | 1 | 1
9 | 26 | 8 | 1 | 1
9 | 26 | 9 | 1 | 1
9 | 26 | 10 | 1 | 1
9 | 26 | 11 | 1 | 1
9 | 26 | 12 | 1 | 1
9 | 26 | 13 | 1 | 1
9 | 26 | 14 | 1 | 1
9 | 26 | 15 | 1 | 1
9 | 26 | 16 | 1 | 1
9 | 26 | 17 | 1 | 1
9 | 26 | 18 | 1 | 1
9 | 26 | 19 | 1 | 1
9 | 26 | 20 | 1 | 1
9 | 26 | 21 | 1 | 1
9 | 26 | 22 | 1 | 1
9 | 26 | 23 | 1 | 1
9 | 26 | 24 | 1 | 1
9 | 27 | 1 | 1 | 1
9 | 27 | 2 | 1 | 1
9 | 27 | 3 | 1 | 1
9 | 27 | 4 | 1 | 1
9 | 27 | 5 | 1 | 1
9 | 27 | 6 | 1 | 1
9 | 27 | 7 | 1 | 1
9 | 27 | 8 | 1 | 1
9 | 27 | 9 | 1 | 1
9 | 27 | 10 | 1 | 1
9 | 27 | 11 | 1 | 1
9 | 27 | 12 | 1 | 1
9 | 27 | 13 | 1 | 1
9 | 27 | 14 | 1 | 1
9 | 27 | 15 | 1 | 1
9 | 27 | 16 | 1 | 1
9 | 27 | 17 | 1 | 1
9 | 27 | 18 | 1 | 1
9 | 27 | 19 | 1 | 1
9 | 27 | 20 | 1 | 1
9 | 27 | 21 | 1 | 1
9 | 27 | 22 | 1 | 1
9 | 27 | 23 | 1 | 1
9 | 27 | 24 | 1 | 1
9 | 28 | 1 | 1 | 1
9 | 28 | 2 | 1 | 1
9 | 28 | 3 | 1 | 1
9 | 28 | 4 | 1 | 1
9 | 28 | 5 | 1 | 1
9 | 28 | 6 | 1 | 1
9 | 28 | 7 | 1 | 1
9 | 28 | 8 | 1 | 1
9 | 28 | 9 | 1 | 1
9 | 28 | 10 | 1 | 1
9 | 28 | 11 | 1 | 1
9 | 28 | 12 | 1 | 1
9 | 28 | 13 | 1 | 1
9 | 28 | 14 | 1 | 1
9 | 28 | 15 | 1 | 1
9 | 28 | 16 | 1 | 1
9 | 28 | 17 | 1 | 1
9 | 28 | 18 | 1 | 1
9 | 28 | 19 | 1 | 1
9 | 28 | 20 | 1 | 1
9 | 28 | 21 | 1 | 1
9 | 28 | 22 | 1 | 1
9 | 28 | 23 | 1 | 1
9 | 28 | 24 | 1 | 1
9 | 29 | 1 | 1 | 1
9 | 29 | 2 | 1 | 1
9 | 29 | 3 | 1 | 1
9 | 29 | 4 | 1 | 1
9 | 29 | 5 | 1 | 1
9 | 29 | 6 | 1 | 1
9 | 29 | 7 | 1 | 1
9 | 29 | 8 | 1 | 1
9 | 29 | 9 | 1 | 1
9 | 29 | 10 | 1 | 1
9 | 29 | 11 | 1 | 1
9 | 29 | 12 | 1 | 1
9 | 29 | 13 | 1 | 1
9 | 29 | 14 | 1 | 1
9 | 29 | 15 | 1 | 1
9 | 29 | 16 | 1 | 1
9 | 29 | 17 | 1 | 1
9 | 29 | 18 | 1 | 1
9 | 29 | 19 | 1 | 1
9 | 29 | 20 | 1 | 1
9 | 29 | 21 | 1 | 1
9 | 29 | 22 | 1 | 1
9 | 29 | 23 | 1 | 1
9 | 29 | 24 | 1 | 1
9 | 30 | 1 | 0 | 1
9 | 30 | 2 | 0 | 1
9 | 30 | 3 | 0 | 1
9 | 30 | 4 | 0 | 1
9 | 30 | 5 | 0 | 1
9 | 30 | 6 | 0 | 1
9 | 30 | 7 | 0 | 1
9 | 30 | 8 | 0 | 1
9 | 30 | 9 | 0 | 1
9 | 30 | 10 | 0 | 1
9 | 30 | 11 | 0 | 1
9 | 30 | 12 | 0 | 1
9 | 30 | 13 | 0 | 1
9 | 30 | 14 | 0 | 1
9 | 30 | 15 | 0 | 1
9 | 30 | 16 | 0 | 1
9 | 30 | 17 | 0 | 1
9 | 30 | 18 | 0 | 1
9 | 30 | 19 | 0 | 1
9 | 30 | 20 | 0 | 1
9 | 30 | 21 | 0 | 1
9 | 30 | 22 | 0 | 1
9 | 30 | 23 | 0 | 1
9 | 30 | 24 | 0 | 1
10 | 1 | 1 | 0 | 1
10 | 1 | 2 | 0 | 1
10 | 1 | 3 | 0 | 1
10 | 1 | 4 | 0 | 1
10 | 1 | 5 | 0 | 1
10 | 1 | 6 | 0 | 1
10 | 1 | 7 | 0 | 1
10 | 1 | 8 | 0 | 1
10 | 1 | 9 | 0 | 1
10 | 1 | 10 | 0 | 1
10 | 1 | 11 | 0 | 1
10 | 1 | 12 | 0 | 1
10 | 1 | 13 | 0 | 1
10 | 1 | 14 | 0 | 1
10 | 1 | 15 | 0 | 1
10 | 1 | 16 | 0 | 1
10 | 1 | 17 | 0 | 1
10 | 1 | 18 | 0 | 1
10 | 1 | 19 | 0 | 1
10 | 1 | 20 | 0 | 1
10 | 1 | 21 | 0 | 1
10 | 1 | 22 | 0 | 1
10 | 1 | 23 | 0 | 1
10 | 1 | 24 | 0 | 1
10 | 2 | 1 | 1 | 1
10 | 2 | 2 | 1 | 1
10 | 2 | 3 | 1 | 1
10 | 2 | 4 | 1 | 1
10 | 2 | 5 | 1 | 1
10 | 2 | 6 | 1 | 1
10 | 2 | 7 | 1 | 1
10 | 2 | 8 | 1 | 1
10 | 2 | 9 | 1 | 1
10 | 2 | 10 | 1 | 1
10 | 2 | 11 | 1 | 1
10 | 2 | 12 | 1 | 1
10 | 2 | 13 | 1 | 1
10 | 2 | 14 | 1 | 1
10 | 2 | 15 | 1 | 1
10 | 2 | 16 | 1 | 1
10 | 2 | 17 | 1 | 1
10 | 2 | 18 | 1 | 1
10 | 2 | 19 | 1 | 1
10 | 2 | 20 | 1 | 1
10 | 2 | 21 | 1 | 1
10 | 2 | 22 | 1 | 1
10 | 2 | 23 | 1 | 1
10 | 2 | 24 | 1 | 1
10 | 3 | 1 | 1 | 1
10 | 3 | 2 | 1 | 1
10 | 3 | 3 | 1 | 1
10 | 3 | 4 | 1 | 1
10 | 3 | 5 | 1 | 1
10 | 3 | 6 | 1 | 1
10 | 3 | 7 | 1 | 1
10 | 3 | 8 | 1 | 1
10 | 3 | 9 | 1 | 1
10 | 3 | 10 | 1 | 1
10 | 3 | 11 | 1 | 1
10 | 3 | 12 | 1 | 1
10 | 3 | 13 | 1 | 1
10 | 3 | 14 | 1 | 1
10 | 3 | 15 | 1 | 1
10 | 3 | 16 | 1 | 1
10 | 3 | 17 | 1 | 1
10 | 3 | 18 | 1 | 1
10 | 3 | 19 | 1 | 1
10 | 3 | 20 | 1 | 1
10 | 3 | 21 | 1 | 1
10 | 3 | 22 | 1 | 1
10 | 3 | 23 | 1 | 1
10 | 3 | 24 | 1 | 1
10 | 4 | 1 | 1 | 1
10 | 4 | 2 | 1 | 1
10 | 4 | 3 | 1 | 1
10 | 4 | 4 | 1 | 1
10 | 4 | 5 | 1 | 1
10 | 4 | 6 | 1 | 1
10 | 4 | 7 | 1 | 1
10 | 4 | 8 | 1 | 1
10 | 4 | 9 | 1 | 1
10 | 4 | 10 | 1 | 1
10 | 4 | 11 | 1 | 1
10 | 4 | 12 | 1 | 1
10 | 4 | 13 | 1 | 1
10 | 4 | 14 | 1 | 1
10 | 4 | 15 | 1 | 1
10 | 4 | 16 | 1 | 1
10 | 4 | 17 | 1 | 1
10 | 4 | 18 | 1 | 1
10 | 4 | 19 | 1 | 1
10 | 4 | 20 | 1 | 1
10 | 4 | 21 | 1 | 1
10 | 4 | 22 | 1 | 1
10 | 4 | 23 | 1 | 1
10 | 4 | 24 | 1 | 1
10 | 5 | 1 | 1 | 1
10 | 5 | 2 | 1 | 1
10 | 5 | 3 | 1 | 1
10 | 5 | 4 | 1 | 1
10 | 5 | 5 | 1 | 1
10 | 5 | 6 | 1 | 1
10 | 5 | 7 | 1 | 1
10 | 5 | 8 | 1 | 1
10 | 5 | 9 | 1 | 1
10 | 5 | 10 | 1 | 1
10 | 5 | 11 | 1 | 1
10 | 5 | 12 | 1 | 1
10 | 5 | 13 | 1 | 1
10 | 5 | 14 | 1 | 1
10 | 5 | 15 | 1 | 1
10 | 5 | 16 | 1 | 1
10 | 5 | 17 | 1 | 1
10 | 5 | 18 | 1 | 1
10 | 5 | 19 | 1 | 1
10 | 5 | 20 | 1 | 1
10 | 5 | 21 | 1 | 1
10 | 5 | 22 | 1 | 1
10 | 5 | 23 | 1 | 1
10 | 5 | 24 | 1 | 1
10 | 6 | 1 | 1 | 1
10 | 6 | 2 | 1 | 1
10 | 6 | 3 | 1 | 1
10 | 6 | 4 | 1 | 1
10 | 6 | 5 | 1 | 1
10 | 6 | 6 | 1 | 1
10 | 6 | 7 | 1 | 1
10 | 6 | 8 | 1 | 1
10 | 6 | 9 | 1 | 1
10 | 6 | 10 | 1 | 1
10 | 6 | 11 | 1 | 1
10 | 6 | 12 | 1 | 1
10 | 6 | 13 | 1 | 1
10 | 6 | 14 | 1 | 1
10 | 6 | 15 | 1 | 1
10 | 6 | 16 | 1 | 1
10 | 6 | 17 | 1 | 1
10 | 6 | 18 | 1 | 1
10 | 6 | 19 | 1 | 1
10 | 6 | 20 | 1 | 1
10 | 6 | 21 | 1 | 1
10 | 6 | 22 | 1 | 1
10 | 6 | 23 | 1 | 1
10 | 6 | 24 | 1 | 1
10 | 7 | 1 | 0 | 1
10 | 7 | 2 | 0 | 1
10 | 7 | 3 | 0 | 1
10 | 7 | 4 | 0 | 1
10 | 7 | 5 | 0 | 1
10 | 7 | 6 | 0 | 1
10 | 7 | 7 | 0 | 1
10 | 7 | 8 | 0 | 1
10 | 7 | 9 | 0 | 1
10 | 7 | 10 | 0 | 1
10 | 7 | 11 | 0 | 1
10 | 7 | 12 | 0 | 1
10 | 7 | 13 | 0 | 1
10 | 7 | 14 | 0 | 1
10 | 7 | 15 | 0 | 1
10 | 7 | 16 | 0 | 1
10 | 7 | 17 | 0 | 1
10 | 7 | 18 | 0 | 1
10 | 7 | 19 | 0 | 1
10 | 7 | 20 | 0 | 1
10 | 7 | 21 | 0 | 1
10 | 7 | 22 | 0 | 1
10 | 7 | 23 | 0 | 1
10 | 7 | 24 | 0 | 1
10 | 8 | 1 | 0 | 1
10 | 8 | 2 | 0 | 1
10 | 8 | 3 | 0 | 1
10 | 8 | 4 | 0 | 1
10 | 8 | 5 | 0 | 1
10 | 8 | 6 | 0 | 1
10 | 8 | 7 | 0 | 1
10 | 8 | 8 | 0 | 1
10 | 8 | 9 | 0 | 1
10 | 8 | 10 | 0 | 1
10 | 8 | 11 | 0 | 1
10 | 8 | 12 | 0 | 1
10 | 8 | 13 | 0 | 1
10 | 8 | 14 | 0 | 1
10 | 8 | 15 | 0 | 1
10 | 8 | 16 | 0 | 1
10 | 8 | 17 | 0 | 1
10 | 8 | 18 | 0 | 1
10 | 8 | 19 | 0 | 1
10 | 8 | 20 | 0 | 1
10 | 8 | 21 | 0 | 1
10 | 8 | 22 | 0 | 1
10 | 8 | 23 | 0 | 1
10 | 8 | 24 | 0 | 1
10 | 9 | 1 | 1 | 1
10 | 9 | 2 | 1 | 1
10 | 9 | 3 | 1 | 1
10 | 9 | 4 | 1 | 1
10 | 9 | 5 | 1 | 1
10 | 9 | 6 | 1 | 1
10 | 9 | 7 | 1 | 1
10 | 9 | 8 | 1 | 1
10 | 9 | 9 | 1 | 1
10 | 9 | 10 | 1 | 1
10 | 9 | 11 | 1 | 1
10 | 9 | 12 | 1 | 1
10 | 9 | 13 | 1 | 1
10 | 9 | 14 | 1 | 1
10 | 9 | 15 | 1 | 1
10 | 9 | 16 | 1 | 1
10 | 9 | 17 | 1 | 1
10 | 9 | 18 | 1 | 1
10 | 9 | 19 | 1 | 1
10 | 9 | 20 | 1 | 1
10 | 9 | 21 | 1 | 1
10 | 9 | 22 | 1 | 1
10 | 9 | 23 | 1 | 1
10 | 9 | 24 | 1 | 1
10 | 10 | 1 | 1 | 1
10 | 10 | 2 | 1 | 1
10 | 10 | 3 | 1 | 1
10 | 10 | 4 | 1 | 1
10 | 10 | 5 | 1 | 1
10 | 10 | 6 | 1 | 1
10 | 10 | 7 | 1 | 1
10 | 10 | 8 | 1 | 1
10 | 10 | 9 | 1 | 1
10 | 10 | 10 | 1 | 1
10 | 10 | 11 | 1 | 1
10 | 10 | 12 | 1 | 1
10 | 10 | 13 | 1 | 1
10 | 10 | 14 | 1 | 1
10 | 10 | 15 | 1 | 1
10 | 10 | 16 | 1 | 1
10 | 10 | 17 | 1 | 1
10 | 10 | 18 | 1 | 1
10 | 10 | 19 | 1 | 1
10 | 10 | 20 | 1 | 1
10 | 10 | 21 | 1 | 1
10 | 10 | 22 | 1 | 1
10 | 10 | 23 | 1 | 1
10 | 10 | 24 | 1 | 1
10 | 11 | 1 | 1 | 1
10 | 11 | 2 | 1 | 1
10 | 11 | 3 | 1 | 1
10 | 11 | 4 | 1 | 1
10 | 11 | 5 | 1 | 1
10 | 11 | 6 | 1 | 1
10 | 11 | 7 | 1 | 1
10 | 11 | 8 | 1 | 1
10 | 11 | 9 | 1 | 1
10 | 11 | 10 | 1 | 1
10 | 11 | 11 | 1 | 1
10 | 11 | 12 | 1 | 1
10 | 11 | 13 | 1 | 1
10 | 11 | 14 | 1 | 1
10 | 11 | 15 | 1 | 1
10 | 11 | 16 | 1 | 1
10 | 11 | 17 | 1 | 1
10 | 11 | 18 | 1 | 1
10 | 11 | 19 | 1 | 1
10 | 11 | 20 | 1 | 1
10 | 11 | 21 | 1 | 1
10 | 11 | 22 | 1 | 1
10 | 11 | 23 | 1 | 1
10 | 11 | 24 | 1 | 1
10 | 12 | 1 | 1 | 1
10 | 12 | 2 | 1 | 1
10 | 12 | 3 | 1 | 1
10 | 12 | 4 | 1 | 1
10 | 12 | 5 | 1 | 1
10 | 12 | 6 | 1 | 1
10 | 12 | 7 | 1 | 1
10 | 12 | 8 | 1 | 1
10 | 12 | 9 | 1 | 1
10 | 12 | 10 | 1 | 1
10 | 12 | 11 | 1 | 1
10 | 12 | 12 | 1 | 1
10 | 12 | 13 | 1 | 1
10 | 12 | 14 | 1 | 1
10 | 12 | 15 | 1 | 1
10 | 12 | 16 | 1 | 1
10 | 12 | 17 | 1 | 1
10 | 12 | 18 | 1 | 1
10 | 12 | 19 | 1 | 1
10 | 12 | 20 | 1 | 1
10 | 12 | 21 | 1 | 1
10 | 12 | 22 | 1 | 1
10 | 12 | 23 | 1 | 1
10 | 12 | 24 | 1 | 1
10 | 13 | 1 | 1 | 1
10 | 13 | 2 | 1 | 1
10 | 13 | 3 | 1 | 1
10 | 13 | 4 | 1 | 1
10 | 13 | 5 | 1 | 1
10 | 13 | 6 | 1 | 1
10 | 13 | 7 | 1 | 1
10 | 13 | 8 | 1 | 1
10 | 13 | 9 | 1 | 1
10 | 13 | 10 | 1 | 1
10 | 13 | 11 | 1 | 1
10 | 13 | 12 | 1 | 1
10 | 13 | 13 | 1 | 1
10 | 13 | 14 | 1 | 1
10 | 13 | 15 | 1 | 1
10 | 13 | 16 | 1 | 1
10 | 13 | 17 | 1 | 1
10 | 13 | 18 | 1 | 1
10 | 13 | 19 | 1 | 1
10 | 13 | 20 | 1 | 1
10 | 13 | 21 | 1 | 1
10 | 13 | 22 | 1 | 1
10 | 13 | 23 | 1 | 1
10 | 13 | 24 | 1 | 1
10 | 14 | 1 | 0 | 1
10 | 14 | 2 | 0 | 1
10 | 14 | 3 | 0 | 1
10 | 14 | 4 | 0 | 1
10 | 14 | 5 | 0 | 1
10 | 14 | 6 | 0 | 1
10 | 14 | 7 | 0 | 1
10 | 14 | 8 | 0 | 1
10 | 14 | 9 | 0 | 1
10 | 14 | 10 | 0 | 1
10 | 14 | 11 | 0 | 1
10 | 14 | 12 | 0 | 1
10 | 14 | 13 | 0 | 1
10 | 14 | 14 | 0 | 1
10 | 14 | 15 | 0 | 1
10 | 14 | 16 | 0 | 1
10 | 14 | 17 | 0 | 1
10 | 14 | 18 | 0 | 1
10 | 14 | 19 | 0 | 1
10 | 14 | 20 | 0 | 1
10 | 14 | 21 | 0 | 1
10 | 14 | 22 | 0 | 1
10 | 14 | 23 | 0 | 1
10 | 14 | 24 | 0 | 1
10 | 15 | 1 | 0 | 1
10 | 15 | 2 | 0 | 1
10 | 15 | 3 | 0 | 1
10 | 15 | 4 | 0 | 1
10 | 15 | 5 | 0 | 1
10 | 15 | 6 | 0 | 1
10 | 15 | 7 | 0 | 1
10 | 15 | 8 | 0 | 1
10 | 15 | 9 | 0 | 1
10 | 15 | 10 | 0 | 1
10 | 15 | 11 | 0 | 1
10 | 15 | 12 | 0 | 1
10 | 15 | 13 | 0 | 1
10 | 15 | 14 | 0 | 1
10 | 15 | 15 | 0 | 1
10 | 15 | 16 | 0 | 1
10 | 15 | 17 | 0 | 1
10 | 15 | 18 | 0 | 1
10 | 15 | 19 | 0 | 1
10 | 15 | 20 | 0 | 1
10 | 15 | 21 | 0 | 1
10 | 15 | 22 | 0 | 1
10 | 15 | 23 | 0 | 1
10 | 15 | 24 | 0 | 1
10 | 16 | 1 | 1 | 1
10 | 16 | 2 | 1 | 1
10 | 16 | 3 | 1 | 1
10 | 16 | 4 | 1 | 1
10 | 16 | 5 | 1 | 1
10 | 16 | 6 | 1 | 1
10 | 16 | 7 | 1 | 1
10 | 16 | 8 | 1 | 1
10 | 16 | 9 | 1 | 1
10 | 16 | 10 | 1 | 1
10 | 16 | 11 | 1 | 1
10 | 16 | 12 | 1 | 1
10 | 16 | 13 | 1 | 1
10 | 16 | 14 | 1 | 1
10 | 16 | 15 | 1 | 1
10 | 16 | 16 | 1 | 1
10 | 16 | 17 | 1 | 1
10 | 16 | 18 | 1 | 1
10 | 16 | 19 | 1 | 1
10 | 16 | 20 | 1 | 1
10 | 16 | 21 | 1 | 1
10 | 16 | 22 | 1 | 1
10 | 16 | 23 | 1 | 1
10 | 16 | 24 | 1 | 1
10 | 17 | 1 | 1 | 1
10 | 17 | 2 | 1 | 1
10 | 17 | 3 | 1 | 1
10 | 17 | 4 | 1 | 1
10 | 17 | 5 | 1 | 1
10 | 17 | 6 | 1 | 1
10 | 17 | 7 | 1 | 1
10 | 17 | 8 | 1 | 1
10 | 17 | 9 | 1 | 1
10 | 17 | 10 | 1 | 1
10 | 17 | 11 | 1 | 1
10 | 17 | 12 | 1 | 1
10 | 17 | 13 | 1 | 1
10 | 17 | 14 | 1 | 1
10 | 17 | 15 | 1 | 1
10 | 17 | 16 | 1 | 1
10 | 17 | 17 | 1 | 1
10 | 17 | 18 | 1 | 1
10 | 17 | 19 | 1 | 1
10 | 17 | 20 | 1 | 1
10 | 17 | 21 | 1 | 1
10 | 17 | 22 | 1 | 1
10 | 17 | 23 | 1 | 1
10 | 17 | 24 | 1 | 1
10 | 18 | 1 | 1 | 1
10 | 18 | 2 | 1 | 1
10 | 18 | 3 | 1 | 1
10 | 18 | 4 | 1 | 1
10 | 18 | 5 | 1 | 1
10 | 18 | 6 | 1 | 1
10 | 18 | 7 | 1 | 1
10 | 18 | 8 | 1 | 1
10 | 18 | 9 | 1 | 1
10 | 18 | 10 | 1 | 1
10 | 18 | 11 | 1 | 1
10 | 18 | 12 | 1 | 1
10 | 18 | 13 | 1 | 1
10 | 18 | 14 | 1 | 1
10 | 18 | 15 | 1 | 1
10 | 18 | 16 | 1 | 1
10 | 18 | 17 | 1 | 1
10 | 18 | 18 | 1 | 1
10 | 18 | 19 | 1 | 1
10 | 18 | 20 | 1 | 1
10 | 18 | 21 | 1 | 1
10 | 18 | 22 | 1 | 1
10 | 18 | 23 | 1 | 1
10 | 18 | 24 | 1 | 1
10 | 19 | 1 | 1 | 1
10 | 19 | 2 | 1 | 1
10 | 19 | 3 | 1 | 1
10 | 19 | 4 | 1 | 1
10 | 19 | 5 | 1 | 1
10 | 19 | 6 | 1 | 1
10 | 19 | 7 | 1 | 1
10 | 19 | 8 | 1 | 1
10 | 19 | 9 | 1 | 1
10 | 19 | 10 | 1 | 1
10 | 19 | 11 | 1 | 1
10 | 19 | 12 | 1 | 1
10 | 19 | 13 | 1 | 1
10 | 19 | 14 | 1 | 1
10 | 19 | 15 | 1 | 1
10 | 19 | 16 | 1 | 1
10 | 19 | 17 | 1 | 1
10 | 19 | 18 | 1 | 1
10 | 19 | 19 | 1 | 1
10 | 19 | 20 | 1 | 1
10 | 19 | 21 | 1 | 1
10 | 19 | 22 | 1 | 1
10 | 19 | 23 | 1 | 1
10 | 19 | 24 | 1 | 1
10 | 20 | 1 | 1 | 1
10 | 20 | 2 | 1 | 1
10 | 20 | 3 | 1 | 1
10 | 20 | 4 | 1 | 1
10 | 20 | 5 | 1 | 1
10 | 20 | 6 | 1 | 1
10 | 20 | 7 | 1 | 1
10 | 20 | 8 | 1 | 1
10 | 20 | 9 | 1 | 1
10 | 20 | 10 | 1 | 1
10 | 20 | 11 | 1 | 1
10 | 20 | 12 | 1 | 1
10 | 20 | 13 | 1 | 1
10 | 20 | 14 | 1 | 1
10 | 20 | 15 | 1 | 1
10 | 20 | 16 | 1 | 1
10 | 20 | 17 | 1 | 1
10 | 20 | 18 | 1 | 1
10 | 20 | 19 | 1 | 1
10 | 20 | 20 | 1 | 1
10 | 20 | 21 | 1 | 1
10 | 20 | 22 | 1 | 1
10 | 20 | 23 | 1 | 1
10 | 20 | 24 | 1 | 1
10 | 21 | 1 | 0 | 1
10 | 21 | 2 | 0 | 1
10 | 21 | 3 | 0 | 1
10 | 21 | 4 | 0 | 1
10 | 21 | 5 | 0 | 1
10 | 21 | 6 | 0 | 1
10 | 21 | 7 | 0 | 1
10 | 21 | 8 | 0 | 1
10 | 21 | 9 | 0 | 1
10 | 21 | 10 | 0 | 1
10 | 21 | 11 | 0 | 1
10 | 21 | 12 | 0 | 1
10 | 21 | 13 | 0 | 1
10 | 21 | 14 | 0 | 1
10 | 21 | 15 | 0 | 1
10 | 21 | 16 | 0 | 1
10 | 21 | 17 | 0 | 1
10 | 21 | 18 | 0 | 1
10 | 21 | 19 | 0 | 1
10 | 21 | 20 | 0 | 1
10 | 21 | 21 | 0 | 1
10 | 21 | 22 | 0 | 1
10 | 21 | 23 | 0 | 1
10 | 21 | 24 | 0 | 1
10 | 22 | 1 | 0 | 1
10 | 22 | 2 | 0 | 1
10 | 22 | 3 | 0 | 1
10 | 22 | 4 | 0 | 1
10 | 22 | 5 | 0 | 1
10 | 22 | 6 | 0 | 1
10 | 22 | 7 | 0 | 1
10 | 22 | 8 | 0 | 1
10 | 22 | 9 | 0 | 1
10 | 22 | 10 | 0 | 1
10 | 22 | 11 | 0 | 1
10 | 22 | 12 | 0 | 1
10 | 22 | 13 | 0 | 1
10 | 22 | 14 | 0 | 1
10 | 22 | 15 | 0 | 1
10 | 22 | 16 | 0 | 1
10 | 22 | 17 | 0 | 1
10 | 22 | 18 | 0 | 1
10 | 22 | 19 | 0 | 1
10 | 22 | 20 | 0 | 1
10 | 22 | 21 | 0 | 1
10 | 22 | 22 | 0 | 1
10 | 22 | 23 | 0 | 1
10 | 22 | 24 | 0 | 1
10 | 23 | 1 | 1 | 1
10 | 23 | 2 | 1 | 1
10 | 23 | 3 | 1 | 1
10 | 23 | 4 | 1 | 1
10 | 23 | 5 | 1 | 1
10 | 23 | 6 | 1 | 1
10 | 23 | 7 | 1 | 1
10 | 23 | 8 | 1 | 1
10 | 23 | 9 | 1 | 1
10 | 23 | 10 | 1 | 1
10 | 23 | 11 | 1 | 1
10 | 23 | 12 | 1 | 1
10 | 23 | 13 | 1 | 1
10 | 23 | 14 | 1 | 1
10 | 23 | 15 | 1 | 1
10 | 23 | 16 | 1 | 1
10 | 23 | 17 | 1 | 1
10 | 23 | 18 | 1 | 1
10 | 23 | 19 | 1 | 1
10 | 23 | 20 | 1 | 1
10 | 23 | 21 | 1 | 1
10 | 23 | 22 | 1 | 1
10 | 23 | 23 | 1 | 1
10 | 23 | 24 | 1 | 1
10 | 24 | 1 | 1 | 1
10 | 24 | 2 | 1 | 1
10 | 24 | 3 | 1 | 1
10 | 24 | 4 | 1 | 1
10 | 24 | 5 | 1 | 1
10 | 24 | 6 | 1 | 1
10 | 24 | 7 | 1 | 1
10 | 24 | 8 | 1 | 1
10 | 24 | 9 | 1 | 1
10 | 24 | 10 | 1 | 1
10 | 24 | 11 | 1 | 1
10 | 24 | 12 | 1 | 1
10 | 24 | 13 | 1 | 1
10 | 24 | 14 | 1 | 1
10 | 24 | 15 | 1 | 1
10 | 24 | 16 | 1 | 1
10 | 24 | 17 | 1 | 1
10 | 24 | 18 | 1 | 1
10 | 24 | 19 | 1 | 1
10 | 24 | 20 | 1 | 1
10 | 24 | 21 | 1 | 1
10 | 24 | 22 | 1 | 1
10 | 24 | 23 | 1 | 1
10 | 24 | 24 | 1 | 1
10 | 25 | 1 | 1 | 1
10 | 25 | 2 | 1 | 1
10 | 25 | 3 | 1 | 1
10 | 25 | 4 | 1 | 1
10 | 25 | 5 | 1 | 1
10 | 25 | 6 | 1 | 1
10 | 25 | 7 | 1 | 1
10 | 25 | 8 | 1 | 1
10 | 25 | 9 | 1 | 1
10 | 25 | 10 | 1 | 1
10 | 25 | 11 | 1 | 1
10 | 25 | 12 | 1 | 1
10 | 25 | 13 | 1 | 1
10 | 25 | 14 | 1 | 1
10 | 25 | 15 | 1 | 1
10 | 25 | 16 | 1 | 1
10 | 25 | 17 | 1 | 1
10 | 25 | 18 | 1 | 1
10 | 25 | 19 | 1 | 1
10 | 25 | 20 | 1 | 1
10 | 25 | 21 | 1 | 1
10 | 25 | 22 | 1 | 1
10 | 25 | 23 | 1 | 1
10 | 25 | 24 | 1 | 1
10 | 26 | 1 | 1 | 1
10 | 26 | 2 | 1 | 1
10 | 26 | 3 | 1 | 1
10 | 26 | 4 | 1 | 1
10 | 26 | 5 | 1 | 1
10 | 26 | 6 | 1 | 1
10 | 26 | 7 | 1 | 1
10 | 26 | 8 | 1 | 1
10 | 26 | 9 | 1 | 1
10 | 26 | 10 | 1 | 1
10 | 26 | 11 | 1 | 1
10 | 26 | 12 | 1 | 1
10 | 26 | 13 | 1 | 1
10 | 26 | 14 | 1 | 1
10 | 26 | 15 | 1 | 1
10 | 26 | 16 | 1 | 1
10 | 26 | 17 | 1 | 1
10 | 26 | 18 | 1 | 1
10 | 26 | 19 | 1 | 1
10 | 26 | 20 | 1 | 1
10 | 26 | 21 | 1 | 1
10 | 26 | 22 | 1 | 1
10 | 26 | 23 | 1 | 1
10 | 26 | 24 | 1 | 1
10 | 27 | 1 | 1 | 1
10 | 27 | 2 | 1 | 1
10 | 27 | 3 | 1 | 1
10 | 27 | 4 | 1 | 1
10 | 27 | 5 | 1 | 1
10 | 27 | 6 | 1 | 1
10 | 27 | 7 | 1 | 1
10 | 27 | 8 | 1 | 1
10 | 27 | 9 | 1 | 1
10 | 27 | 10 | 1 | 1
10 | 27 | 11 | 1 | 1
10 | 27 | 12 | 1 | 1
10 | 27 | 13 | 1 | 1
10 | 27 | 14 | 1 | 1
10 | 27 | 15 | 1 | 1
10 | 27 | 16 | 1 | 1
10 | 27 | 17 | 1 | 1
10 | 27 | 18 | 1 | 1
10 | 27 | 19 | 1 | 1
10 | 27 | 20 | 1 | 1
10 | 27 | 21 | 1 | 1
10 | 27 | 22 | 1 | 1
10 | 27 | 23 | 1 | 1
10 | 27 | 24 | 1 | 1
10 | 28 | 1 | 0 | 1
10 | 28 | 2 | 0 | 1
10 | 28 | 3 | 0 | 1
10 | 28 | 4 | 0 | 1
10 | 28 | 5 | 0 | 1
10 | 28 | 6 | 0 | 1
10 | 28 | 7 | 0 | 1
10 | 28 | 8 | 0 | 1
10 | 28 | 9 | 0 | 1
10 | 28 | 10 | 0 | 1
10 | 28 | 11 | 0 | 1
10 | 28 | 12 | 0 | 1
10 | 28 | 13 | 0 | 1
10 | 28 | 14 | 0 | 1
10 | 28 | 15 | 0 | 1
10 | 28 | 16 | 0 | 1
10 | 28 | 17 | 0 | 1
10 | 28 | 18 | 0 | 1
10 | 28 | 19 | 0 | 1
10 | 28 | 20 | 0 | 1
10 | 28 | 21 | 0 | 1
10 | 28 | 22 | 0 | 1
10 | 28 | 23 | 0 | 1
10 | 28 | 24 | 0 | 1
10 | 29 | 1 | 0 | 1
10 | 29 | 2 | 0 | 1
10 | 29 | 3 | 0 | 1
10 | 29 | 4 | 0 | 1
10 | 29 | 5 | 0 | 1
10 | 29 | 6 | 0 | 1
10 | 29 | 7 | 0 | 1
10 | 29 | 8 | 0 | 1
10 | 29 | 9 | 0 | 1
10 | 29 | 10 | 0 | 1
10 | 29 | 11 | 0 | 1
10 | 29 | 12 | 0 | 1
10 | 29 | 13 | 0 | 1
10 | 29 | 14 | 0 | 1
10 | 29 | 15 | 0 | 1
10 | 29 | 16 | 0 | 1
10 | 29 | 17 | 0 | 1
10 | 29 | 18 | 0 | 1
10 | 29 | 19 | 0 | 1
10 | 29 | 20 | 0 | 1
10 | 29 | 21 | 0 | 1
10 | 29 | 22 | 0 | 1
10 | 29 | 23 | 0 | 1
10 | 29 | 24 | 0 | 1
10 | 30 | 1 | 1 | 1
10 | 30 | 2 | 1 | 1
10 | 30 | 3 | 1 | 1
10 | 30 | 4 | 1 | 1
10 | 30 | 5 | 1 | 1
10 | 30 | 6 | 1 | 1
10 | 30 | 7 | 1 | 1
10 | 30 | 8 | 1 | 1
10 | 30 | 9 | 1 | 1
10 | 30 | 10 | 1 | 1
10 | 30 | 11 | 1 | 1
10 | 30 | 12 | 1 | 1
10 | 30 | 13 | 1 | 1
10 | 30 | 14 | 1 | 1
10 | 30 | 15 | 1 | 1
10 | 30 | 16 | 1 | 1
10 | 30 | 17 | 1 | 1
10 | 30 | 18 | 1 | 1
10 | 30 | 19 | 1 | 1
10 | 30 | 20 | 1 | 1
10 | 30 | 21 | 1 | 1
10 | 30 | 22 | 1 | 1
10 | 30 | 23 | 1 | 1
10 | 30 | 24 | 1 | 1
10 | 31 | 1 | 1 | 1
10 | 31 | 2 | 1 | 1
10 | 31 | 3 | 1 | 1
10 | 31 | 4 | 1 | 1
10 | 31 | 5 | 1 | 1
10 | 31 | 6 | 1 | 1
10 | 31 | 7 | 1 | 1
10 | 31 | 8 | 1 | 1
10 | 31 | 9 | 1 | 1
10 | 31 | 10 | 1 | 1
10 | 31 | 11 | 1 | 1
10 | 31 | 12 | 1 | 1
10 | 31 | 13 | 1 | 1
10 | 31 | 14 | 1 | 1
10 | 31 | 15 | 1 | 1
10 | 31 | 16 | 1 | 1
10 | 31 | 17 | 1 | 1
10 | 31 | 18 | 1 | 1
10 | 31 | 19 | 1 | 1
10 | 31 | 20 | 1 | 1
10 | 31 | 21 | 1 | 1
10 | 31 | 22 | 1 | 1
10 | 31 | 23 | 1 | 1
10 | 31 | 24 | 1 | 1
11 | 1 | 1 | 1 | 1
11 | 1 | 2 | 1 | 1
11 | 1 | 3 | 1 | 1
11 | 1 | 4 | 1 | 1
11 | 1 | 5 | 1 | 1
11 | 1 | 6 | 1 | 1
11 | 1 | 7 | 1 | 1
11 | 1 | 8 | 1 | 1
11 | 1 | 9 | 1 | 1
11 | 1 | 10 | 1 | 1
11 | 1 | 11 | 1 | 1
11 | 1 | 12 | 1 | 1
11 | 1 | 13 | 1 | 1
11 | 1 | 14 | 1 | 1
11 | 1 | 15 | 1 | 1
11 | 1 | 16 | 1 | 1
11 | 1 | 17 | 1 | 1
11 | 1 | 18 | 1 | 1
11 | 1 | 19 | 1 | 1
11 | 1 | 20 | 1 | 1
11 | 1 | 21 | 1 | 1
11 | 1 | 22 | 1 | 1
11 | 1 | 23 | 1 | 1
11 | 1 | 24 | 1 | 1
11 | 2 | 1 | 1 | 1
11 | 2 | 2 | 1 | 1
11 | 2 | 3 | 1 | 1
11 | 2 | 4 | 1 | 1
11 | 2 | 5 | 1 | 1
11 | 2 | 6 | 1 | 1
11 | 2 | 7 | 1 | 1
11 | 2 | 8 | 1 | 1
11 | 2 | 9 | 1 | 1
11 | 2 | 10 | 1 | 1
11 | 2 | 11 | 1 | 1
11 | 2 | 12 | 1 | 1
11 | 2 | 13 | 1 | 1
11 | 2 | 14 | 1 | 1
11 | 2 | 15 | 1 | 1
11 | 2 | 16 | 1 | 1
11 | 2 | 17 | 1 | 1
11 | 2 | 18 | 1 | 1
11 | 2 | 19 | 1 | 1
11 | 2 | 20 | 1 | 1
11 | 2 | 21 | 1 | 1
11 | 2 | 22 | 1 | 1
11 | 2 | 23 | 1 | 1
11 | 2 | 24 | 1 | 1
11 | 3 | 1 | 1 | 1
11 | 3 | 2 | 1 | 1
11 | 3 | 3 | 1 | 1
11 | 3 | 4 | 1 | 1
11 | 3 | 5 | 1 | 1
11 | 3 | 6 | 1 | 1
11 | 3 | 7 | 1 | 1
11 | 3 | 8 | 1 | 1
11 | 3 | 9 | 1 | 1
11 | 3 | 10 | 1 | 1
11 | 3 | 11 | 1 | 1
11 | 3 | 12 | 1 | 1
11 | 3 | 13 | 1 | 1
11 | 3 | 14 | 1 | 1
11 | 3 | 15 | 1 | 1
11 | 3 | 16 | 1 | 1
11 | 3 | 17 | 1 | 1
11 | 3 | 18 | 1 | 1
11 | 3 | 19 | 1 | 1
11 | 3 | 20 | 1 | 1
11 | 3 | 21 | 1 | 1
11 | 3 | 22 | 1 | 1
11 | 3 | 23 | 1 | 1
11 | 3 | 24 | 1 | 1
11 | 4 | 1 | 0 | 1
11 | 4 | 2 | 0 | 1
11 | 4 | 3 | 0 | 1
11 | 4 | 4 | 0 | 1
11 | 4 | 5 | 0 | 1
11 | 4 | 6 | 0 | 1
11 | 4 | 7 | 0 | 1
11 | 4 | 8 | 0 | 1
11 | 4 | 9 | 0 | 1
11 | 4 | 10 | 0 | 1
11 | 4 | 11 | 0 | 1
11 | 4 | 12 | 0 | 1
11 | 4 | 13 | 0 | 1
11 | 4 | 14 | 0 | 1
11 | 4 | 15 | 0 | 1
11 | 4 | 16 | 0 | 1
11 | 4 | 17 | 0 | 1
11 | 4 | 18 | 0 | 1
11 | 4 | 19 | 0 | 1
11 | 4 | 20 | 0 | 1
11 | 4 | 21 | 0 | 1
11 | 4 | 22 | 0 | 1
11 | 4 | 23 | 0 | 1
11 | 4 | 24 | 0 | 1
11 | 5 | 1 | 0 | 1
11 | 5 | 2 | 0 | 1
11 | 5 | 3 | 0 | 1
11 | 5 | 4 | 0 | 1
11 | 5 | 5 | 0 | 1
11 | 5 | 6 | 0 | 1
11 | 5 | 7 | 0 | 1
11 | 5 | 8 | 0 | 1
11 | 5 | 9 | 0 | 1
11 | 5 | 10 | 0 | 1
11 | 5 | 11 | 0 | 1
11 | 5 | 12 | 0 | 1
11 | 5 | 13 | 0 | 1
11 | 5 | 14 | 0 | 1
11 | 5 | 15 | 0 | 1
11 | 5 | 16 | 0 | 1
11 | 5 | 17 | 0 | 1
11 | 5 | 18 | 0 | 1
11 | 5 | 19 | 0 | 1
11 | 5 | 20 | 0 | 1
11 | 5 | 21 | 0 | 1
11 | 5 | 22 | 0 | 1
11 | 5 | 23 | 0 | 1
11 | 5 | 24 | 0 | 1
11 | 6 | 1 | 1 | 1
11 | 6 | 2 | 1 | 1
11 | 6 | 3 | 1 | 1
11 | 6 | 4 | 1 | 1
11 | 6 | 5 | 1 | 1
11 | 6 | 6 | 1 | 1
11 | 6 | 7 | 1 | 1
11 | 6 | 8 | 1 | 1
11 | 6 | 9 | 1 | 1
11 | 6 | 10 | 1 | 1
11 | 6 | 11 | 1 | 1
11 | 6 | 12 | 1 | 1
11 | 6 | 13 | 1 | 1
11 | 6 | 14 | 1 | 1
11 | 6 | 15 | 1 | 1
11 | 6 | 16 | 1 | 1
11 | 6 | 17 | 1 | 1
11 | 6 | 18 | 1 | 1
11 | 6 | 19 | 1 | 1
11 | 6 | 20 | 1 | 1
11 | 6 | 21 | 1 | 1
11 | 6 | 22 | 1 | 1
11 | 6 | 23 | 1 | 1
11 | 6 | 24 | 1 | 1
11 | 7 | 1 | 1 | 1
11 | 7 | 2 | 1 | 1
11 | 7 | 3 | 1 | 1
11 | 7 | 4 | 1 | 1
11 | 7 | 5 | 1 | 1
11 | 7 | 6 | 1 | 1
11 | 7 | 7 | 1 | 1
11 | 7 | 8 | 1 | 1
11 | 7 | 9 | 1 | 1
11 | 7 | 10 | 1 | 1
11 | 7 | 11 | 1 | 1
11 | 7 | 12 | 1 | 1
11 | 7 | 13 | 1 | 1
11 | 7 | 14 | 1 | 1
11 | 7 | 15 | 1 | 1
11 | 7 | 16 | 1 | 1
11 | 7 | 17 | 1 | 1
11 | 7 | 18 | 1 | 1
11 | 7 | 19 | 1 | 1
11 | 7 | 20 | 1 | 1
11 | 7 | 21 | 1 | 1
11 | 7 | 22 | 1 | 1
11 | 7 | 23 | 1 | 1
11 | 7 | 24 | 1 | 1
11 | 8 | 1 | 1 | 1
11 | 8 | 2 | 1 | 1
11 | 8 | 3 | 1 | 1
11 | 8 | 4 | 1 | 1
11 | 8 | 5 | 1 | 1
11 | 8 | 6 | 1 | 1
11 | 8 | 7 | 1 | 1
11 | 8 | 8 | 1 | 1
11 | 8 | 9 | 1 | 1
11 | 8 | 10 | 1 | 1
11 | 8 | 11 | 1 | 1
11 | 8 | 12 | 1 | 1
11 | 8 | 13 | 1 | 1
11 | 8 | 14 | 1 | 1
11 | 8 | 15 | 1 | 1
11 | 8 | 16 | 1 | 1
11 | 8 | 17 | 1 | 1
11 | 8 | 18 | 1 | 1
11 | 8 | 19 | 1 | 1
11 | 8 | 20 | 1 | 1
11 | 8 | 21 | 1 | 1
11 | 8 | 22 | 1 | 1
11 | 8 | 23 | 1 | 1
11 | 8 | 24 | 1 | 1
11 | 9 | 1 | 1 | 1
11 | 9 | 2 | 1 | 1
11 | 9 | 3 | 1 | 1
11 | 9 | 4 | 1 | 1
11 | 9 | 5 | 1 | 1
11 | 9 | 6 | 1 | 1
11 | 9 | 7 | 1 | 1
11 | 9 | 8 | 1 | 1
11 | 9 | 9 | 1 | 1
11 | 9 | 10 | 1 | 1
11 | 9 | 11 | 1 | 1
11 | 9 | 12 | 1 | 1
11 | 9 | 13 | 1 | 1
11 | 9 | 14 | 1 | 1
11 | 9 | 15 | 1 | 1
11 | 9 | 16 | 1 | 1
11 | 9 | 17 | 1 | 1
11 | 9 | 18 | 1 | 1
11 | 9 | 19 | 1 | 1
11 | 9 | 20 | 1 | 1
11 | 9 | 21 | 1 | 1
11 | 9 | 22 | 1 | 1
11 | 9 | 23 | 1 | 1
11 | 9 | 24 | 1 | 1
11 | 10 | 1 | 1 | 1
11 | 10 | 2 | 1 | 1
11 | 10 | 3 | 1 | 1
11 | 10 | 4 | 1 | 1
11 | 10 | 5 | 1 | 1
11 | 10 | 6 | 1 | 1
11 | 10 | 7 | 1 | 1
11 | 10 | 8 | 1 | 1
11 | 10 | 9 | 1 | 1
11 | 10 | 10 | 1 | 1
11 | 10 | 11 | 1 | 1
11 | 10 | 12 | 1 | 1
11 | 10 | 13 | 1 | 1
11 | 10 | 14 | 1 | 1
11 | 10 | 15 | 1 | 1
11 | 10 | 16 | 1 | 1
11 | 10 | 17 | 1 | 1
11 | 10 | 18 | 1 | 1
11 | 10 | 19 | 1 | 1
11 | 10 | 20 | 1 | 1
11 | 10 | 21 | 1 | 1
11 | 10 | 22 | 1 | 1
11 | 10 | 23 | 1 | 1
11 | 10 | 24 | 1 | 1
11 | 11 | 1 | 0 | 1
11 | 11 | 2 | 0 | 1
11 | 11 | 3 | 0 | 1
11 | 11 | 4 | 0 | 1
11 | 11 | 5 | 0 | 1
11 | 11 | 6 | 0 | 1
11 | 11 | 7 | 0 | 1
11 | 11 | 8 | 0 | 1
11 | 11 | 9 | 0 | 1
11 | 11 | 10 | 0 | 1
11 | 11 | 11 | 0 | 1
11 | 11 | 12 | 0 | 1
11 | 11 | 13 | 0 | 1
11 | 11 | 14 | 0 | 1
11 | 11 | 15 | 0 | 1
11 | 11 | 16 | 0 | 1
11 | 11 | 17 | 0 | 1
11 | 11 | 18 | 0 | 1
11 | 11 | 19 | 0 | 1
11 | 11 | 20 | 0 | 1
11 | 11 | 21 | 0 | 1
11 | 11 | 22 | 0 | 1
11 | 11 | 23 | 0 | 1
11 | 11 | 24 | 0 | 1
11 | 12 | 1 | 0 | 1
11 | 12 | 2 | 0 | 1
11 | 12 | 3 | 0 | 1
11 | 12 | 4 | 0 | 1
11 | 12 | 5 | 0 | 1
11 | 12 | 6 | 0 | 1
11 | 12 | 7 | 0 | 1
11 | 12 | 8 | 0 | 1
11 | 12 | 9 | 0 | 1
11 | 12 | 10 | 0 | 1
11 | 12 | 11 | 0 | 1
11 | 12 | 12 | 0 | 1
11 | 12 | 13 | 0 | 1
11 | 12 | 14 | 0 | 1
11 | 12 | 15 | 0 | 1
11 | 12 | 16 | 0 | 1
11 | 12 | 17 | 0 | 1
11 | 12 | 18 | 0 | 1
11 | 12 | 19 | 0 | 1
11 | 12 | 20 | 0 | 1
11 | 12 | 21 | 0 | 1
11 | 12 | 22 | 0 | 1
11 | 12 | 23 | 0 | 1
11 | 12 | 24 | 0 | 1
11 | 13 | 1 | 1 | 1
11 | 13 | 2 | 1 | 1
11 | 13 | 3 | 1 | 1
11 | 13 | 4 | 1 | 1
11 | 13 | 5 | 1 | 1
11 | 13 | 6 | 1 | 1
11 | 13 | 7 | 1 | 1
11 | 13 | 8 | 1 | 1
11 | 13 | 9 | 1 | 1
11 | 13 | 10 | 1 | 1
11 | 13 | 11 | 1 | 1
11 | 13 | 12 | 1 | 1
11 | 13 | 13 | 1 | 1
11 | 13 | 14 | 1 | 1
11 | 13 | 15 | 1 | 1
11 | 13 | 16 | 1 | 1
11 | 13 | 17 | 1 | 1
11 | 13 | 18 | 1 | 1
11 | 13 | 19 | 1 | 1
11 | 13 | 20 | 1 | 1
11 | 13 | 21 | 1 | 1
11 | 13 | 22 | 1 | 1
11 | 13 | 23 | 1 | 1
11 | 13 | 24 | 1 | 1
11 | 14 | 1 | 1 | 1
11 | 14 | 2 | 1 | 1
11 | 14 | 3 | 1 | 1
11 | 14 | 4 | 1 | 1
11 | 14 | 5 | 1 | 1
11 | 14 | 6 | 1 | 1
11 | 14 | 7 | 1 | 1
11 | 14 | 8 | 1 | 1
11 | 14 | 9 | 1 | 1
11 | 14 | 10 | 1 | 1
11 | 14 | 11 | 1 | 1
11 | 14 | 12 | 1 | 1
11 | 14 | 13 | 1 | 1
11 | 14 | 14 | 1 | 1
11 | 14 | 15 | 1 | 1
11 | 14 | 16 | 1 | 1
11 | 14 | 17 | 1 | 1
11 | 14 | 18 | 1 | 1
11 | 14 | 19 | 1 | 1
11 | 14 | 20 | 1 | 1
11 | 14 | 21 | 1 | 1
11 | 14 | 22 | 1 | 1
11 | 14 | 23 | 1 | 1
11 | 14 | 24 | 1 | 1
11 | 15 | 1 | 1 | 1
11 | 15 | 2 | 1 | 1
11 | 15 | 3 | 1 | 1
11 | 15 | 4 | 1 | 1
11 | 15 | 5 | 1 | 1
11 | 15 | 6 | 1 | 1
11 | 15 | 7 | 1 | 1
11 | 15 | 8 | 1 | 1
11 | 15 | 9 | 1 | 1
11 | 15 | 10 | 1 | 1
11 | 15 | 11 | 1 | 1
11 | 15 | 12 | 1 | 1
11 | 15 | 13 | 1 | 1
11 | 15 | 14 | 1 | 1
11 | 15 | 15 | 1 | 1
11 | 15 | 16 | 1 | 1
11 | 15 | 17 | 1 | 1
11 | 15 | 18 | 1 | 1
11 | 15 | 19 | 1 | 1
11 | 15 | 20 | 1 | 1
11 | 15 | 21 | 1 | 1
11 | 15 | 22 | 1 | 1
11 | 15 | 23 | 1 | 1
11 | 15 | 24 | 1 | 1
11 | 16 | 1 | 1 | 1
11 | 16 | 2 | 1 | 1
11 | 16 | 3 | 1 | 1
11 | 16 | 4 | 1 | 1
11 | 16 | 5 | 1 | 1
11 | 16 | 6 | 1 | 1
11 | 16 | 7 | 1 | 1
11 | 16 | 8 | 1 | 1
11 | 16 | 9 | 1 | 1
11 | 16 | 10 | 1 | 1
11 | 16 | 11 | 1 | 1
11 | 16 | 12 | 1 | 1
11 | 16 | 13 | 1 | 1
11 | 16 | 14 | 1 | 1
11 | 16 | 15 | 1 | 1
11 | 16 | 16 | 1 | 1
11 | 16 | 17 | 1 | 1
11 | 16 | 18 | 1 | 1
11 | 16 | 19 | 1 | 1
11 | 16 | 20 | 1 | 1
11 | 16 | 21 | 1 | 1
11 | 16 | 22 | 1 | 1
11 | 16 | 23 | 1 | 1
11 | 16 | 24 | 1 | 1
11 | 17 | 1 | 1 | 1
11 | 17 | 2 | 1 | 1
11 | 17 | 3 | 1 | 1
11 | 17 | 4 | 1 | 1
11 | 17 | 5 | 1 | 1
11 | 17 | 6 | 1 | 1
11 | 17 | 7 | 1 | 1
11 | 17 | 8 | 1 | 1
11 | 17 | 9 | 1 | 1
11 | 17 | 10 | 1 | 1
11 | 17 | 11 | 1 | 1
11 | 17 | 12 | 1 | 1
11 | 17 | 13 | 1 | 1
11 | 17 | 14 | 1 | 1
11 | 17 | 15 | 1 | 1
11 | 17 | 16 | 1 | 1
11 | 17 | 17 | 1 | 1
11 | 17 | 18 | 1 | 1
11 | 17 | 19 | 1 | 1
11 | 17 | 20 | 1 | 1
11 | 17 | 21 | 1 | 1
11 | 17 | 22 | 1 | 1
11 | 17 | 23 | 1 | 1
11 | 17 | 24 | 1 | 1
11 | 18 | 1 | 0 | 1
11 | 18 | 2 | 0 | 1
11 | 18 | 3 | 0 | 1
11 | 18 | 4 | 0 | 1
11 | 18 | 5 | 0 | 1
11 | 18 | 6 | 0 | 1
11 | 18 | 7 | 0 | 1
11 | 18 | 8 | 0 | 1
11 | 18 | 9 | 0 | 1
11 | 18 | 10 | 0 | 1
11 | 18 | 11 | 0 | 1
11 | 18 | 12 | 0 | 1
11 | 18 | 13 | 0 | 1
11 | 18 | 14 | 0 | 1
11 | 18 | 15 | 0 | 1
11 | 18 | 16 | 0 | 1
11 | 18 | 17 | 0 | 1
11 | 18 | 18 | 0 | 1
11 | 18 | 19 | 0 | 1
11 | 18 | 20 | 0 | 1
11 | 18 | 21 | 0 | 1
11 | 18 | 22 | 0 | 1
11 | 18 | 23 | 0 | 1
11 | 18 | 24 | 0 | 1
11 | 19 | 1 | 0 | 1
11 | 19 | 2 | 0 | 1
11 | 19 | 3 | 0 | 1
11 | 19 | 4 | 0 | 1
11 | 19 | 5 | 0 | 1
11 | 19 | 6 | 0 | 1
11 | 19 | 7 | 0 | 1
11 | 19 | 8 | 0 | 1
11 | 19 | 9 | 0 | 1
11 | 19 | 10 | 0 | 1
11 | 19 | 11 | 0 | 1
11 | 19 | 12 | 0 | 1
11 | 19 | 13 | 0 | 1
11 | 19 | 14 | 0 | 1
11 | 19 | 15 | 0 | 1
11 | 19 | 16 | 0 | 1
11 | 19 | 17 | 0 | 1
11 | 19 | 18 | 0 | 1
11 | 19 | 19 | 0 | 1
11 | 19 | 20 | 0 | 1
11 | 19 | 21 | 0 | 1
11 | 19 | 22 | 0 | 1
11 | 19 | 23 | 0 | 1
11 | 19 | 24 | 0 | 1
11 | 20 | 1 | 1 | 1
11 | 20 | 2 | 1 | 1
11 | 20 | 3 | 1 | 1
11 | 20 | 4 | 1 | 1
11 | 20 | 5 | 1 | 1
11 | 20 | 6 | 1 | 1
11 | 20 | 7 | 1 | 1
11 | 20 | 8 | 1 | 1
11 | 20 | 9 | 1 | 1
11 | 20 | 10 | 1 | 1
11 | 20 | 11 | 1 | 1
11 | 20 | 12 | 1 | 1
11 | 20 | 13 | 1 | 1
11 | 20 | 14 | 1 | 1
11 | 20 | 15 | 1 | 1
11 | 20 | 16 | 1 | 1
11 | 20 | 17 | 1 | 1
11 | 20 | 18 | 1 | 1
11 | 20 | 19 | 1 | 1
11 | 20 | 20 | 1 | 1
11 | 20 | 21 | 1 | 1
11 | 20 | 22 | 1 | 1
11 | 20 | 23 | 1 | 1
11 | 20 | 24 | 1 | 1
11 | 21 | 1 | 1 | 1
11 | 21 | 2 | 1 | 1
11 | 21 | 3 | 1 | 1
11 | 21 | 4 | 1 | 1
11 | 21 | 5 | 1 | 1
11 | 21 | 6 | 1 | 1
11 | 21 | 7 | 1 | 1
11 | 21 | 8 | 1 | 1
11 | 21 | 9 | 1 | 1
11 | 21 | 10 | 1 | 1
11 | 21 | 11 | 1 | 1
11 | 21 | 12 | 1 | 1
11 | 21 | 13 | 1 | 1
11 | 21 | 14 | 1 | 1
11 | 21 | 15 | 1 | 1
11 | 21 | 16 | 1 | 1
11 | 21 | 17 | 1 | 1
11 | 21 | 18 | 1 | 1
11 | 21 | 19 | 1 | 1
11 | 21 | 20 | 1 | 1
11 | 21 | 21 | 1 | 1
11 | 21 | 22 | 1 | 1
11 | 21 | 23 | 1 | 1
11 | 21 | 24 | 1 | 1
11 | 22 | 1 | 1 | 1
11 | 22 | 2 | 1 | 1
11 | 22 | 3 | 1 | 1
11 | 22 | 4 | 1 | 1
11 | 22 | 5 | 1 | 1
11 | 22 | 6 | 1 | 1
11 | 22 | 7 | 1 | 1
11 | 22 | 8 | 1 | 1
11 | 22 | 9 | 1 | 1
11 | 22 | 10 | 1 | 1
11 | 22 | 11 | 1 | 1
11 | 22 | 12 | 1 | 1
11 | 22 | 13 | 1 | 1
11 | 22 | 14 | 1 | 1
11 | 22 | 15 | 1 | 1
11 | 22 | 16 | 1 | 1
11 | 22 | 17 | 1 | 1
11 | 22 | 18 | 1 | 1
11 | 22 | 19 | 1 | 1
11 | 22 | 20 | 1 | 1
11 | 22 | 21 | 1 | 1
11 | 22 | 22 | 1 | 1
11 | 22 | 23 | 1 | 1
11 | 22 | 24 | 1 | 1
11 | 23 | 1 | 1 | 1
11 | 23 | 2 | 1 | 1
11 | 23 | 3 | 1 | 1
11 | 23 | 4 | 1 | 1
11 | 23 | 5 | 1 | 1
11 | 23 | 6 | 1 | 1
11 | 23 | 7 | 1 | 1
11 | 23 | 8 | 1 | 1
11 | 23 | 9 | 1 | 1
11 | 23 | 10 | 1 | 1
11 | 23 | 11 | 1 | 1
11 | 23 | 12 | 1 | 1
11 | 23 | 13 | 1 | 1
11 | 23 | 14 | 1 | 1
11 | 23 | 15 | 1 | 1
11 | 23 | 16 | 1 | 1
11 | 23 | 17 | 1 | 1
11 | 23 | 18 | 1 | 1
11 | 23 | 19 | 1 | 1
11 | 23 | 20 | 1 | 1
11 | 23 | 21 | 1 | 1
11 | 23 | 22 | 1 | 1
11 | 23 | 23 | 1 | 1
11 | 23 | 24 | 1 | 1
11 | 24 | 1 | 1 | 1
11 | 24 | 2 | 1 | 1
11 | 24 | 3 | 1 | 1
11 | 24 | 4 | 1 | 1
11 | 24 | 5 | 1 | 1
11 | 24 | 6 | 1 | 1
11 | 24 | 7 | 1 | 1
11 | 24 | 8 | 1 | 1
11 | 24 | 9 | 1 | 1
11 | 24 | 10 | 1 | 1
11 | 24 | 11 | 1 | 1
11 | 24 | 12 | 1 | 1
11 | 24 | 13 | 1 | 1
11 | 24 | 14 | 1 | 1
11 | 24 | 15 | 1 | 1
11 | 24 | 16 | 1 | 1
11 | 24 | 17 | 1 | 1
11 | 24 | 18 | 1 | 1
11 | 24 | 19 | 1 | 1
11 | 24 | 20 | 1 | 1
11 | 24 | 21 | 1 | 1
11 | 24 | 22 | 1 | 1
11 | 24 | 23 | 1 | 1
11 | 24 | 24 | 1 | 1
11 | 25 | 1 | 0 | 1
11 | 25 | 2 | 0 | 1
11 | 25 | 3 | 0 | 1
11 | 25 | 4 | 0 | 1
11 | 25 | 5 | 0 | 1
11 | 25 | 6 | 0 | 1
11 | 25 | 7 | 0 | 1
11 | 25 | 8 | 0 | 1
11 | 25 | 9 | 0 | 1
11 | 25 | 10 | 0 | 1
11 | 25 | 11 | 0 | 1
11 | 25 | 12 | 0 | 1
11 | 25 | 13 | 0 | 1
11 | 25 | 14 | 0 | 1
11 | 25 | 15 | 0 | 1
11 | 25 | 16 | 0 | 1
11 | 25 | 17 | 0 | 1
11 | 25 | 18 | 0 | 1
11 | 25 | 19 | 0 | 1
11 | 25 | 20 | 0 | 1
11 | 25 | 21 | 0 | 1
11 | 25 | 22 | 0 | 1
11 | 25 | 23 | 0 | 1
11 | 25 | 24 | 0 | 1
11 | 26 | 1 | 0 | 1
11 | 26 | 2 | 0 | 1
11 | 26 | 3 | 0 | 1
11 | 26 | 4 | 0 | 1
11 | 26 | 5 | 0 | 1
11 | 26 | 6 | 0 | 1
11 | 26 | 7 | 0 | 1
11 | 26 | 8 | 0 | 1
11 | 26 | 9 | 0 | 1
11 | 26 | 10 | 0 | 1
11 | 26 | 11 | 0 | 1
11 | 26 | 12 | 0 | 1
11 | 26 | 13 | 0 | 1
11 | 26 | 14 | 0 | 1
11 | 26 | 15 | 0 | 1
11 | 26 | 16 | 0 | 1
11 | 26 | 17 | 0 | 1
11 | 26 | 18 | 0 | 1
11 | 26 | 19 | 0 | 1
11 | 26 | 20 | 0 | 1
11 | 26 | 21 | 0 | 1
11 | 26 | 22 | 0 | 1
11 | 26 | 23 | 0 | 1
11 | 26 | 24 | 0 | 1
11 | 27 | 1 | 1 | 1
11 | 27 | 2 | 1 | 1
11 | 27 | 3 | 1 | 1
11 | 27 | 4 | 1 | 1
11 | 27 | 5 | 1 | 1
11 | 27 | 6 | 1 | 1
11 | 27 | 7 | 1 | 1
11 | 27 | 8 | 1 | 1
11 | 27 | 9 | 1 | 1
11 | 27 | 10 | 1 | 1
11 | 27 | 11 | 1 | 1
11 | 27 | 12 | 1 | 1
11 | 27 | 13 | 1 | 1
11 | 27 | 14 | 1 | 1
11 | 27 | 15 | 1 | 1
11 | 27 | 16 | 1 | 1
11 | 27 | 17 | 1 | 1
11 | 27 | 18 | 1 | 1
11 | 27 | 19 | 1 | 1
11 | 27 | 20 | 1 | 1
11 | 27 | 21 | 1 | 1
11 | 27 | 22 | 1 | 1
11 | 27 | 23 | 1 | 1
11 | 27 | 24 | 1 | 1
11 | 28 | 1 | 1 | 1
11 | 28 | 2 | 1 | 1
11 | 28 | 3 | 1 | 1
11 | 28 | 4 | 1 | 1
11 | 28 | 5 | 1 | 1
11 | 28 | 6 | 1 | 1
11 | 28 | 7 | 1 | 1
11 | 28 | 8 | 1 | 1
11 | 28 | 9 | 1 | 1
11 | 28 | 10 | 1 | 1
11 | 28 | 11 | 1 | 1
11 | 28 | 12 | 1 | 1
11 | 28 | 13 | 1 | 1
11 | 28 | 14 | 1 | 1
11 | 28 | 15 | 1 | 1
11 | 28 | 16 | 1 | 1
11 | 28 | 17 | 1 | 1
11 | 28 | 18 | 1 | 1
11 | 28 | 19 | 1 | 1
11 | 28 | 20 | 1 | 1
11 | 28 | 21 | 1 | 1
11 | 28 | 22 | 1 | 1
11 | 28 | 23 | 1 | 1
11 | 28 | 24 | 1 | 1
11 | 29 | 1 | 1 | 1
11 | 29 | 2 | 1 | 1
11 | 29 | 3 | 1 | 1
11 | 29 | 4 | 1 | 1
11 | 29 | 5 | 1 | 1
11 | 29 | 6 | 1 | 1
11 | 29 | 7 | 1 | 1
11 | 29 | 8 | 1 | 1
11 | 29 | 9 | 1 | 1
11 | 29 | 10 | 1 | 1
11 | 29 | 11 | 1 | 1
11 | 29 | 12 | 1 | 1
11 | 29 | 13 | 1 | 1
11 | 29 | 14 | 1 | 1
11 | 29 | 15 | 1 | 1
11 | 29 | 16 | 1 | 1
11 | 29 | 17 | 1 | 1
11 | 29 | 18 | 1 | 1
11 | 29 | 19 | 1 | 1
11 | 29 | 20 | 1 | 1
11 | 29 | 21 | 1 | 1
11 | 29 | 22 | 1 | 1
11 | 29 | 23 | 1 | 1
11 | 29 | 24 | 1 | 1
11 | 30 | 1 | 1 | 1
11 | 30 | 2 | 1 | 1
11 | 30 | 3 | 1 | 1
11 | 30 | 4 | 1 | 1
11 | 30 | 5 | 1 | 1
11 | 30 | 6 | 1 | 1
11 | 30 | 7 | 1 | 1
11 | 30 | 8 | 1 | 1
11 | 30 | 9 | 1 | 1
11 | 30 | 10 | 1 | 1
11 | 30 | 11 | 1 | 1
11 | 30 | 12 | 1 | 1
11 | 30 | 13 | 1 | 1
11 | 30 | 14 | 1 | 1
11 | 30 | 15 | 1 | 1
11 | 30 | 16 | 1 | 1
11 | 30 | 17 | 1 | 1
11 | 30 | 18 | 1 | 1
11 | 30 | 19 | 1 | 1
11 | 30 | 20 | 1 | 1
11 | 30 | 21 | 1 | 1
11 | 30 | 22 | 1 | 1
11 | 30 | 23 | 1 | 1
11 | 30 | 24 | 1 | 1
12 | 1 | 1 | 1 | 1
12 | 1 | 2 | 1 | 1
12 | 1 | 3 | 1 | 1
12 | 1 | 4 | 1 | 1
12 | 1 | 5 | 1 | 1
12 | 1 | 6 | 1 | 1
12 | 1 | 7 | 1 | 1
12 | 1 | 8 | 1 | 1
12 | 1 | 9 | 1 | 1
12 | 1 | 10 | 1 | 1
12 | 1 | 11 | 1 | 1
12 | 1 | 12 | 1 | 1
12 | 1 | 13 | 1 | 1
12 | 1 | 14 | 1 | 1
12 | 1 | 15 | 1 | 1
12 | 1 | 16 | 1 | 1
12 | 1 | 17 | 1 | 1
12 | 1 | 18 | 1 | 1
12 | 1 | 19 | 1 | 1
12 | 1 | 20 | 1 | 1
12 | 1 | 21 | 1 | 1
12 | 1 | 22 | 1 | 1
12 | 1 | 23 | 1 | 1
12 | 1 | 24 | 1 | 1
12 | 2 | 1 | 0 | 1
12 | 2 | 2 | 0 | 1
12 | 2 | 3 | 0 | 1
12 | 2 | 4 | 0 | 1
12 | 2 | 5 | 0 | 1
12 | 2 | 6 | 0 | 1
12 | 2 | 7 | 0 | 1
12 | 2 | 8 | 0 | 1
12 | 2 | 9 | 0 | 1
12 | 2 | 10 | 0 | 1
12 | 2 | 11 | 0 | 1
12 | 2 | 12 | 0 | 1
12 | 2 | 13 | 0 | 1
12 | 2 | 14 | 0 | 1
12 | 2 | 15 | 0 | 1
12 | 2 | 16 | 0 | 1
12 | 2 | 17 | 0 | 1
12 | 2 | 18 | 0 | 1
12 | 2 | 19 | 0 | 1
12 | 2 | 20 | 0 | 1
12 | 2 | 21 | 0 | 1
12 | 2 | 22 | 0 | 1
12 | 2 | 23 | 0 | 1
12 | 2 | 24 | 0 | 1
12 | 3 | 1 | 0 | 1
12 | 3 | 2 | 0 | 1
12 | 3 | 3 | 0 | 1
12 | 3 | 4 | 0 | 1
12 | 3 | 5 | 0 | 1
12 | 3 | 6 | 0 | 1
12 | 3 | 7 | 0 | 1
12 | 3 | 8 | 0 | 1
12 | 3 | 9 | 0 | 1
12 | 3 | 10 | 0 | 1
12 | 3 | 11 | 0 | 1
12 | 3 | 12 | 0 | 1
12 | 3 | 13 | 0 | 1
12 | 3 | 14 | 0 | 1
12 | 3 | 15 | 0 | 1
12 | 3 | 16 | 0 | 1
12 | 3 | 17 | 0 | 1
12 | 3 | 18 | 0 | 1
12 | 3 | 19 | 0 | 1
12 | 3 | 20 | 0 | 1
12 | 3 | 21 | 0 | 1
12 | 3 | 22 | 0 | 1
12 | 3 | 23 | 0 | 1
12 | 3 | 24 | 0 | 1
12 | 4 | 1 | 1 | 1
12 | 4 | 2 | 1 | 1
12 | 4 | 3 | 1 | 1
12 | 4 | 4 | 1 | 1
12 | 4 | 5 | 1 | 1
12 | 4 | 6 | 1 | 1
12 | 4 | 7 | 1 | 1
12 | 4 | 8 | 1 | 1
12 | 4 | 9 | 1 | 1
12 | 4 | 10 | 1 | 1
12 | 4 | 11 | 1 | 1
12 | 4 | 12 | 1 | 1
12 | 4 | 13 | 1 | 1
12 | 4 | 14 | 1 | 1
12 | 4 | 15 | 1 | 1
12 | 4 | 16 | 1 | 1
12 | 4 | 17 | 1 | 1
12 | 4 | 18 | 1 | 1
12 | 4 | 19 | 1 | 1
12 | 4 | 20 | 1 | 1
12 | 4 | 21 | 1 | 1
12 | 4 | 22 | 1 | 1
12 | 4 | 23 | 1 | 1
12 | 4 | 24 | 1 | 1
12 | 5 | 1 | 1 | 1
12 | 5 | 2 | 1 | 1
12 | 5 | 3 | 1 | 1
12 | 5 | 4 | 1 | 1
12 | 5 | 5 | 1 | 1
12 | 5 | 6 | 1 | 1
12 | 5 | 7 | 1 | 1
12 | 5 | 8 | 1 | 1
12 | 5 | 9 | 1 | 1
12 | 5 | 10 | 1 | 1
12 | 5 | 11 | 1 | 1
12 | 5 | 12 | 1 | 1
12 | 5 | 13 | 1 | 1
12 | 5 | 14 | 1 | 1
12 | 5 | 15 | 1 | 1
12 | 5 | 16 | 1 | 1
12 | 5 | 17 | 1 | 1
12 | 5 | 18 | 1 | 1
12 | 5 | 19 | 1 | 1
12 | 5 | 20 | 1 | 1
12 | 5 | 21 | 1 | 1
12 | 5 | 22 | 1 | 1
12 | 5 | 23 | 1 | 1
12 | 5 | 24 | 1 | 1
12 | 6 | 1 | 1 | 1
12 | 6 | 2 | 1 | 1
12 | 6 | 3 | 1 | 1
12 | 6 | 4 | 1 | 1
12 | 6 | 5 | 1 | 1
12 | 6 | 6 | 1 | 1
12 | 6 | 7 | 1 | 1
12 | 6 | 8 | 1 | 1
12 | 6 | 9 | 1 | 1
12 | 6 | 10 | 1 | 1
12 | 6 | 11 | 1 | 1
12 | 6 | 12 | 1 | 1
12 | 6 | 13 | 1 | 1
12 | 6 | 14 | 1 | 1
12 | 6 | 15 | 1 | 1
12 | 6 | 16 | 1 | 1
12 | 6 | 17 | 1 | 1
12 | 6 | 18 | 1 | 1
12 | 6 | 19 | 1 | 1
12 | 6 | 20 | 1 | 1
12 | 6 | 21 | 1 | 1
12 | 6 | 22 | 1 | 1
12 | 6 | 23 | 1 | 1
12 | 6 | 24 | 1 | 1
12 | 7 | 1 | 1 | 1
12 | 7 | 2 | 1 | 1
12 | 7 | 3 | 1 | 1
12 | 7 | 4 | 1 | 1
12 | 7 | 5 | 1 | 1
12 | 7 | 6 | 1 | 1
12 | 7 | 7 | 1 | 1
12 | 7 | 8 | 1 | 1
12 | 7 | 9 | 1 | 1
12 | 7 | 10 | 1 | 1
12 | 7 | 11 | 1 | 1
12 | 7 | 12 | 1 | 1
12 | 7 | 13 | 1 | 1
12 | 7 | 14 | 1 | 1
12 | 7 | 15 | 1 | 1
12 | 7 | 16 | 1 | 1
12 | 7 | 17 | 1 | 1
12 | 7 | 18 | 1 | 1
12 | 7 | 19 | 1 | 1
12 | 7 | 20 | 1 | 1
12 | 7 | 21 | 1 | 1
12 | 7 | 22 | 1 | 1
12 | 7 | 23 | 1 | 1
12 | 7 | 24 | 1 | 1
12 | 8 | 1 | 1 | 1
12 | 8 | 2 | 1 | 1
12 | 8 | 3 | 1 | 1
12 | 8 | 4 | 1 | 1
12 | 8 | 5 | 1 | 1
12 | 8 | 6 | 1 | 1
12 | 8 | 7 | 1 | 1
12 | 8 | 8 | 1 | 1
12 | 8 | 9 | 1 | 1
12 | 8 | 10 | 1 | 1
12 | 8 | 11 | 1 | 1
12 | 8 | 12 | 1 | 1
12 | 8 | 13 | 1 | 1
12 | 8 | 14 | 1 | 1
12 | 8 | 15 | 1 | 1
12 | 8 | 16 | 1 | 1
12 | 8 | 17 | 1 | 1
12 | 8 | 18 | 1 | 1
12 | 8 | 19 | 1 | 1
12 | 8 | 20 | 1 | 1
12 | 8 | 21 | 1 | 1
12 | 8 | 22 | 1 | 1
12 | 8 | 23 | 1 | 1
12 | 8 | 24 | 1 | 1
12 | 9 | 1 | 0 | 1
12 | 9 | 2 | 0 | 1
12 | 9 | 3 | 0 | 1
12 | 9 | 4 | 0 | 1
12 | 9 | 5 | 0 | 1
12 | 9 | 6 | 0 | 1
12 | 9 | 7 | 0 | 1
12 | 9 | 8 | 0 | 1
12 | 9 | 9 | 0 | 1
12 | 9 | 10 | 0 | 1
12 | 9 | 11 | 0 | 1
12 | 9 | 12 | 0 | 1
12 | 9 | 13 | 0 | 1
12 | 9 | 14 | 0 | 1
12 | 9 | 15 | 0 | 1
12 | 9 | 16 | 0 | 1
12 | 9 | 17 | 0 | 1
12 | 9 | 18 | 0 | 1
12 | 9 | 19 | 0 | 1
12 | 9 | 20 | 0 | 1
12 | 9 | 21 | 0 | 1
12 | 9 | 22 | 0 | 1
12 | 9 | 23 | 0 | 1
12 | 9 | 24 | 0 | 1
12 | 10 | 1 | 0 | 1
12 | 10 | 2 | 0 | 1
12 | 10 | 3 | 0 | 1
12 | 10 | 4 | 0 | 1
12 | 10 | 5 | 0 | 1
12 | 10 | 6 | 0 | 1
12 | 10 | 7 | 0 | 1
12 | 10 | 8 | 0 | 1
12 | 10 | 9 | 0 | 1
12 | 10 | 10 | 0 | 1
12 | 10 | 11 | 0 | 1
12 | 10 | 12 | 0 | 1
12 | 10 | 13 | 0 | 1
12 | 10 | 14 | 0 | 1
12 | 10 | 15 | 0 | 1
12 | 10 | 16 | 0 | 1
12 | 10 | 17 | 0 | 1
12 | 10 | 18 | 0 | 1
12 | 10 | 19 | 0 | 1
12 | 10 | 20 | 0 | 1
12 | 10 | 21 | 0 | 1
12 | 10 | 22 | 0 | 1
12 | 10 | 23 | 0 | 1
12 | 10 | 24 | 0 | 1
12 | 11 | 1 | 1 | 1
12 | 11 | 2 | 1 | 1
12 | 11 | 3 | 1 | 1
12 | 11 | 4 | 1 | 1
12 | 11 | 5 | 1 | 1
12 | 11 | 6 | 1 | 1
12 | 11 | 7 | 1 | 1
12 | 11 | 8 | 1 | 1
12 | 11 | 9 | 1 | 1
12 | 11 | 10 | 1 | 1
12 | 11 | 11 | 1 | 1
12 | 11 | 12 | 1 | 1
12 | 11 | 13 | 1 | 1
12 | 11 | 14 | 1 | 1
12 | 11 | 15 | 1 | 1
12 | 11 | 16 | 1 | 1
12 | 11 | 17 | 1 | 1
12 | 11 | 18 | 1 | 1
12 | 11 | 19 | 1 | 1
12 | 11 | 20 | 1 | 1
12 | 11 | 21 | 1 | 1
12 | 11 | 22 | 1 | 1
12 | 11 | 23 | 1 | 1
12 | 11 | 24 | 1 | 1
12 | 12 | 1 | 1 | 1
12 | 12 | 2 | 1 | 1
12 | 12 | 3 | 1 | 1
12 | 12 | 4 | 1 | 1
12 | 12 | 5 | 1 | 1
12 | 12 | 6 | 1 | 1
12 | 12 | 7 | 1 | 1
12 | 12 | 8 | 1 | 1
12 | 12 | 9 | 1 | 1
12 | 12 | 10 | 1 | 1
12 | 12 | 11 | 1 | 1
12 | 12 | 12 | 1 | 1
12 | 12 | 13 | 1 | 1
12 | 12 | 14 | 1 | 1
12 | 12 | 15 | 1 | 1
12 | 12 | 16 | 1 | 1
12 | 12 | 17 | 1 | 1
12 | 12 | 18 | 1 | 1
12 | 12 | 19 | 1 | 1
12 | 12 | 20 | 1 | 1
12 | 12 | 21 | 1 | 1
12 | 12 | 22 | 1 | 1
12 | 12 | 23 | 1 | 1
12 | 12 | 24 | 1 | 1
12 | 13 | 1 | 1 | 1
12 | 13 | 2 | 1 | 1
12 | 13 | 3 | 1 | 1
12 | 13 | 4 | 1 | 1
12 | 13 | 5 | 1 | 1
12 | 13 | 6 | 1 | 1
12 | 13 | 7 | 1 | 1
12 | 13 | 8 | 1 | 1
12 | 13 | 9 | 1 | 1
12 | 13 | 10 | 1 | 1
12 | 13 | 11 | 1 | 1
12 | 13 | 12 | 1 | 1
12 | 13 | 13 | 1 | 1
12 | 13 | 14 | 1 | 1
12 | 13 | 15 | 1 | 1
12 | 13 | 16 | 1 | 1
12 | 13 | 17 | 1 | 1
12 | 13 | 18 | 1 | 1
12 | 13 | 19 | 1 | 1
12 | 13 | 20 | 1 | 1
12 | 13 | 21 | 1 | 1
12 | 13 | 22 | 1 | 1
12 | 13 | 23 | 1 | 1
12 | 13 | 24 | 1 | 1
12 | 14 | 1 | 1 | 1
12 | 14 | 2 | 1 | 1
12 | 14 | 3 | 1 | 1
12 | 14 | 4 | 1 | 1
12 | 14 | 5 | 1 | 1
12 | 14 | 6 | 1 | 1
12 | 14 | 7 | 1 | 1
12 | 14 | 8 | 1 | 1
12 | 14 | 9 | 1 | 1
12 | 14 | 10 | 1 | 1
12 | 14 | 11 | 1 | 1
12 | 14 | 12 | 1 | 1
12 | 14 | 13 | 1 | 1
12 | 14 | 14 | 1 | 1
12 | 14 | 15 | 1 | 1
12 | 14 | 16 | 1 | 1
12 | 14 | 17 | 1 | 1
12 | 14 | 18 | 1 | 1
12 | 14 | 19 | 1 | 1
12 | 14 | 20 | 1 | 1
12 | 14 | 21 | 1 | 1
12 | 14 | 22 | 1 | 1
12 | 14 | 23 | 1 | 1
12 | 14 | 24 | 1 | 1
12 | 15 | 1 | 1 | 1
12 | 15 | 2 | 1 | 1
12 | 15 | 3 | 1 | 1
12 | 15 | 4 | 1 | 1
12 | 15 | 5 | 1 | 1
12 | 15 | 6 | 1 | 1
12 | 15 | 7 | 1 | 1
12 | 15 | 8 | 1 | 1
12 | 15 | 9 | 1 | 1
12 | 15 | 10 | 1 | 1
12 | 15 | 11 | 1 | 1
12 | 15 | 12 | 1 | 1
12 | 15 | 13 | 1 | 1
12 | 15 | 14 | 1 | 1
12 | 15 | 15 | 1 | 1
12 | 15 | 16 | 1 | 1
12 | 15 | 17 | 1 | 1
12 | 15 | 18 | 1 | 1
12 | 15 | 19 | 1 | 1
12 | 15 | 20 | 1 | 1
12 | 15 | 21 | 1 | 1
12 | 15 | 22 | 1 | 1
12 | 15 | 23 | 1 | 1
12 | 15 | 24 | 1 | 1
12 | 16 | 1 | 0 | 1
12 | 16 | 2 | 0 | 1
12 | 16 | 3 | 0 | 1
12 | 16 | 4 | 0 | 1
12 | 16 | 5 | 0 | 1
12 | 16 | 6 | 0 | 1
12 | 16 | 7 | 0 | 1
12 | 16 | 8 | 0 | 1
12 | 16 | 9 | 0 | 1
12 | 16 | 10 | 0 | 1
12 | 16 | 11 | 0 | 1
12 | 16 | 12 | 0 | 1
12 | 16 | 13 | 0 | 1
12 | 16 | 14 | 0 | 1
12 | 16 | 15 | 0 | 1
12 | 16 | 16 | 0 | 1
12 | 16 | 17 | 0 | 1
12 | 16 | 18 | 0 | 1
12 | 16 | 19 | 0 | 1
12 | 16 | 20 | 0 | 1
12 | 16 | 21 | 0 | 1
12 | 16 | 22 | 0 | 1
12 | 16 | 23 | 0 | 1
12 | 16 | 24 | 0 | 1
12 | 17 | 1 | 0 | 1
12 | 17 | 2 | 0 | 1
12 | 17 | 3 | 0 | 1
12 | 17 | 4 | 0 | 1
12 | 17 | 5 | 0 | 1
12 | 17 | 6 | 0 | 1
12 | 17 | 7 | 0 | 1
12 | 17 | 8 | 0 | 1
12 | 17 | 9 | 0 | 1
12 | 17 | 10 | 0 | 1
12 | 17 | 11 | 0 | 1
12 | 17 | 12 | 0 | 1
12 | 17 | 13 | 0 | 1
12 | 17 | 14 | 0 | 1
12 | 17 | 15 | 0 | 1
12 | 17 | 16 | 0 | 1
12 | 17 | 17 | 0 | 1
12 | 17 | 18 | 0 | 1
12 | 17 | 19 | 0 | 1
12 | 17 | 20 | 0 | 1
12 | 17 | 21 | 0 | 1
12 | 17 | 22 | 0 | 1
12 | 17 | 23 | 0 | 1
12 | 17 | 24 | 0 | 1
12 | 18 | 1 | 1 | 1
12 | 18 | 2 | 1 | 1
12 | 18 | 3 | 1 | 1
12 | 18 | 4 | 1 | 1
12 | 18 | 5 | 1 | 1
12 | 18 | 6 | 1 | 1
12 | 18 | 7 | 1 | 1
12 | 18 | 8 | 1 | 1
12 | 18 | 9 | 1 | 1
12 | 18 | 10 | 1 | 1
12 | 18 | 11 | 1 | 1
12 | 18 | 12 | 1 | 1
12 | 18 | 13 | 1 | 1
12 | 18 | 14 | 1 | 1
12 | 18 | 15 | 1 | 1
12 | 18 | 16 | 1 | 1
12 | 18 | 17 | 1 | 1
12 | 18 | 18 | 1 | 1
12 | 18 | 19 | 1 | 1
12 | 18 | 20 | 1 | 1
12 | 18 | 21 | 1 | 1
12 | 18 | 22 | 1 | 1
12 | 18 | 23 | 1 | 1
12 | 18 | 24 | 1 | 1
12 | 19 | 1 | 1 | 1
12 | 19 | 2 | 1 | 1
12 | 19 | 3 | 1 | 1
12 | 19 | 4 | 1 | 1
12 | 19 | 5 | 1 | 1
12 | 19 | 6 | 1 | 1
12 | 19 | 7 | 1 | 1
12 | 19 | 8 | 1 | 1
12 | 19 | 9 | 1 | 1
12 | 19 | 10 | 1 | 1
12 | 19 | 11 | 1 | 1
12 | 19 | 12 | 1 | 1
12 | 19 | 13 | 1 | 1
12 | 19 | 14 | 1 | 1
12 | 19 | 15 | 1 | 1
12 | 19 | 16 | 1 | 1
12 | 19 | 17 | 1 | 1
12 | 19 | 18 | 1 | 1
12 | 19 | 19 | 1 | 1
12 | 19 | 20 | 1 | 1
12 | 19 | 21 | 1 | 1
12 | 19 | 22 | 1 | 1
12 | 19 | 23 | 1 | 1
12 | 19 | 24 | 1 | 1
12 | 20 | 1 | 1 | 1
12 | 20 | 2 | 1 | 1
12 | 20 | 3 | 1 | 1
12 | 20 | 4 | 1 | 1
12 | 20 | 5 | 1 | 1
12 | 20 | 6 | 1 | 1
12 | 20 | 7 | 1 | 1
12 | 20 | 8 | 1 | 1
12 | 20 | 9 | 1 | 1
12 | 20 | 10 | 1 | 1
12 | 20 | 11 | 1 | 1
12 | 20 | 12 | 1 | 1
12 | 20 | 13 | 1 | 1
12 | 20 | 14 | 1 | 1
12 | 20 | 15 | 1 | 1
12 | 20 | 16 | 1 | 1
12 | 20 | 17 | 1 | 1
12 | 20 | 18 | 1 | 1
12 | 20 | 19 | 1 | 1
12 | 20 | 20 | 1 | 1
12 | 20 | 21 | 1 | 1
12 | 20 | 22 | 1 | 1
12 | 20 | 23 | 1 | 1
12 | 20 | 24 | 1 | 1
12 | 21 | 1 | 1 | 1
12 | 21 | 2 | 1 | 1
12 | 21 | 3 | 1 | 1
12 | 21 | 4 | 1 | 1
12 | 21 | 5 | 1 | 1
12 | 21 | 6 | 1 | 1
12 | 21 | 7 | 1 | 1
12 | 21 | 8 | 1 | 1
12 | 21 | 9 | 1 | 1
12 | 21 | 10 | 1 | 1
12 | 21 | 11 | 1 | 1
12 | 21 | 12 | 1 | 1
12 | 21 | 13 | 1 | 1
12 | 21 | 14 | 1 | 1
12 | 21 | 15 | 1 | 1
12 | 21 | 16 | 1 | 1
12 | 21 | 17 | 1 | 1
12 | 21 | 18 | 1 | 1
12 | 21 | 19 | 1 | 1
12 | 21 | 20 | 1 | 1
12 | 21 | 21 | 1 | 1
12 | 21 | 22 | 1 | 1
12 | 21 | 23 | 1 | 1
12 | 21 | 24 | 1 | 1
12 | 22 | 1 | 1 | 1
12 | 22 | 2 | 1 | 1
12 | 22 | 3 | 1 | 1
12 | 22 | 4 | 1 | 1
12 | 22 | 5 | 1 | 1
12 | 22 | 6 | 1 | 1
12 | 22 | 7 | 1 | 1
12 | 22 | 8 | 1 | 1
12 | 22 | 9 | 1 | 1
12 | 22 | 10 | 1 | 1
12 | 22 | 11 | 1 | 1
12 | 22 | 12 | 1 | 1
12 | 22 | 13 | 1 | 1
12 | 22 | 14 | 1 | 1
12 | 22 | 15 | 1 | 1
12 | 22 | 16 | 1 | 1
12 | 22 | 17 | 1 | 1
12 | 22 | 18 | 1 | 1
12 | 22 | 19 | 1 | 1
12 | 22 | 20 | 1 | 1
12 | 22 | 21 | 1 | 1
12 | 22 | 22 | 1 | 1
12 | 22 | 23 | 1 | 1
12 | 22 | 24 | 1 | 1
12 | 23 | 1 | 0 | 1
12 | 23 | 2 | 0 | 1
12 | 23 | 3 | 0 | 1
12 | 23 | 4 | 0 | 1
12 | 23 | 5 | 0 | 1
12 | 23 | 6 | 0 | 1
12 | 23 | 7 | 0 | 1
12 | 23 | 8 | 0 | 1
12 | 23 | 9 | 0 | 1
12 | 23 | 10 | 0 | 1
12 | 23 | 11 | 0 | 1
12 | 23 | 12 | 0 | 1
12 | 23 | 13 | 0 | 1
12 | 23 | 14 | 0 | 1
12 | 23 | 15 | 0 | 1
12 | 23 | 16 | 0 | 1
12 | 23 | 17 | 0 | 1
12 | 23 | 18 | 0 | 1
12 | 23 | 19 | 0 | 1
12 | 23 | 20 | 0 | 1
12 | 23 | 21 | 0 | 1
12 | 23 | 22 | 0 | 1
12 | 23 | 23 | 0 | 1
12 | 23 | 24 | 0 | 1
12 | 24 | 1 | 0 | 1
12 | 24 | 2 | 0 | 1
12 | 24 | 3 | 0 | 1
12 | 24 | 4 | 0 | 1
12 | 24 | 5 | 0 | 1
12 | 24 | 6 | 0 | 1
12 | 24 | 7 | 0 | 1
12 | 24 | 8 | 0 | 1
12 | 24 | 9 | 0 | 1
12 | 24 | 10 | 0 | 1
12 | 24 | 11 | 0 | 1
12 | 24 | 12 | 0 | 1
12 | 24 | 13 | 0 | 1
12 | 24 | 14 | 0 | 1
12 | 24 | 15 | 0 | 1
12 | 24 | 16 | 0 | 1
12 | 24 | 17 | 0 | 1
12 | 24 | 18 | 0 | 1
12 | 24 | 19 | 0 | 1
12 | 24 | 20 | 0 | 1
12 | 24 | 21 | 0 | 1
12 | 24 | 22 | 0 | 1
12 | 24 | 23 | 0 | 1
12 | 24 | 24 | 0 | 1
12 | 25 | 1 | 1 | 1
12 | 25 | 2 | 1 | 1
12 | 25 | 3 | 1 | 1
12 | 25 | 4 | 1 | 1
12 | 25 | 5 | 1 | 1
12 | 25 | 6 | 1 | 1
12 | 25 | 7 | 1 | 1
12 | 25 | 8 | 1 | 1
12 | 25 | 9 | 1 | 1
12 | 25 | 10 | 1 | 1
12 | 25 | 11 | 1 | 1
12 | 25 | 12 | 1 | 1
12 | 25 | 13 | 1 | 1
12 | 25 | 14 | 1 | 1
12 | 25 | 15 | 1 | 1
12 | 25 | 16 | 1 | 1
12 | 25 | 17 | 1 | 1
12 | 25 | 18 | 1 | 1
12 | 25 | 19 | 1 | 1
12 | 25 | 20 | 1 | 1
12 | 25 | 21 | 1 | 1
12 | 25 | 22 | 1 | 1
12 | 25 | 23 | 1 | 1
12 | 25 | 24 | 1 | 1
12 | 26 | 1 | 1 | 1
12 | 26 | 2 | 1 | 1
12 | 26 | 3 | 1 | 1
12 | 26 | 4 | 1 | 1
12 | 26 | 5 | 1 | 1
12 | 26 | 6 | 1 | 1
12 | 26 | 7 | 1 | 1
12 | 26 | 8 | 1 | 1
12 | 26 | 9 | 1 | 1
12 | 26 | 10 | 1 | 1
12 | 26 | 11 | 1 | 1
12 | 26 | 12 | 1 | 1
12 | 26 | 13 | 1 | 1
12 | 26 | 14 | 1 | 1
12 | 26 | 15 | 1 | 1
12 | 26 | 16 | 1 | 1
12 | 26 | 17 | 1 | 1
12 | 26 | 18 | 1 | 1
12 | 26 | 19 | 1 | 1
12 | 26 | 20 | 1 | 1
12 | 26 | 21 | 1 | 1
12 | 26 | 22 | 1 | 1
12 | 26 | 23 | 1 | 1
12 | 26 | 24 | 1 | 1
12 | 27 | 1 | 1 | 1
12 | 27 | 2 | 1 | 1
12 | 27 | 3 | 1 | 1
12 | 27 | 4 | 1 | 1
12 | 27 | 5 | 1 | 1
12 | 27 | 6 | 1 | 1
12 | 27 | 7 | 1 | 1
12 | 27 | 8 | 1 | 1
12 | 27 | 9 | 1 | 1
12 | 27 | 10 | 1 | 1
12 | 27 | 11 | 1 | 1
12 | 27 | 12 | 1 | 1
12 | 27 | 13 | 1 | 1
12 | 27 | 14 | 1 | 1
12 | 27 | 15 | 1 | 1
12 | 27 | 16 | 1 | 1
12 | 27 | 17 | 1 | 1
12 | 27 | 18 | 1 | 1
12 | 27 | 19 | 1 | 1
12 | 27 | 20 | 1 | 1
12 | 27 | 21 | 1 | 1
12 | 27 | 22 | 1 | 1
12 | 27 | 23 | 1 | 1
12 | 27 | 24 | 1 | 1
12 | 28 | 1 | 1 | 1
12 | 28 | 2 | 1 | 1
12 | 28 | 3 | 1 | 1
12 | 28 | 4 | 1 | 1
12 | 28 | 5 | 1 | 1
12 | 28 | 6 | 1 | 1
12 | 28 | 7 | 1 | 1
12 | 28 | 8 | 1 | 1
12 | 28 | 9 | 1 | 1
12 | 28 | 10 | 1 | 1
12 | 28 | 11 | 1 | 1
12 | 28 | 12 | 1 | 1
12 | 28 | 13 | 1 | 1
12 | 28 | 14 | 1 | 1
12 | 28 | 15 | 1 | 1
12 | 28 | 16 | 1 | 1
12 | 28 | 17 | 1 | 1
12 | 28 | 18 | 1 | 1
12 | 28 | 19 | 1 | 1
12 | 28 | 20 | 1 | 1
12 | 28 | 21 | 1 | 1
12 | 28 | 22 | 1 | 1
12 | 28 | 23 | 1 | 1
12 | 28 | 24 | 1 | 1
12 | 29 | 1 | 1 | 1
12 | 29 | 2 | 1 | 1
12 | 29 | 3 | 1 | 1
12 | 29 | 4 | 1 | 1
12 | 29 | 5 | 1 | 1
12 | 29 | 6 | 1 | 1
12 | 29 | 7 | 1 | 1
12 | 29 | 8 | 1 | 1
12 | 29 | 9 | 1 | 1
12 | 29 | 10 | 1 | 1
12 | 29 | 11 | 1 | 1
12 | 29 | 12 | 1 | 1
12 | 29 | 13 | 1 | 1
12 | 29 | 14 | 1 | 1
12 | 29 | 15 | 1 | 1
12 | 29 | 16 | 1 | 1
12 | 29 | 17 | 1 | 1
12 | 29 | 18 | 1 | 1
12 | 29 | 19 | 1 | 1
12 | 29 | 20 | 1 | 1
12 | 29 | 21 | 1 | 1
12 | 29 | 22 | 1 | 1
12 | 29 | 23 | 1 | 1
12 | 29 | 24 | 1 | 1
12 | 30 | 1 | 0 | 1
12 | 30 | 2 | 0 | 1
12 | 30 | 3 | 0 | 1
12 | 30 | 4 | 0 | 1
12 | 30 | 5 | 0 | 1
12 | 30 | 6 | 0 | 1
12 | 30 | 7 | 0 | 1
12 | 30 | 8 | 0 | 1
12 | 30 | 9 | 0 | 1
12 | 30 | 10 | 0 | 1
12 | 30 | 11 | 0 | 1
12 | 30 | 12 | 0 | 1
12 | 30 | 13 | 0 | 1
12 | 30 | 14 | 0 | 1
12 | 30 | 15 | 0 | 1
12 | 30 | 16 | 0 | 1
12 | 30 | 17 | 0 | 1
12 | 30 | 18 | 0 | 1
12 | 30 | 19 | 0 | 1
12 | 30 | 20 | 0 | 1
12 | 30 | 21 | 0 | 1
12 | 30 | 22 | 0 | 1
12 | 30 | 23 | 0 | 1
12 | 30 | 24 | 0 | 1
12 | 31 | 1 | 0 | 1
12 | 31 | 2 | 0 | 1
12 | 31 | 3 | 0 | 1
12 | 31 | 4 | 0 | 1
12 | 31 | 5 | 0 | 1
12 | 31 | 6 | 0 | 1
12 | 31 | 7 | 0 | 1
12 | 31 | 8 | 0 | 1
12 | 31 | 9 | 0 | 1
12 | 31 | 10 | 0 | 1
12 | 31 | 11 | 0 | 1
12 | 31 | 12 | 0 | 1
12 | 31 | 13 | 0 | 1
12 | 31 | 14 | 0 | 1
12 | 31 | 15 | 0 | 1
12 | 31 | 16 | 0 | 1
12 | 31 | 17 | 0 | 1
12 | 31 | 18 | 0 | 1
12 | 31 | 19 | 0 | 1
12 | 31 | 20 | 0 | 1
12 | 31 | 21 | 0 | 1
12 | 31 | 22 | 0 | 1
12 | 31 | 23 | 0 | 1
12 | 31 | 24 | 0 | 1

## Calculations_15min_Table (hidden)
15min_Table
(for leap years, delete 02/29) |  |  |  | Hourly load profile | Calculate peak |  |  | 1 | 2 | 3 | 4 | 5 | 6 | 7 | 8 | 9 | 10 | 11 | 12 | 13 | 14 | 15 | 16 | 17 | 18 | 19 | 20 | 21 | 22 | 23 | 24
month | day | hour | weekday (=1) | kW |  |  | 1 | bar: 1 to 24
1 | 1 | 1 | 0 | 1 |  |  | 2 | bar: 1 to 24
1 | 1 | 2 | 0 | 1 |  |  | 3 | bar: 1 to 24
1 | 1 | 3 | 0 | 1 |  |  | 4 | bar: 1 to 24
1 | 1 | 4 | 0 | 1 |  |  | 5 | bar: 1 to 24
1 | 1 | 5 | 0 | 1 |  |  | 6 | bar: 1 to 24
1 | 1 | 6 | 0 | 1 |  |  | 7 | bar: 1 to 24
1 | 1 | 7 | 0 | 1 |  |  | 8 | bar: 1 to 24
1 | 1 | 8 | 0 | 1 |  |  | 9 | bar: 1 to 24
1 | 1 | 9 | 0 | 1 |  |  | 10 | bar: 1 to 24
1 | 1 | 10 | 0 | 1 |  |  | 11 | bar: 1 to 24
1 | 1 | 11 | 0 | 1 |  |  | 12 | bar: 1 to 24
1 | 1 | 12 | 0 | 1
1 | 1 | 13 | 0 | 1 | Calculate maximum (to maintain energy balance)
1 | 1 | 14 | 0 | 1 |  |  |  | 1 | 2 | 3 | 4 | 5 | 6 | 7 | 8 | 9 | 10 | 11 | 12 | 13 | 14 | 15 | 16 | 17 | 18 | 19 | 20 | 21 | 22 | 23 | 24
1 | 1 | 15 | 0 | 1 |  |  | 1 | bar: 1 to 24
1 | 1 | 16 | 0 | 1 |  |  | 2 | bar: 1 to 24
1 | 1 | 17 | 0 | 1 |  |  | 3 | bar: 1 to 24
1 | 1 | 18 | 0 | 1 |  |  | 4 | bar: 1 to 24
1 | 1 | 19 | 0 | 1 |  |  | 5 | bar: 1 to 24
1 | 1 | 20 | 0 | 1 |  |  | 6 | bar: 1 to 24
1 | 1 | 21 | 0 | 1 |  |  | 7 | bar: 1 to 24
1 | 1 | 22 | 0 | 1 |  |  | 8 | bar: 1 to 24
1 | 1 | 23 | 0 | 1 |  |  | 9 | bar: 1 to 24
1 | 1 | 24 | 0 | 1 |  |  | 10 | bar: 1 to 24
1 | 2 | 1 | 1 | 1 |  |  | 11 | bar: 1 to 24
1 | 2 | 2 | 1 | 1 |  |  | 12 | bar: 1 to 24
1 | 2 | 3 | 1 | 1
1 | 2 | 4 | 1 | 1 | Is max day a weekday? (1 = weekday)
1 | 2 | 5 | 1 | 1 | Weekend | Weekdays |  | 1 | 2 | 3 | 4 | 5 | 6 | 7 | 8 | 9 | 10 | 11 | 12 | 13 | 14 | 15 | 16 | 17 | 18 | 19 | 20 | 21 | 22 | 23 | 24
1 | 2 | 6 | 1 | 1 | 9 | 22 | 1 | 0 | 0 | 0 | 0 | 0 | 0 | 0 | 0 | 0 | 0 | 0 | 0 | 0 | 0 | 0 | 0 | 0 | 0 | 0 | 0 | 0 | 0 | 0 | 0
1 | 2 | 7 | 1 | 1 | 8 | 20 | 2 | bar: 1 to 24
1 | 2 | 8 | 1 | 1 | 8 | 23 | 3 | bar: 1 to 24
1 | 2 | 9 | 1 | 1 | 10 | 20 | 4 | 0 | 0 | 0 | 0 | 0 | 0 | 0 | 0 | 0 | 0 | 0 | 0 | 0 | 0 | 0 | 0 | 0 | 0 | 0 | 0 | 0 | 0 | 0 | 0
1 | 2 | 10 | 1 | 1 | 8 | 23 | 5 | bar: 1 to 24
1 | 2 | 11 | 1 | 1 | 8 | 22 | 6 | bar: 1 to 24
1 | 2 | 12 | 1 | 1 | 10 | 21 | 7 | 0 | 0 | 0 | 0 | 0 | 0 | 0 | 0 | 0 | 0 | 0 | 0 | 0 | 0 | 0 | 0 | 0 | 0 | 0 | 0 | 0 | 0 | 0 | 0
1 | 2 | 13 | 1 | 1 | 8 | 23 | 8 | bar: 1 to 24
1 | 2 | 14 | 1 | 1 | 9 | 21 | 9 | bar: 1 to 24
1 | 2 | 15 | 1 | 1 | 9 | 22 | 10 | 0 | 0 | 0 | 0 | 0 | 0 | 0 | 0 | 0 | 0 | 0 | 0 | 0 | 0 | 0 | 0 | 0 | 0 | 0 | 0 | 0 | 0 | 0 | 0
1 | 2 | 16 | 1 | 1 | 8 | 22 | 11 | bar: 1 to 24
1 | 2 | 17 | 1 | 1 | 10 | 21 | 12 | bar: 1 to 24
1 | 2 | 18 | 1 | 1
1 | 2 | 19 | 1 | 1 | Re-arrange load time series
1 | 2 | 20 | 1 | 1 | wd | month | day | 1 | 2 | 3 | 4 | 5 | 6 | 7 | 8 | 9 | 10 | 11 | 12 | 13 | 14 | 15 | 16 | 17 | 18 | 19 | 20 | 21 | 22 | 23 | 24
1 | 2 | 21 | 1 | 1 | 0 | 1 | 1 | bar: 1 to 24
1 | 2 | 22 | 1 | 1 | 1 | 1 | 2 | bar: 1 to 24
1 | 2 | 23 | 1 | 1 | 1 | 1 | 3 | bar: 1 to 24
1 | 2 | 24 | 1 | 1 | 1 | 1 | 4 | bar: 1 to 24
1 | 3 | 1 | 1 | 1 | 1 | 1 | 5 | bar: 1 to 24
1 | 3 | 2 | 1 | 1 | 1 | 1 | 6 | bar: 1 to 24
1 | 3 | 3 | 1 | 1 | 0 | 1 | 7 | bar: 1 to 24
1 | 3 | 4 | 1 | 1 | 0 | 1 | 8 | bar: 1 to 24
1 | 3 | 5 | 1 | 1 | 1 | 1 | 9 | bar: 1 to 24
1 | 3 | 6 | 1 | 1 | 1 | 1 | 10 | bar: 1 to 24
1 | 3 | 7 | 1 | 1 | 1 | 1 | 11 | bar: 1 to 24
1 | 3 | 8 | 1 | 1 | 1 | 1 | 12 | bar: 1 to 24
1 | 3 | 9 | 1 | 1 | 1 | 1 | 13 | bar: 1 to 24
1 | 3 | 10 | 1 | 1 | 0 | 1 | 14 | bar: 1 to 24
1 | 3 | 11 | 1 | 1 | 0 | 1 | 15 | bar: 1 to 24
1 | 3 | 12 | 1 | 1 | 1 | 1 | 16 | bar: 1 to 24
1 | 3 | 13 | 1 | 1 | 1 | 1 | 17 | bar: 1 to 24
1 | 3 | 14 | 1 | 1 | 1 | 1 | 18 | bar: 1 to 24
1 | 3 | 15 | 1 | 1 | 1 | 1 | 19 | bar: 1 to 24
1 | 3 | 16 | 1 | 1 | 1 | 1 | 20 | bar: 1 to 24
1 | 3 | 17 | 1 | 1 | 0 | 1 | 21 | bar: 1 to 24
1 | 3 | 18 | 1 | 1 | 0 | 1 | 22 | bar: 1 to 24
1 | 3 | 19 | 1 | 1 | 1 | 1 | 23 | bar: 1 to 24
1 | 3 | 20 | 1 | 1 | 1 | 1 | 24 | bar: 1 to 24
1 | 3 | 21 | 1 | 1 | 1 | 1 | 25 | bar: 1 to 24
1 | 3 | 22 | 1 | 1 | 1 | 1 | 26 | bar: 1 to 24
1 | 3 | 23 | 1 | 1 | 1 | 1 | 27 | bar: 1 to 24
1 | 3 | 24 | 1 | 1 | 0 | 1 | 28 | bar: 1 to 24
1 | 4 | 1 | 1 | 1 | 0 | 1 | 29 | bar: 1 to 24
1 | 4 | 2 | 1 | 1 | 1 | 1 | 30 | bar: 1 to 24
1 | 4 | 3 | 1 | 1 | 1 | 1 | 31 | bar: 1 to 24
1 | 4 | 4 | 1 | 1 | 1 | 2 | 1 | bar: 1 to 24
1 | 4 | 5 | 1 | 1 | 1 | 2 | 2 | bar: 1 to 24
1 | 4 | 6 | 1 | 1 | 1 | 2 | 3 | bar: 1 to 24
1 | 4 | 7 | 1 | 1 | 0 | 2 | 4 | bar: 1 to 24
1 | 4 | 8 | 1 | 1 | 0 | 2 | 5 | bar: 1 to 24
1 | 4 | 9 | 1 | 1 | 1 | 2 | 6 | bar: 1 to 24
1 | 4 | 10 | 1 | 1 | 1 | 2 | 7 | bar: 1 to 24
1 | 4 | 11 | 1 | 1 | 1 | 2 | 8 | bar: 1 to 24
1 | 4 | 12 | 1 | 1 | 1 | 2 | 9 | bar: 1 to 24
1 | 4 | 13 | 1 | 1 | 1 | 2 | 10 | bar: 1 to 24
1 | 4 | 14 | 1 | 1 | 0 | 2 | 11 | bar: 1 to 24
1 | 4 | 15 | 1 | 1 | 0 | 2 | 12 | bar: 1 to 24
1 | 4 | 16 | 1 | 1 | 1 | 2 | 13 | bar: 1 to 24
1 | 4 | 17 | 1 | 1 | 1 | 2 | 14 | bar: 1 to 24
1 | 4 | 18 | 1 | 1 | 1 | 2 | 15 | bar: 1 to 24
1 | 4 | 19 | 1 | 1 | 1 | 2 | 16 | bar: 1 to 24
1 | 4 | 20 | 1 | 1 | 1 | 2 | 17 | bar: 1 to 24
1 | 4 | 21 | 1 | 1 | 0 | 2 | 18 | bar: 1 to 24
1 | 4 | 22 | 1 | 1 | 0 | 2 | 19 | bar: 1 to 24
1 | 4 | 23 | 1 | 1 | 1 | 2 | 20 | bar: 1 to 24
1 | 4 | 24 | 1 | 1 | 1 | 2 | 21 | bar: 1 to 24
1 | 5 | 1 | 1 | 1 | 1 | 2 | 22 | bar: 1 to 24
1 | 5 | 2 | 1 | 1 | 1 | 2 | 23 | bar: 1 to 24
1 | 5 | 3 | 1 | 1 | 1 | 2 | 24 | bar: 1 to 24
1 | 5 | 4 | 1 | 1 | 0 | 2 | 25 | bar: 1 to 24
1 | 5 | 5 | 1 | 1 | 0 | 2 | 26 | bar: 1 to 24
1 | 5 | 6 | 1 | 1 | 1 | 2 | 27 | bar: 1 to 24
1 | 5 | 7 | 1 | 1 | 1 | 2 | 28 | bar: 1 to 24
1 | 5 | 8 | 1 | 1 | 1 | 3 | 1 | bar: 1 to 24
1 | 5 | 9 | 1 | 1 | 1 | 3 | 2 | bar: 1 to 24
1 | 5 | 10 | 1 | 1 | 1 | 3 | 3 | bar: 1 to 24
1 | 5 | 11 | 1 | 1 | 0 | 3 | 4 | bar: 1 to 24
1 | 5 | 12 | 1 | 1 | 0 | 3 | 5 | bar: 1 to 24
1 | 5 | 13 | 1 | 1 | 1 | 3 | 6 | bar: 1 to 24
1 | 5 | 14 | 1 | 1 | 1 | 3 | 7 | bar: 1 to 24
1 | 5 | 15 | 1 | 1 | 1 | 3 | 8 | bar: 1 to 24
1 | 5 | 16 | 1 | 1 | 1 | 3 | 9 | bar: 1 to 24
1 | 5 | 17 | 1 | 1 | 1 | 3 | 10 | bar: 1 to 24
1 | 5 | 18 | 1 | 1 | 0 | 3 | 11 | bar: 1 to 24
1 | 5 | 19 | 1 | 1 | 0 | 3 | 12 | bar: 1 to 24
1 | 5 | 20 | 1 | 1 | 1 | 3 | 13 | bar: 1 to 24
1 | 5 | 21 | 1 | 1 | 1 | 3 | 14 | bar: 1 to 24
1 | 5 | 22 | 1 | 1 | 1 | 3 | 15 | bar: 1 to 24
1 | 5 | 23 | 1 | 1 | 1 | 3 | 16 | bar: 1 to 24
1 | 5 | 24 | 1 | 1 | 1 | 3 | 17 | bar: 1 to 24
1 | 6 | 1 | 1 | 1 | 0 | 3 | 18 | bar: 1 to 24
1 | 6 | 2 | 1 | 1 | 0 | 3 | 19 | bar: 1 to 24
1 | 6 | 3 | 1 | 1 | 1 | 3 | 20 | bar: 1 to 24
1 | 6 | 4 | 1 | 1 | 1 | 3 | 21 | bar: 1 to 24
1 | 6 | 5 | 1 | 1 | 1 | 3 | 22 | bar: 1 to 24
1 | 6 | 6 | 1 | 1 | 1 | 3 | 23 | bar: 1 to 24
1 | 6 | 7 | 1 | 1 | 1 | 3 | 24 | bar: 1 to 24
1 | 6 | 8 | 1 | 1 | 0 | 3 | 25 | bar: 1 to 24
1 | 6 | 9 | 1 | 1 | 0 | 3 | 26 | bar: 1 to 24
1 | 6 | 10 | 1 | 1 | 1 | 3 | 27 | bar: 1 to 24
1 | 6 | 11 | 1 | 1 | 1 | 3 | 28 | bar: 1 to 24
1 | 6 | 12 | 1 | 1 | 1 | 3 | 29 | bar: 1 to 24
1 | 6 | 13 | 1 | 1 | 1 | 3 | 30 | bar: 1 to 24
1 | 6 | 14 | 1 | 1 | 1 | 3 | 31 | bar: 1 to 24
1 | 6 | 15 | 1 | 1 | 0 | 4 | 1 | bar: 1 to 24
1 | 6 | 16 | 1 | 1 | 0 | 4 | 2 | bar: 1 to 24
1 | 6 | 17 | 1 | 1 | 1 | 4 | 3 | bar: 1 to 24
1 | 6 | 18 | 1 | 1 | 1 | 4 | 4 | bar: 1 to 24
1 | 6 | 19 | 1 | 1 | 1 | 4 | 5 | bar: 1 to 24
1 | 6 | 20 | 1 | 1 | 1 | 4 | 6 | bar: 1 to 24
1 | 6 | 21 | 1 | 1 | 1 | 4 | 7 | bar: 1 to 24
1 | 6 | 22 | 1 | 1 | 0 | 4 | 8 | bar: 1 to 24
1 | 6 | 23 | 1 | 1 | 0 | 4 | 9 | bar: 1 to 24
1 | 6 | 24 | 1 | 1 | 1 | 4 | 10 | bar: 1 to 24
1 | 7 | 1 | 0 | 1 | 1 | 4 | 11 | bar: 1 to 24
1 | 7 | 2 | 0 | 1 | 1 | 4 | 12 | bar: 1 to 24
1 | 7 | 3 | 0 | 1 | 1 | 4 | 13 | bar: 1 to 24
1 | 7 | 4 | 0 | 1 | 1 | 4 | 14 | bar: 1 to 24
1 | 7 | 5 | 0 | 1 | 0 | 4 | 15 | bar: 1 to 24
1 | 7 | 6 | 0 | 1 | 0 | 4 | 16 | bar: 1 to 24
1 | 7 | 7 | 0 | 1 | 1 | 4 | 17 | bar: 1 to 24
1 | 7 | 8 | 0 | 1 | 1 | 4 | 18 | bar: 1 to 24
1 | 7 | 9 | 0 | 1 | 1 | 4 | 19 | bar: 1 to 24
1 | 7 | 10 | 0 | 1 | 1 | 4 | 20 | bar: 1 to 24
1 | 7 | 11 | 0 | 1 | 1 | 4 | 21 | bar: 1 to 24
1 | 7 | 12 | 0 | 1 | 0 | 4 | 22 | bar: 1 to 24
1 | 7 | 13 | 0 | 1 | 0 | 4 | 23 | bar: 1 to 24
1 | 7 | 14 | 0 | 1 | 1 | 4 | 24 | bar: 1 to 24
1 | 7 | 15 | 0 | 1 | 1 | 4 | 25 | bar: 1 to 24
1 | 7 | 16 | 0 | 1 | 1 | 4 | 26 | bar: 1 to 24
1 | 7 | 17 | 0 | 1 | 1 | 4 | 27 | bar: 1 to 24
1 | 7 | 18 | 0 | 1 | 1 | 4 | 28 | bar: 1 to 24
1 | 7 | 19 | 0 | 1 | 0 | 4 | 29 | bar: 1 to 24
1 | 7 | 20 | 0 | 1 | 0 | 4 | 30 | bar: 1 to 24
1 | 7 | 21 | 0 | 1 | 1 | 5 | 1 | bar: 1 to 24
1 | 7 | 22 | 0 | 1 | 1 | 5 | 2 | bar: 1 to 24
1 | 7 | 23 | 0 | 1 | 1 | 5 | 3 | bar: 1 to 24
1 | 7 | 24 | 0 | 1 | 1 | 5 | 4 | bar: 1 to 24
1 | 8 | 1 | 0 | 1 | 1 | 5 | 5 | bar: 1 to 24
1 | 8 | 2 | 0 | 1 | 0 | 5 | 6 | bar: 1 to 24
1 | 8 | 3 | 0 | 1 | 0 | 5 | 7 | bar: 1 to 24
1 | 8 | 4 | 0 | 1 | 1 | 5 | 8 | bar: 1 to 24
1 | 8 | 5 | 0 | 1 | 1 | 5 | 9 | bar: 1 to 24
1 | 8 | 6 | 0 | 1 | 1 | 5 | 10 | bar: 1 to 24
1 | 8 | 7 | 0 | 1 | 1 | 5 | 11 | bar: 1 to 24
1 | 8 | 8 | 0 | 1 | 1 | 5 | 12 | bar: 1 to 24
1 | 8 | 9 | 0 | 1 | 0 | 5 | 13 | bar: 1 to 24
1 | 8 | 10 | 0 | 1 | 0 | 5 | 14 | bar: 1 to 24
1 | 8 | 11 | 0 | 1 | 1 | 5 | 15 | bar: 1 to 24
1 | 8 | 12 | 0 | 1 | 1 | 5 | 16 | bar: 1 to 24
1 | 8 | 13 | 0 | 1 | 1 | 5 | 17 | bar: 1 to 24
1 | 8 | 14 | 0 | 1 | 1 | 5 | 18 | bar: 1 to 24
1 | 8 | 15 | 0 | 1 | 1 | 5 | 19 | bar: 1 to 24
1 | 8 | 16 | 0 | 1 | 0 | 5 | 20 | bar: 1 to 24
1 | 8 | 17 | 0 | 1 | 0 | 5 | 21 | bar: 1 to 24
1 | 8 | 18 | 0 | 1 | 1 | 5 | 22 | bar: 1 to 24
1 | 8 | 19 | 0 | 1 | 1 | 5 | 23 | bar: 1 to 24
1 | 8 | 20 | 0 | 1 | 1 | 5 | 24 | bar: 1 to 24
1 | 8 | 21 | 0 | 1 | 1 | 5 | 25 | bar: 1 to 24
1 | 8 | 22 | 0 | 1 | 1 | 5 | 26 | bar: 1 to 24
1 | 8 | 23 | 0 | 1 | 0 | 5 | 27 | bar: 1 to 24
1 | 8 | 24 | 0 | 1 | 0 | 5 | 28 | bar: 1 to 24
1 | 9 | 1 | 1 | 1 | 1 | 5 | 29 | bar: 1 to 24
1 | 9 | 2 | 1 | 1 | 1 | 5 | 30 | bar: 1 to 24
1 | 9 | 3 | 1 | 1 | 1 | 5 | 31 | bar: 1 to 24
1 | 9 | 4 | 1 | 1 | 1 | 6 | 1 | bar: 1 to 24
1 | 9 | 5 | 1 | 1 | 1 | 6 | 2 | bar: 1 to 24
1 | 9 | 6 | 1 | 1 | 0 | 6 | 3 | bar: 1 to 24
1 | 9 | 7 | 1 | 1 | 0 | 6 | 4 | bar: 1 to 24
1 | 9 | 8 | 1 | 1 | 1 | 6 | 5 | bar: 1 to 24
1 | 9 | 9 | 1 | 1 | 1 | 6 | 6 | bar: 1 to 24
1 | 9 | 10 | 1 | 1 | 1 | 6 | 7 | bar: 1 to 24
1 | 9 | 11 | 1 | 1 | 1 | 6 | 8 | bar: 1 to 24
1 | 9 | 12 | 1 | 1 | 1 | 6 | 9 | bar: 1 to 24
1 | 9 | 13 | 1 | 1 | 0 | 6 | 10 | bar: 1 to 24
1 | 9 | 14 | 1 | 1 | 0 | 6 | 11 | bar: 1 to 24
1 | 9 | 15 | 1 | 1 | 1 | 6 | 12 | bar: 1 to 24
1 | 9 | 16 | 1 | 1 | 1 | 6 | 13 | bar: 1 to 24
1 | 9 | 17 | 1 | 1 | 1 | 6 | 14 | bar: 1 to 24
1 | 9 | 18 | 1 | 1 | 1 | 6 | 15 | bar: 1 to 24
1 | 9 | 19 | 1 | 1 | 1 | 6 | 16 | bar: 1 to 24
1 | 9 | 20 | 1 | 1 | 0 | 6 | 17 | bar: 1 to 24
1 | 9 | 21 | 1 | 1 | 0 | 6 | 18 | bar: 1 to 24
1 | 9 | 22 | 1 | 1 | 1 | 6 | 19 | bar: 1 to 24
1 | 9 | 23 | 1 | 1 | 1 | 6 | 20 | bar: 1 to 24
1 | 9 | 24 | 1 | 1 | 1 | 6 | 21 | bar: 1 to 24
1 | 10 | 1 | 1 | 1 | 1 | 6 | 22 | bar: 1 to 24
1 | 10 | 2 | 1 | 1 | 1 | 6 | 23 | bar: 1 to 24
1 | 10 | 3 | 1 | 1 | 0 | 6 | 24 | bar: 1 to 24
1 | 10 | 4 | 1 | 1 | 0 | 6 | 25 | bar: 1 to 24
1 | 10 | 5 | 1 | 1 | 1 | 6 | 26 | bar: 1 to 24
1 | 10 | 6 | 1 | 1 | 1 | 6 | 27 | bar: 1 to 24
1 | 10 | 7 | 1 | 1 | 1 | 6 | 28 | bar: 1 to 24
1 | 10 | 8 | 1 | 1 | 1 | 6 | 29 | bar: 1 to 24
1 | 10 | 9 | 1 | 1 | 1 | 6 | 30 | bar: 1 to 24
1 | 10 | 10 | 1 | 1 | 0 | 7 | 1 | bar: 1 to 24
1 | 10 | 11 | 1 | 1 | 0 | 7 | 2 | bar: 1 to 24
1 | 10 | 12 | 1 | 1 | 1 | 7 | 3 | bar: 1 to 24
1 | 10 | 13 | 1 | 1 | 1 | 7 | 4 | bar: 1 to 24
1 | 10 | 14 | 1 | 1 | 1 | 7 | 5 | bar: 1 to 24
1 | 10 | 15 | 1 | 1 | 1 | 7 | 6 | bar: 1 to 24
1 | 10 | 16 | 1 | 1 | 1 | 7 | 7 | bar: 1 to 24
1 | 10 | 17 | 1 | 1 | 0 | 7 | 8 | bar: 1 to 24
1 | 10 | 18 | 1 | 1 | 0 | 7 | 9 | bar: 1 to 24
1 | 10 | 19 | 1 | 1 | 1 | 7 | 10 | bar: 1 to 24
1 | 10 | 20 | 1 | 1 | 1 | 7 | 11 | bar: 1 to 24
1 | 10 | 21 | 1 | 1 | 1 | 7 | 12 | bar: 1 to 24
1 | 10 | 22 | 1 | 1 | 1 | 7 | 13 | bar: 1 to 24
1 | 10 | 23 | 1 | 1 | 1 | 7 | 14 | bar: 1 to 24
1 | 10 | 24 | 1 | 1 | 0 | 7 | 15 | bar: 1 to 24
1 | 11 | 1 | 1 | 1 | 0 | 7 | 16 | bar: 1 to 24
1 | 11 | 2 | 1 | 1 | 1 | 7 | 17 | bar: 1 to 24
1 | 11 | 3 | 1 | 1 | 1 | 7 | 18 | bar: 1 to 24
1 | 11 | 4 | 1 | 1 | 1 | 7 | 19 | bar: 1 to 24
1 | 11 | 5 | 1 | 1 | 1 | 7 | 20 | bar: 1 to 24
1 | 11 | 6 | 1 | 1 | 1 | 7 | 21 | bar: 1 to 24
1 | 11 | 7 | 1 | 1 | 0 | 7 | 22 | bar: 1 to 24
1 | 11 | 8 | 1 | 1 | 0 | 7 | 23 | bar: 1 to 24
1 | 11 | 9 | 1 | 1 | 1 | 7 | 24 | bar: 1 to 24
1 | 11 | 10 | 1 | 1 | 1 | 7 | 25 | bar: 1 to 24
1 | 11 | 11 | 1 | 1 | 1 | 7 | 26 | bar: 1 to 24
1 | 11 | 12 | 1 | 1 | 1 | 7 | 27 | bar: 1 to 24
1 | 11 | 13 | 1 | 1 | 1 | 7 | 28 | bar: 1 to 24
1 | 11 | 14 | 1 | 1 | 0 | 7 | 29 | bar: 1 to 24
1 | 11 | 15 | 1 | 1 | 0 | 7 | 30 | bar: 1 to 24
1 | 11 | 16 | 1 | 1 | 1 | 7 | 31 | bar: 1 to 24
1 | 11 | 17 | 1 | 1 | 1 | 8 | 1 | bar: 1 to 24
1 | 11 | 18 | 1 | 1 | 1 | 8 | 2 | bar: 1 to 24
1 | 11 | 19 | 1 | 1 | 1 | 8 | 3 | bar: 1 to 24
1 | 11 | 20 | 1 | 1 | 1 | 8 | 4 | bar: 1 to 24
1 | 11 | 21 | 1 | 1 | 0 | 8 | 5 | bar: 1 to 24
1 | 11 | 22 | 1 | 1 | 0 | 8 | 6 | bar: 1 to 24
1 | 11 | 23 | 1 | 1 | 1 | 8 | 7 | bar: 1 to 24
1 | 11 | 24 | 1 | 1 | 1 | 8 | 8 | bar: 1 to 24
1 | 12 | 1 | 1 | 1 | 1 | 8 | 9 | bar: 1 to 24
1 | 12 | 2 | 1 | 1 | 1 | 8 | 10 | bar: 1 to 24
1 | 12 | 3 | 1 | 1 | 1 | 8 | 11 | bar: 1 to 24
1 | 12 | 4 | 1 | 1 | 0 | 8 | 12 | bar: 1 to 24
1 | 12 | 5 | 1 | 1 | 0 | 8 | 13 | bar: 1 to 24
1 | 12 | 6 | 1 | 1 | 1 | 8 | 14 | bar: 1 to 24
1 | 12 | 7 | 1 | 1 | 1 | 8 | 15 | bar: 1 to 24
1 | 12 | 8 | 1 | 1 | 1 | 8 | 16 | bar: 1 to 24
1 | 12 | 9 | 1 | 1 | 1 | 8 | 17 | bar: 1 to 24
1 | 12 | 10 | 1 | 1 | 1 | 8 | 18 | bar: 1 to 24
1 | 12 | 11 | 1 | 1 | 0 | 8 | 19 | bar: 1 to 24
1 | 12 | 12 | 1 | 1 | 0 | 8 | 20 | bar: 1 to 24
1 | 12 | 13 | 1 | 1 | 1 | 8 | 21 | bar: 1 to 24
1 | 12 | 14 | 1 | 1 | 1 | 8 | 22 | bar: 1 to 24
1 | 12 | 15 | 1 | 1 | 1 | 8 | 23 | bar: 1 to 24
1 | 12 | 16 | 1 | 1 | 1 | 8 | 24 | bar: 1 to 24
1 | 12 | 17 | 1 | 1 | 1 | 8 | 25 | bar: 1 to 24
1 | 12 | 18 | 1 | 1 | 0 | 8 | 26 | bar: 1 to 24
1 | 12 | 19 | 1 | 1 | 0 | 8 | 27 | bar: 1 to 24
1 | 12 | 20 | 1 | 1 | 1 | 8 | 28 | bar: 1 to 24
1 | 12 | 21 | 1 | 1 | 1 | 8 | 29 | bar: 1 to 24
1 | 12 | 22 | 1 | 1 | 1 | 8 | 30 | bar: 1 to 24
1 | 12 | 23 | 1 | 1 | 1 | 8 | 31 | bar: 1 to 24
1 | 12 | 24 | 1 | 1 | 1 | 9 | 1 | bar: 1 to 24
1 | 13 | 1 | 1 | 1 | 0 | 9 | 2 | bar: 1 to 24
1 | 13 | 2 | 1 | 1 | 0 | 9 | 3 | bar: 1 to 24
1 | 13 | 3 | 1 | 1 | 1 | 9 | 4 | bar: 1 to 24
1 | 13 | 4 | 1 | 1 | 1 | 9 | 5 | bar: 1 to 24
1 | 13 | 5 | 1 | 1 | 1 | 9 | 6 | bar: 1 to 24
1 | 13 | 6 | 1 | 1 | 1 | 9 | 7 | bar: 1 to 24
1 | 13 | 7 | 1 | 1 | 1 | 9 | 8 | bar: 1 to 24
1 | 13 | 8 | 1 | 1 | 0 | 9 | 9 | bar: 1 to 24
1 | 13 | 9 | 1 | 1 | 0 | 9 | 10 | bar: 1 to 24
1 | 13 | 10 | 1 | 1 | 1 | 9 | 11 | bar: 1 to 24
1 | 13 | 11 | 1 | 1 | 1 | 9 | 12 | bar: 1 to 24
1 | 13 | 12 | 1 | 1 | 1 | 9 | 13 | bar: 1 to 24
1 | 13 | 13 | 1 | 1 | 1 | 9 | 14 | bar: 1 to 24
1 | 13 | 14 | 1 | 1 | 1 | 9 | 15 | bar: 1 to 24
1 | 13 | 15 | 1 | 1 | 0 | 9 | 16 | bar: 1 to 24
1 | 13 | 16 | 1 | 1 | 0 | 9 | 17 | bar: 1 to 24
1 | 13 | 17 | 1 | 1 | 1 | 9 | 18 | bar: 1 to 24
1 | 13 | 18 | 1 | 1 | 1 | 9 | 19 | bar: 1 to 24
1 | 13 | 19 | 1 | 1 | 1 | 9 | 20 | bar: 1 to 24
1 | 13 | 20 | 1 | 1 | 1 | 9 | 21 | bar: 1 to 24
1 | 13 | 21 | 1 | 1 | 1 | 9 | 22 | bar: 1 to 24
1 | 13 | 22 | 1 | 1 | 0 | 9 | 23 | bar: 1 to 24
1 | 13 | 23 | 1 | 1 | 0 | 9 | 24 | bar: 1 to 24
1 | 13 | 24 | 1 | 1 | 1 | 9 | 25 | bar: 1 to 24
1 | 14 | 1 | 0 | 1 | 1 | 9 | 26 | bar: 1 to 24
1 | 14 | 2 | 0 | 1 | 1 | 9 | 27 | bar: 1 to 24
1 | 14 | 3 | 0 | 1 | 1 | 9 | 28 | bar: 1 to 24
1 | 14 | 4 | 0 | 1 | 1 | 9 | 29 | bar: 1 to 24
1 | 14 | 5 | 0 | 1 | 0 | 9 | 30 | bar: 1 to 24
1 | 14 | 6 | 0 | 1 | 0 | 10 | 1 | bar: 1 to 24
1 | 14 | 7 | 0 | 1 | 1 | 10 | 2 | bar: 1 to 24
1 | 14 | 8 | 0 | 1 | 1 | 10 | 3 | bar: 1 to 24
1 | 14 | 9 | 0 | 1 | 1 | 10 | 4 | bar: 1 to 24
1 | 14 | 10 | 0 | 1 | 1 | 10 | 5 | bar: 1 to 24
1 | 14 | 11 | 0 | 1 | 1 | 10 | 6 | bar: 1 to 24
1 | 14 | 12 | 0 | 1 | 0 | 10 | 7 | bar: 1 to 24
1 | 14 | 13 | 0 | 1 | 0 | 10 | 8 | bar: 1 to 24
1 | 14 | 14 | 0 | 1 | 1 | 10 | 9 | bar: 1 to 24
1 | 14 | 15 | 0 | 1 | 1 | 10 | 10 | bar: 1 to 24
1 | 14 | 16 | 0 | 1 | 1 | 10 | 11 | bar: 1 to 24
1 | 14 | 17 | 0 | 1 | 1 | 10 | 12 | bar: 1 to 24
1 | 14 | 18 | 0 | 1 | 1 | 10 | 13 | bar: 1 to 24
1 | 14 | 19 | 0 | 1 | 0 | 10 | 14 | bar: 1 to 24
1 | 14 | 20 | 0 | 1 | 0 | 10 | 15 | bar: 1 to 24
1 | 14 | 21 | 0 | 1 | 1 | 10 | 16 | bar: 1 to 24
1 | 14 | 22 | 0 | 1 | 1 | 10 | 17 | bar: 1 to 24
1 | 14 | 23 | 0 | 1 | 1 | 10 | 18 | bar: 1 to 24
1 | 14 | 24 | 0 | 1 | 1 | 10 | 19 | bar: 1 to 24
1 | 15 | 1 | 0 | 1 | 1 | 10 | 20 | bar: 1 to 24
1 | 15 | 2 | 0 | 1 | 0 | 10 | 21 | bar: 1 to 24
1 | 15 | 3 | 0 | 1 | 0 | 10 | 22 | bar: 1 to 24
1 | 15 | 4 | 0 | 1 | 1 | 10 | 23 | bar: 1 to 24
1 | 15 | 5 | 0 | 1 | 1 | 10 | 24 | bar: 1 to 24
1 | 15 | 6 | 0 | 1 | 1 | 10 | 25 | bar: 1 to 24
1 | 15 | 7 | 0 | 1 | 1 | 10 | 26 | bar: 1 to 24
1 | 15 | 8 | 0 | 1 | 1 | 10 | 27 | bar: 1 to 24
1 | 15 | 9 | 0 | 1 | 0 | 10 | 28 | bar: 1 to 24
1 | 15 | 10 | 0 | 1 | 0 | 10 | 29 | bar: 1 to 24
1 | 15 | 11 | 0 | 1 | 1 | 10 | 30 | bar: 1 to 24
1 | 15 | 12 | 0 | 1 | 1 | 10 | 31 | bar: 1 to 24
1 | 15 | 13 | 0 | 1 | 1 | 11 | 1 | bar: 1 to 24
1 | 15 | 14 | 0 | 1 | 1 | 11 | 2 | bar: 1 to 24
1 | 15 | 15 | 0 | 1 | 1 | 11 | 3 | bar: 1 to 24
1 | 15 | 16 | 0 | 1 | 0 | 11 | 4 | bar: 1 to 24
1 | 15 | 17 | 0 | 1 | 0 | 11 | 5 | bar: 1 to 24
1 | 15 | 18 | 0 | 1 | 1 | 11 | 6 | bar: 1 to 24
1 | 15 | 19 | 0 | 1 | 1 | 11 | 7 | bar: 1 to 24
1 | 15 | 20 | 0 | 1 | 1 | 11 | 8 | bar: 1 to 24
1 | 15 | 21 | 0 | 1 | 1 | 11 | 9 | bar: 1 to 24
1 | 15 | 22 | 0 | 1 | 1 | 11 | 10 | bar: 1 to 24
1 | 15 | 23 | 0 | 1 | 0 | 11 | 11 | bar: 1 to 24
1 | 15 | 24 | 0 | 1 | 0 | 11 | 12 | bar: 1 to 24
1 | 16 | 1 | 1 | 1 | 1 | 11 | 13 | bar: 1 to 24
1 | 16 | 2 | 1 | 1 | 1 | 11 | 14 | bar: 1 to 24
1 | 16 | 3 | 1 | 1 | 1 | 11 | 15 | bar: 1 to 24
1 | 16 | 4 | 1 | 1 | 1 | 11 | 16 | bar: 1 to 24
1 | 16 | 5 | 1 | 1 | 1 | 11 | 17 | bar: 1 to 24
1 | 16 | 6 | 1 | 1 | 0 | 11 | 18 | bar: 1 to 24
1 | 16 | 7 | 1 | 1 | 0 | 11 | 19 | bar: 1 to 24
1 | 16 | 8 | 1 | 1 | 1 | 11 | 20 | bar: 1 to 24
1 | 16 | 9 | 1 | 1 | 1 | 11 | 21 | bar: 1 to 24
1 | 16 | 10 | 1 | 1 | 1 | 11 | 22 | bar: 1 to 24
1 | 16 | 11 | 1 | 1 | 1 | 11 | 23 | bar: 1 to 24
1 | 16 | 12 | 1 | 1 | 1 | 11 | 24 | bar: 1 to 24
1 | 16 | 13 | 1 | 1 | 0 | 11 | 25 | bar: 1 to 24
1 | 16 | 14 | 1 | 1 | 0 | 11 | 26 | bar: 1 to 24
1 | 16 | 15 | 1 | 1 | 1 | 11 | 27 | bar: 1 to 24
1 | 16 | 16 | 1 | 1 | 1 | 11 | 28 | bar: 1 to 24
1 | 16 | 17 | 1 | 1 | 1 | 11 | 29 | bar: 1 to 24
1 | 16 | 18 | 1 | 1 | 1 | 11 | 30 | bar: 1 to 24
1 | 16 | 19 | 1 | 1 | 1 | 12 | 1 | bar: 1 to 24
1 | 16 | 20 | 1 | 1 | 0 | 12 | 2 | bar: 1 to 24
1 | 16 | 21 | 1 | 1 | 0 | 12 | 3 | bar: 1 to 24
1 | 16 | 22 | 1 | 1 | 1 | 12 | 4 | bar: 1 to 24
1 | 16 | 23 | 1 | 1 | 1 | 12 | 5 | bar: 1 to 24
1 | 16 | 24 | 1 | 1 | 1 | 12 | 6 | bar: 1 to 24
1 | 17 | 1 | 1 | 1 | 1 | 12 | 7 | bar: 1 to 24
1 | 17 | 2 | 1 | 1 | 1 | 12 | 8 | bar: 1 to 24
1 | 17 | 3 | 1 | 1 | 0 | 12 | 9 | bar: 1 to 24
1 | 17 | 4 | 1 | 1 | 0 | 12 | 10 | bar: 1 to 24
1 | 17 | 5 | 1 | 1 | 1 | 12 | 11 | bar: 1 to 24
1 | 17 | 6 | 1 | 1 | 1 | 12 | 12 | bar: 1 to 24
1 | 17 | 7 | 1 | 1 | 1 | 12 | 13 | bar: 1 to 24
1 | 17 | 8 | 1 | 1 | 1 | 12 | 14 | bar: 1 to 24
1 | 17 | 9 | 1 | 1 | 1 | 12 | 15 | bar: 1 to 24
1 | 17 | 10 | 1 | 1 | 0 | 12 | 16 | bar: 1 to 24
1 | 17 | 11 | 1 | 1 | 0 | 12 | 17 | bar: 1 to 24
1 | 17 | 12 | 1 | 1 | 1 | 12 | 18 | bar: 1 to 24
1 | 17 | 13 | 1 | 1 | 1 | 12 | 19 | bar: 1 to 24
1 | 17 | 14 | 1 | 1 | 1 | 12 | 20 | bar: 1 to 24
1 | 17 | 15 | 1 | 1 | 1 | 12 | 21 | bar: 1 to 24
1 | 17 | 16 | 1 | 1 | 1 | 12 | 22 | bar: 1 to 24
1 | 17 | 17 | 1 | 1 | 0 | 12 | 23 | bar: 1 to 24
1 | 17 | 18 | 1 | 1 | 0 | 12 | 24 | bar: 1 to 24
1 | 17 | 19 | 1 | 1 | 1 | 12 | 25 | bar: 1 to 24
1 | 17 | 20 | 1 | 1 | 1 | 12 | 26 | bar: 1 to 24
1 | 17 | 21 | 1 | 1 | 1 | 12 | 27 | bar: 1 to 24
1 | 17 | 22 | 1 | 1 | 1 | 12 | 28 | bar: 1 to 24
1 | 17 | 23 | 1 | 1 | 1 | 12 | 29 | bar: 1 to 24
1 | 17 | 24 | 1 | 1 | 0 | 12 | 30 | bar: 1 to 24
1 | 18 | 1 | 1 | 1 | 0 | 12 | 31 | bar: 1 to 24
1 | 18 | 2 | 1 | 1
1 | 18 | 3 | 1 | 1
1 | 18 | 4 | 1 | 1
1 | 18 | 5 | 1 | 1
1 | 18 | 6 | 1 | 1
1 | 18 | 7 | 1 | 1
1 | 18 | 8 | 1 | 1
1 | 18 | 9 | 1 | 1
1 | 18 | 10 | 1 | 1
1 | 18 | 11 | 1 | 1
1 | 18 | 12 | 1 | 1
1 | 18 | 13 | 1 | 1
1 | 18 | 14 | 1 | 1
1 | 18 | 15 | 1 | 1
1 | 18 | 16 | 1 | 1
1 | 18 | 17 | 1 | 1
1 | 18 | 18 | 1 | 1
1 | 18 | 19 | 1 | 1
1 | 18 | 20 | 1 | 1
1 | 18 | 21 | 1 | 1
1 | 18 | 22 | 1 | 1
1 | 18 | 23 | 1 | 1
1 | 18 | 24 | 1 | 1
1 | 19 | 1 | 1 | 1
1 | 19 | 2 | 1 | 1
1 | 19 | 3 | 1 | 1
1 | 19 | 4 | 1 | 1
1 | 19 | 5 | 1 | 1
1 | 19 | 6 | 1 | 1
1 | 19 | 7 | 1 | 1
1 | 19 | 8 | 1 | 1
1 | 19 | 9 | 1 | 1
1 | 19 | 10 | 1 | 1
1 | 19 | 11 | 1 | 1
1 | 19 | 12 | 1 | 1
1 | 19 | 13 | 1 | 1
1 | 19 | 14 | 1 | 1
1 | 19 | 15 | 1 | 1
1 | 19 | 16 | 1 | 1
1 | 19 | 17 | 1 | 1
1 | 19 | 18 | 1 | 1
1 | 19 | 19 | 1 | 1
1 | 19 | 20 | 1 | 1
1 | 19 | 21 | 1 | 1
1 | 19 | 22 | 1 | 1
1 | 19 | 23 | 1 | 1
1 | 19 | 24 | 1 | 1
1 | 20 | 1 | 1 | 1
1 | 20 | 2 | 1 | 1
1 | 20 | 3 | 1 | 1
1 | 20 | 4 | 1 | 1
1 | 20 | 5 | 1 | 1
1 | 20 | 6 | 1 | 1
1 | 20 | 7 | 1 | 1
1 | 20 | 8 | 1 | 1
1 | 20 | 9 | 1 | 1
1 | 20 | 10 | 1 | 1
1 | 20 | 11 | 1 | 1
1 | 20 | 12 | 1 | 1
1 | 20 | 13 | 1 | 1
1 | 20 | 14 | 1 | 1
1 | 20 | 15 | 1 | 1
1 | 20 | 16 | 1 | 1
1 | 20 | 17 | 1 | 1
1 | 20 | 18 | 1 | 1
1 | 20 | 19 | 1 | 1
1 | 20 | 20 | 1 | 1
1 | 20 | 21 | 1 | 1
1 | 20 | 22 | 1 | 1
1 | 20 | 23 | 1 | 1
1 | 20 | 24 | 1 | 1
1 | 21 | 1 | 0 | 1
1 | 21 | 2 | 0 | 1
1 | 21 | 3 | 0 | 1
1 | 21 | 4 | 0 | 1
1 | 21 | 5 | 0 | 1
1 | 21 | 6 | 0 | 1
1 | 21 | 7 | 0 | 1
1 | 21 | 8 | 0 | 1
1 | 21 | 9 | 0 | 1
1 | 21 | 10 | 0 | 1
1 | 21 | 11 | 0 | 1
1 | 21 | 12 | 0 | 1
1 | 21 | 13 | 0 | 1
1 | 21 | 14 | 0 | 1
1 | 21 | 15 | 0 | 1
1 | 21 | 16 | 0 | 1
1 | 21 | 17 | 0 | 1
1 | 21 | 18 | 0 | 1
1 | 21 | 19 | 0 | 1
1 | 21 | 20 | 0 | 1
1 | 21 | 21 | 0 | 1
1 | 21 | 22 | 0 | 1
1 | 21 | 23 | 0 | 1
1 | 21 | 24 | 0 | 1
1 | 22 | 1 | 0 | 1
1 | 22 | 2 | 0 | 1
1 | 22 | 3 | 0 | 1
1 | 22 | 4 | 0 | 1
1 | 22 | 5 | 0 | 1
1 | 22 | 6 | 0 | 1
1 | 22 | 7 | 0 | 1
1 | 22 | 8 | 0 | 1
1 | 22 | 9 | 0 | 1
1 | 22 | 10 | 0 | 1
1 | 22 | 11 | 0 | 1
1 | 22 | 12 | 0 | 1
1 | 22 | 13 | 0 | 1
1 | 22 | 14 | 0 | 1
1 | 22 | 15 | 0 | 1
1 | 22 | 16 | 0 | 1
1 | 22 | 17 | 0 | 1
1 | 22 | 18 | 0 | 1
1 | 22 | 19 | 0 | 1
1 | 22 | 20 | 0 | 1
1 | 22 | 21 | 0 | 1
1 | 22 | 22 | 0 | 1
1 | 22 | 23 | 0 | 1
1 | 22 | 24 | 0 | 1
1 | 23 | 1 | 1 | 1
1 | 23 | 2 | 1 | 1
1 | 23 | 3 | 1 | 1
1 | 23 | 4 | 1 | 1
1 | 23 | 5 | 1 | 1
1 | 23 | 6 | 1 | 1
1 | 23 | 7 | 1 | 1
1 | 23 | 8 | 1 | 1
1 | 23 | 9 | 1 | 1
1 | 23 | 10 | 1 | 1
1 | 23 | 11 | 1 | 1
1 | 23 | 12 | 1 | 1
1 | 23 | 13 | 1 | 1
1 | 23 | 14 | 1 | 1
1 | 23 | 15 | 1 | 1
1 | 23 | 16 | 1 | 1
1 | 23 | 17 | 1 | 1
1 | 23 | 18 | 1 | 1
1 | 23 | 19 | 1 | 1
1 | 23 | 20 | 1 | 1
1 | 23 | 21 | 1 | 1
1 | 23 | 22 | 1 | 1
1 | 23 | 23 | 1 | 1
1 | 23 | 24 | 1 | 1
1 | 24 | 1 | 1 | 1
1 | 24 | 2 | 1 | 1
1 | 24 | 3 | 1 | 1
1 | 24 | 4 | 1 | 1
1 | 24 | 5 | 1 | 1
1 | 24 | 6 | 1 | 1
1 | 24 | 7 | 1 | 1
1 | 24 | 8 | 1 | 1
1 | 24 | 9 | 1 | 1
1 | 24 | 10 | 1 | 1
1 | 24 | 11 | 1 | 1
1 | 24 | 12 | 1 | 1
1 | 24 | 13 | 1 | 1
1 | 24 | 14 | 1 | 1
1 | 24 | 15 | 1 | 1
1 | 24 | 16 | 1 | 1
1 | 24 | 17 | 1 | 1
1 | 24 | 18 | 1 | 1
1 | 24 | 19 | 1 | 1
1 | 24 | 20 | 1 | 1
1 | 24 | 21 | 1 | 1
1 | 24 | 22 | 1 | 1
1 | 24 | 23 | 1 | 1
1 | 24 | 24 | 1 | 1
1 | 25 | 1 | 1 | 1
1 | 25 | 2 | 1 | 1
1 | 25 | 3 | 1 | 1
1 | 25 | 4 | 1 | 1
1 | 25 | 5 | 1 | 1
1 | 25 | 6 | 1 | 1
1 | 25 | 7 | 1 | 1
1 | 25 | 8 | 1 | 1
1 | 25 | 9 | 1 | 1
1 | 25 | 10 | 1 | 1
1 | 25 | 11 | 1 | 1
1 | 25 | 12 | 1 | 1
1 | 25 | 13 | 1 | 1
1 | 25 | 14 | 1 | 1
1 | 25 | 15 | 1 | 1
1 | 25 | 16 | 1 | 1
1 | 25 | 17 | 1 | 1
1 | 25 | 18 | 1 | 1
1 | 25 | 19 | 1 | 1
1 | 25 | 20 | 1 | 1
1 | 25 | 21 | 1 | 1
1 | 25 | 22 | 1 | 1
1 | 25 | 23 | 1 | 1
1 | 25 | 24 | 1 | 1
1 | 26 | 1 | 1 | 1
1 | 26 | 2 | 1 | 1
1 | 26 | 3 | 1 | 1
1 | 26 | 4 | 1 | 1
1 | 26 | 5 | 1 | 1
1 | 26 | 6 | 1 | 1
1 | 26 | 7 | 1 | 1
1 | 26 | 8 | 1 | 1
1 | 26 | 9 | 1 | 1
1 | 26 | 10 | 1 | 1
1 | 26 | 11 | 1 | 1
1 | 26 | 12 | 1 | 1
1 | 26 | 13 | 1 | 1
1 | 26 | 14 | 1 | 1
1 | 26 | 15 | 1 | 1
1 | 26 | 16 | 1 | 1
1 | 26 | 17 | 1 | 1
1 | 26 | 18 | 1 | 1
1 | 26 | 19 | 1 | 1
1 | 26 | 20 | 1 | 1
1 | 26 | 21 | 1 | 1
1 | 26 | 22 | 1 | 1
1 | 26 | 23 | 1 | 1
1 | 26 | 24 | 1 | 1
1 | 27 | 1 | 1 | 1
1 | 27 | 2 | 1 | 1
1 | 27 | 3 | 1 | 1
1 | 27 | 4 | 1 | 1
1 | 27 | 5 | 1 | 1
1 | 27 | 6 | 1 | 1
1 | 27 | 7 | 1 | 1
1 | 27 | 8 | 1 | 1
1 | 27 | 9 | 1 | 1
1 | 27 | 10 | 1 | 1
1 | 27 | 11 | 1 | 1
1 | 27 | 12 | 1 | 1
1 | 27 | 13 | 1 | 1
1 | 27 | 14 | 1 | 1
1 | 27 | 15 | 1 | 1
1 | 27 | 16 | 1 | 1
1 | 27 | 17 | 1 | 1
1 | 27 | 18 | 1 | 1
1 | 27 | 19 | 1 | 1
1 | 27 | 20 | 1 | 1
1 | 27 | 21 | 1 | 1
1 | 27 | 22 | 1 | 1
1 | 27 | 23 | 1 | 1
1 | 27 | 24 | 1 | 1
1 | 28 | 1 | 0 | 1
1 | 28 | 2 | 0 | 1
1 | 28 | 3 | 0 | 1
1 | 28 | 4 | 0 | 1
1 | 28 | 5 | 0 | 1
1 | 28 | 6 | 0 | 1
1 | 28 | 7 | 0 | 1
1 | 28 | 8 | 0 | 1
1 | 28 | 9 | 0 | 1
1 | 28 | 10 | 0 | 1
1 | 28 | 11 | 0 | 1
1 | 28 | 12 | 0 | 1
1 | 28 | 13 | 0 | 1
1 | 28 | 14 | 0 | 1
1 | 28 | 15 | 0 | 1
1 | 28 | 16 | 0 | 1
1 | 28 | 17 | 0 | 1
1 | 28 | 18 | 0 | 1
1 | 28 | 19 | 0 | 1
1 | 28 | 20 | 0 | 1
1 | 28 | 21 | 0 | 1
1 | 28 | 22 | 0 | 1
1 | 28 | 23 | 0 | 1
1 | 28 | 24 | 0 | 1
1 | 29 | 1 | 0 | 1
1 | 29 | 2 | 0 | 1
1 | 29 | 3 | 0 | 1
1 | 29 | 4 | 0 | 1
1 | 29 | 5 | 0 | 1
1 | 29 | 6 | 0 | 1
1 | 29 | 7 | 0 | 1
1 | 29 | 8 | 0 | 1
1 | 29 | 9 | 0 | 1
1 | 29 | 10 | 0 | 1
1 | 29 | 11 | 0 | 1
1 | 29 | 12 | 0 | 1
1 | 29 | 13 | 0 | 1
1 | 29 | 14 | 0 | 1
1 | 29 | 15 | 0 | 1
1 | 29 | 16 | 0 | 1
1 | 29 | 17 | 0 | 1
1 | 29 | 18 | 0 | 1
1 | 29 | 19 | 0 | 1
1 | 29 | 20 | 0 | 1
1 | 29 | 21 | 0 | 1
1 | 29 | 22 | 0 | 1
1 | 29 | 23 | 0 | 1
1 | 29 | 24 | 0 | 1
1 | 30 | 1 | 1 | 1
1 | 30 | 2 | 1 | 1
1 | 30 | 3 | 1 | 1
1 | 30 | 4 | 1 | 1
1 | 30 | 5 | 1 | 1
1 | 30 | 6 | 1 | 1
1 | 30 | 7 | 1 | 1
1 | 30 | 8 | 1 | 1
1 | 30 | 9 | 1 | 1
1 | 30 | 10 | 1 | 1
1 | 30 | 11 | 1 | 1
1 | 30 | 12 | 1 | 1
1 | 30 | 13 | 1 | 1
1 | 30 | 14 | 1 | 1
1 | 30 | 15 | 1 | 1
1 | 30 | 16 | 1 | 1
1 | 30 | 17 | 1 | 1
1 | 30 | 18 | 1 | 1
1 | 30 | 19 | 1 | 1
1 | 30 | 20 | 1 | 1
1 | 30 | 21 | 1 | 1
1 | 30 | 22 | 1 | 1
1 | 30 | 23 | 1 | 1
1 | 30 | 24 | 1 | 1
1 | 31 | 1 | 1 | 1
1 | 31 | 2 | 1 | 1
1 | 31 | 3 | 1 | 1
1 | 31 | 4 | 1 | 1
1 | 31 | 5 | 1 | 1
1 | 31 | 6 | 1 | 1
1 | 31 | 7 | 1 | 1
1 | 31 | 8 | 1 | 1
1 | 31 | 9 | 1 | 1
1 | 31 | 10 | 1 | 1
1 | 31 | 11 | 1 | 1
1 | 31 | 12 | 1 | 1
1 | 31 | 13 | 1 | 1
1 | 31 | 14 | 1 | 1
1 | 31 | 15 | 1 | 1
1 | 31 | 16 | 1 | 1
1 | 31 | 17 | 1 | 1
1 | 31 | 18 | 1 | 1
1 | 31 | 19 | 1 | 1
1 | 31 | 20 | 1 | 1
1 | 31 | 21 | 1 | 1
1 | 31 | 22 | 1 | 1
1 | 31 | 23 | 1 | 1
1 | 31 | 24 | 1 | 1
2 | 1 | 1 | 1 | 1
2 | 1 | 2 | 1 | 1
2 | 1 | 3 | 1 | 1
2 | 1 | 4 | 1 | 1
2 | 1 | 5 | 1 | 1
2 | 1 | 6 | 1 | 1
2 | 1 | 7 | 1 | 1
2 | 1 | 8 | 1 | 1
2 | 1 | 9 | 1 | 1
2 | 1 | 10 | 1 | 1
2 | 1 | 11 | 1 | 1
2 | 1 | 12 | 1 | 1
2 | 1 | 13 | 1 | 1
2 | 1 | 14 | 1 | 1
2 | 1 | 15 | 1 | 1
2 | 1 | 16 | 1 | 1
2 | 1 | 17 | 1 | 1
2 | 1 | 18 | 1 | 1
2 | 1 | 19 | 1 | 1
2 | 1 | 20 | 1 | 1
2 | 1 | 21 | 1 | 1
2 | 1 | 22 | 1 | 1
2 | 1 | 23 | 1 | 1
2 | 1 | 24 | 1 | 1
2 | 2 | 1 | 1 | 1
2 | 2 | 2 | 1 | 1
2 | 2 | 3 | 1 | 1
2 | 2 | 4 | 1 | 1
2 | 2 | 5 | 1 | 1
2 | 2 | 6 | 1 | 1
2 | 2 | 7 | 1 | 1
2 | 2 | 8 | 1 | 1
2 | 2 | 9 | 1 | 1
2 | 2 | 10 | 1 | 1
2 | 2 | 11 | 1 | 1
2 | 2 | 12 | 1 | 1
2 | 2 | 13 | 1 | 1
2 | 2 | 14 | 1 | 1
2 | 2 | 15 | 1 | 1
2 | 2 | 16 | 1 | 1
2 | 2 | 17 | 1 | 1
2 | 2 | 18 | 1 | 1
2 | 2 | 19 | 1 | 1
2 | 2 | 20 | 1 | 1
2 | 2 | 21 | 1 | 1
2 | 2 | 22 | 1 | 1
2 | 2 | 23 | 1 | 1
2 | 2 | 24 | 1 | 1
2 | 3 | 1 | 1 | 1
2 | 3 | 2 | 1 | 1
2 | 3 | 3 | 1 | 1
2 | 3 | 4 | 1 | 1
2 | 3 | 5 | 1 | 1
2 | 3 | 6 | 1 | 1
2 | 3 | 7 | 1 | 1
2 | 3 | 8 | 1 | 1
2 | 3 | 9 | 1 | 1
2 | 3 | 10 | 1 | 1
2 | 3 | 11 | 1 | 1
2 | 3 | 12 | 1 | 1
2 | 3 | 13 | 1 | 1
2 | 3 | 14 | 1 | 1
2 | 3 | 15 | 1 | 1
2 | 3 | 16 | 1 | 1
2 | 3 | 17 | 1 | 1
2 | 3 | 18 | 1 | 1
2 | 3 | 19 | 1 | 1
2 | 3 | 20 | 1 | 1
2 | 3 | 21 | 1 | 1
2 | 3 | 22 | 1 | 1
2 | 3 | 23 | 1 | 1
2 | 3 | 24 | 1 | 1
2 | 4 | 1 | 0 | 1
2 | 4 | 2 | 0 | 1
2 | 4 | 3 | 0 | 1
2 | 4 | 4 | 0 | 1
2 | 4 | 5 | 0 | 1
2 | 4 | 6 | 0 | 1
2 | 4 | 7 | 0 | 1
2 | 4 | 8 | 0 | 1
2 | 4 | 9 | 0 | 1
2 | 4 | 10 | 0 | 1
2 | 4 | 11 | 0 | 1
2 | 4 | 12 | 0 | 1
2 | 4 | 13 | 0 | 1
2 | 4 | 14 | 0 | 1
2 | 4 | 15 | 0 | 1
2 | 4 | 16 | 0 | 1
2 | 4 | 17 | 0 | 1
2 | 4 | 18 | 0 | 1
2 | 4 | 19 | 0 | 1
2 | 4 | 20 | 0 | 1
2 | 4 | 21 | 0 | 1
2 | 4 | 22 | 0 | 1
2 | 4 | 23 | 0 | 1
2 | 4 | 24 | 0 | 1
2 | 5 | 1 | 0 | 1
2 | 5 | 2 | 0 | 1
2 | 5 | 3 | 0 | 1
2 | 5 | 4 | 0 | 1
2 | 5 | 5 | 0 | 1
2 | 5 | 6 | 0 | 1
2 | 5 | 7 | 0 | 1
2 | 5 | 8 | 0 | 1
2 | 5 | 9 | 0 | 1
2 | 5 | 10 | 0 | 1
2 | 5 | 11 | 0 | 1
2 | 5 | 12 | 0 | 1
2 | 5 | 13 | 0 | 1
2 | 5 | 14 | 0 | 1
2 | 5 | 15 | 0 | 1
2 | 5 | 16 | 0 | 1
2 | 5 | 17 | 0 | 1
2 | 5 | 18 | 0 | 1
2 | 5 | 19 | 0 | 1
2 | 5 | 20 | 0 | 1
2 | 5 | 21 | 0 | 1
2 | 5 | 22 | 0 | 1
2 | 5 | 23 | 0 | 1
2 | 5 | 24 | 0 | 1
2 | 6 | 1 | 1 | 1
2 | 6 | 2 | 1 | 1
2 | 6 | 3 | 1 | 1
2 | 6 | 4 | 1 | 1
2 | 6 | 5 | 1 | 1
2 | 6 | 6 | 1 | 1
2 | 6 | 7 | 1 | 1
2 | 6 | 8 | 1 | 1
2 | 6 | 9 | 1 | 1
2 | 6 | 10 | 1 | 1
2 | 6 | 11 | 1 | 1
2 | 6 | 12 | 1 | 1
2 | 6 | 13 | 1 | 1
2 | 6 | 14 | 1 | 1
2 | 6 | 15 | 1 | 1
2 | 6 | 16 | 1 | 1
2 | 6 | 17 | 1 | 1
2 | 6 | 18 | 1 | 1
2 | 6 | 19 | 1 | 1
2 | 6 | 20 | 1 | 1
2 | 6 | 21 | 1 | 1
2 | 6 | 22 | 1 | 1
2 | 6 | 23 | 1 | 1
2 | 6 | 24 | 1 | 1
2 | 7 | 1 | 1 | 1
2 | 7 | 2 | 1 | 1
2 | 7 | 3 | 1 | 1
2 | 7 | 4 | 1 | 1
2 | 7 | 5 | 1 | 1
2 | 7 | 6 | 1 | 1
2 | 7 | 7 | 1 | 1
2 | 7 | 8 | 1 | 1
2 | 7 | 9 | 1 | 1
2 | 7 | 10 | 1 | 1
2 | 7 | 11 | 1 | 1
2 | 7 | 12 | 1 | 1
2 | 7 | 13 | 1 | 1
2 | 7 | 14 | 1 | 1
2 | 7 | 15 | 1 | 1
2 | 7 | 16 | 1 | 1
2 | 7 | 17 | 1 | 1
2 | 7 | 18 | 1 | 1
2 | 7 | 19 | 1 | 1
2 | 7 | 20 | 1 | 1
2 | 7 | 21 | 1 | 1
2 | 7 | 22 | 1 | 1
2 | 7 | 23 | 1 | 1
2 | 7 | 24 | 1 | 1
2 | 8 | 1 | 1 | 1
2 | 8 | 2 | 1 | 1
2 | 8 | 3 | 1 | 1
2 | 8 | 4 | 1 | 1
2 | 8 | 5 | 1 | 1
2 | 8 | 6 | 1 | 1
2 | 8 | 7 | 1 | 1
2 | 8 | 8 | 1 | 1
2 | 8 | 9 | 1 | 1
2 | 8 | 10 | 1 | 1
2 | 8 | 11 | 1 | 1
2 | 8 | 12 | 1 | 1
2 | 8 | 13 | 1 | 1
2 | 8 | 14 | 1 | 1
2 | 8 | 15 | 1 | 1
2 | 8 | 16 | 1 | 1
2 | 8 | 17 | 1 | 1
2 | 8 | 18 | 1 | 1
2 | 8 | 19 | 1 | 1
2 | 8 | 20 | 1 | 1
2 | 8 | 21 | 1 | 1
2 | 8 | 22 | 1 | 1
2 | 8 | 23 | 1 | 1
2 | 8 | 24 | 1 | 1
2 | 9 | 1 | 1 | 1
2 | 9 | 2 | 1 | 1
2 | 9 | 3 | 1 | 1
2 | 9 | 4 | 1 | 1
2 | 9 | 5 | 1 | 1
2 | 9 | 6 | 1 | 1
2 | 9 | 7 | 1 | 1
2 | 9 | 8 | 1 | 1
2 | 9 | 9 | 1 | 1
2 | 9 | 10 | 1 | 1
2 | 9 | 11 | 1 | 1
2 | 9 | 12 | 1 | 1
2 | 9 | 13 | 1 | 1
2 | 9 | 14 | 1 | 1
2 | 9 | 15 | 1 | 1
2 | 9 | 16 | 1 | 1
2 | 9 | 17 | 1 | 1
2 | 9 | 18 | 1 | 1
2 | 9 | 19 | 1 | 1
2 | 9 | 20 | 1 | 1
2 | 9 | 21 | 1 | 1
2 | 9 | 22 | 1 | 1
2 | 9 | 23 | 1 | 1
2 | 9 | 24 | 1 | 1
2 | 10 | 1 | 1 | 1
2 | 10 | 2 | 1 | 1
2 | 10 | 3 | 1 | 1
2 | 10 | 4 | 1 | 1
2 | 10 | 5 | 1 | 1
2 | 10 | 6 | 1 | 1
2 | 10 | 7 | 1 | 1
2 | 10 | 8 | 1 | 1
2 | 10 | 9 | 1 | 1
2 | 10 | 10 | 1 | 1
2 | 10 | 11 | 1 | 1
2 | 10 | 12 | 1 | 1
2 | 10 | 13 | 1 | 1
2 | 10 | 14 | 1 | 1
2 | 10 | 15 | 1 | 1
2 | 10 | 16 | 1 | 1
2 | 10 | 17 | 1 | 1
2 | 10 | 18 | 1 | 1
2 | 10 | 19 | 1 | 1
2 | 10 | 20 | 1 | 1
2 | 10 | 21 | 1 | 1
2 | 10 | 22 | 1 | 1
2 | 10 | 23 | 1 | 1
2 | 10 | 24 | 1 | 1
2 | 11 | 1 | 0 | 1
2 | 11 | 2 | 0 | 1
2 | 11 | 3 | 0 | 1
2 | 11 | 4 | 0 | 1
2 | 11 | 5 | 0 | 1
2 | 11 | 6 | 0 | 1
2 | 11 | 7 | 0 | 1
2 | 11 | 8 | 0 | 1
2 | 11 | 9 | 0 | 1
2 | 11 | 10 | 0 | 1
2 | 11 | 11 | 0 | 1
2 | 11 | 12 | 0 | 1
2 | 11 | 13 | 0 | 1
2 | 11 | 14 | 0 | 1
2 | 11 | 15 | 0 | 1
2 | 11 | 16 | 0 | 1
2 | 11 | 17 | 0 | 1
2 | 11 | 18 | 0 | 1
2 | 11 | 19 | 0 | 1
2 | 11 | 20 | 0 | 1
2 | 11 | 21 | 0 | 1
2 | 11 | 22 | 0 | 1
2 | 11 | 23 | 0 | 1
2 | 11 | 24 | 0 | 1
2 | 12 | 1 | 0 | 1
2 | 12 | 2 | 0 | 1
2 | 12 | 3 | 0 | 1
2 | 12 | 4 | 0 | 1
2 | 12 | 5 | 0 | 1
2 | 12 | 6 | 0 | 1
2 | 12 | 7 | 0 | 1
2 | 12 | 8 | 0 | 1
2 | 12 | 9 | 0 | 1
2 | 12 | 10 | 0 | 1
2 | 12 | 11 | 0 | 1
2 | 12 | 12 | 0 | 1
2 | 12 | 13 | 0 | 1
2 | 12 | 14 | 0 | 1
2 | 12 | 15 | 0 | 1
2 | 12 | 16 | 0 | 1
2 | 12 | 17 | 0 | 1
2 | 12 | 18 | 0 | 1
2 | 12 | 19 | 0 | 1
2 | 12 | 20 | 0 | 1
2 | 12 | 21 | 0 | 1
2 | 12 | 22 | 0 | 1
2 | 12 | 23 | 0 | 1
2 | 12 | 24 | 0 | 1
2 | 13 | 1 | 1 | 1
2 | 13 | 2 | 1 | 1
2 | 13 | 3 | 1 | 1
2 | 13 | 4 | 1 | 1
2 | 13 | 5 | 1 | 1
2 | 13 | 6 | 1 | 1
2 | 13 | 7 | 1 | 1
2 | 13 | 8 | 1 | 1
2 | 13 | 9 | 1 | 1
2 | 13 | 10 | 1 | 1
2 | 13 | 11 | 1 | 1
2 | 13 | 12 | 1 | 1
2 | 13 | 13 | 1 | 1
2 | 13 | 14 | 1 | 1
2 | 13 | 15 | 1 | 1
2 | 13 | 16 | 1 | 1
2 | 13 | 17 | 1 | 1
2 | 13 | 18 | 1 | 1
2 | 13 | 19 | 1 | 1
2 | 13 | 20 | 1 | 1
2 | 13 | 21 | 1 | 1
2 | 13 | 22 | 1 | 1
2 | 13 | 23 | 1 | 1
2 | 13 | 24 | 1 | 1
2 | 14 | 1 | 1 | 1
2 | 14 | 2 | 1 | 1
2 | 14 | 3 | 1 | 1
2 | 14 | 4 | 1 | 1
2 | 14 | 5 | 1 | 1
2 | 14 | 6 | 1 | 1
2 | 14 | 7 | 1 | 1
2 | 14 | 8 | 1 | 1
2 | 14 | 9 | 1 | 1
2 | 14 | 10 | 1 | 1
2 | 14 | 11 | 1 | 1
2 | 14 | 12 | 1 | 1
2 | 14 | 13 | 1 | 1
2 | 14 | 14 | 1 | 1
2 | 14 | 15 | 1 | 1
2 | 14 | 16 | 1 | 1
2 | 14 | 17 | 1 | 1
2 | 14 | 18 | 1 | 1
2 | 14 | 19 | 1 | 1
2 | 14 | 20 | 1 | 1
2 | 14 | 21 | 1 | 1
2 | 14 | 22 | 1 | 1
2 | 14 | 23 | 1 | 1
2 | 14 | 24 | 1 | 1
2 | 15 | 1 | 1 | 1
2 | 15 | 2 | 1 | 1
2 | 15 | 3 | 1 | 1
2 | 15 | 4 | 1 | 1
2 | 15 | 5 | 1 | 1
2 | 15 | 6 | 1 | 1
2 | 15 | 7 | 1 | 1
2 | 15 | 8 | 1 | 1
2 | 15 | 9 | 1 | 1
2 | 15 | 10 | 1 | 1
2 | 15 | 11 | 1 | 1
2 | 15 | 12 | 1 | 1
2 | 15 | 13 | 1 | 1
2 | 15 | 14 | 1 | 1
2 | 15 | 15 | 1 | 1
2 | 15 | 16 | 1 | 1
2 | 15 | 17 | 1 | 1
2 | 15 | 18 | 1 | 1
2 | 15 | 19 | 1 | 1
2 | 15 | 20 | 1 | 1
2 | 15 | 21 | 1 | 1
2 | 15 | 22 | 1 | 1
2 | 15 | 23 | 1 | 1
2 | 15 | 24 | 1 | 1
2 | 16 | 1 | 1 | 1
2 | 16 | 2 | 1 | 1
2 | 16 | 3 | 1 | 1
2 | 16 | 4 | 1 | 1
2 | 16 | 5 | 1 | 1
2 | 16 | 6 | 1 | 1
2 | 16 | 7 | 1 | 1
2 | 16 | 8 | 1 | 1
2 | 16 | 9 | 1 | 1
2 | 16 | 10 | 1 | 1
2 | 16 | 11 | 1 | 1
2 | 16 | 12 | 1 | 1
2 | 16 | 13 | 1 | 1
2 | 16 | 14 | 1 | 1
2 | 16 | 15 | 1 | 1
2 | 16 | 16 | 1 | 1
2 | 16 | 17 | 1 | 1
2 | 16 | 18 | 1 | 1
2 | 16 | 19 | 1 | 1
2 | 16 | 20 | 1 | 1
2 | 16 | 21 | 1 | 1
2 | 16 | 22 | 1 | 1
2 | 16 | 23 | 1 | 1
2 | 16 | 24 | 1 | 1
2 | 17 | 1 | 1 | 1
2 | 17 | 2 | 1 | 1
2 | 17 | 3 | 1 | 1
2 | 17 | 4 | 1 | 1
2 | 17 | 5 | 1 | 1
2 | 17 | 6 | 1 | 1
2 | 17 | 7 | 1 | 1
2 | 17 | 8 | 1 | 1
2 | 17 | 9 | 1 | 1
2 | 17 | 10 | 1 | 1
2 | 17 | 11 | 1 | 1
2 | 17 | 12 | 1 | 1
2 | 17 | 13 | 1 | 1
2 | 17 | 14 | 1 | 1
2 | 17 | 15 | 1 | 1
2 | 17 | 16 | 1 | 1
2 | 17 | 17 | 1 | 1
2 | 17 | 18 | 1 | 1
2 | 17 | 19 | 1 | 1
2 | 17 | 20 | 1 | 1
2 | 17 | 21 | 1 | 1
2 | 17 | 22 | 1 | 1
2 | 17 | 23 | 1 | 1
2 | 17 | 24 | 1 | 1
2 | 18 | 1 | 0 | 1
2 | 18 | 2 | 0 | 1
2 | 18 | 3 | 0 | 1
2 | 18 | 4 | 0 | 1
2 | 18 | 5 | 0 | 1
2 | 18 | 6 | 0 | 1
2 | 18 | 7 | 0 | 1
2 | 18 | 8 | 0 | 1
2 | 18 | 9 | 0 | 1
2 | 18 | 10 | 0 | 1
2 | 18 | 11 | 0 | 1
2 | 18 | 12 | 0 | 1
2 | 18 | 13 | 0 | 1
2 | 18 | 14 | 0 | 1
2 | 18 | 15 | 0 | 1
2 | 18 | 16 | 0 | 1
2 | 18 | 17 | 0 | 1
2 | 18 | 18 | 0 | 1
2 | 18 | 19 | 0 | 1
2 | 18 | 20 | 0 | 1
2 | 18 | 21 | 0 | 1
2 | 18 | 22 | 0 | 1
2 | 18 | 23 | 0 | 1
2 | 18 | 24 | 0 | 1
2 | 19 | 1 | 0 | 1
2 | 19 | 2 | 0 | 1
2 | 19 | 3 | 0 | 1
2 | 19 | 4 | 0 | 1
2 | 19 | 5 | 0 | 1
2 | 19 | 6 | 0 | 1
2 | 19 | 7 | 0 | 1
2 | 19 | 8 | 0 | 1
2 | 19 | 9 | 0 | 1
2 | 19 | 10 | 0 | 1
2 | 19 | 11 | 0 | 1
2 | 19 | 12 | 0 | 1
2 | 19 | 13 | 0 | 1
2 | 19 | 14 | 0 | 1
2 | 19 | 15 | 0 | 1
2 | 19 | 16 | 0 | 1
2 | 19 | 17 | 0 | 1
2 | 19 | 18 | 0 | 1
2 | 19 | 19 | 0 | 1
2 | 19 | 20 | 0 | 1
2 | 19 | 21 | 0 | 1
2 | 19 | 22 | 0 | 1
2 | 19 | 23 | 0 | 1
2 | 19 | 24 | 0 | 1
2 | 20 | 1 | 1 | 1
2 | 20 | 2 | 1 | 1
2 | 20 | 3 | 1 | 1
2 | 20 | 4 | 1 | 1
2 | 20 | 5 | 1 | 1
2 | 20 | 6 | 1 | 1
2 | 20 | 7 | 1 | 1
2 | 20 | 8 | 1 | 1
2 | 20 | 9 | 1 | 1
2 | 20 | 10 | 1 | 1
2 | 20 | 11 | 1 | 1
2 | 20 | 12 | 1 | 1
2 | 20 | 13 | 1 | 1
2 | 20 | 14 | 1 | 1
2 | 20 | 15 | 1 | 1
2 | 20 | 16 | 1 | 1
2 | 20 | 17 | 1 | 1
2 | 20 | 18 | 1 | 1
2 | 20 | 19 | 1 | 1
2 | 20 | 20 | 1 | 1
2 | 20 | 21 | 1 | 1
2 | 20 | 22 | 1 | 1
2 | 20 | 23 | 1 | 1
2 | 20 | 24 | 1 | 1
2 | 21 | 1 | 1 | 1
2 | 21 | 2 | 1 | 1
2 | 21 | 3 | 1 | 1
2 | 21 | 4 | 1 | 1
2 | 21 | 5 | 1 | 1
2 | 21 | 6 | 1 | 1
2 | 21 | 7 | 1 | 1
2 | 21 | 8 | 1 | 1
2 | 21 | 9 | 1 | 1
2 | 21 | 10 | 1 | 1
2 | 21 | 11 | 1 | 1
2 | 21 | 12 | 1 | 1
2 | 21 | 13 | 1 | 1
2 | 21 | 14 | 1 | 1
2 | 21 | 15 | 1 | 1
2 | 21 | 16 | 1 | 1
2 | 21 | 17 | 1 | 1
2 | 21 | 18 | 1 | 1
2 | 21 | 19 | 1 | 1
2 | 21 | 20 | 1 | 1
2 | 21 | 21 | 1 | 1
2 | 21 | 22 | 1 | 1
2 | 21 | 23 | 1 | 1
2 | 21 | 24 | 1 | 1
2 | 22 | 1 | 1 | 1
2 | 22 | 2 | 1 | 1
2 | 22 | 3 | 1 | 1
2 | 22 | 4 | 1 | 1
2 | 22 | 5 | 1 | 1
2 | 22 | 6 | 1 | 1
2 | 22 | 7 | 1 | 1
2 | 22 | 8 | 1 | 1
2 | 22 | 9 | 1 | 1
2 | 22 | 10 | 1 | 1
2 | 22 | 11 | 1 | 1
2 | 22 | 12 | 1 | 1
2 | 22 | 13 | 1 | 1
2 | 22 | 14 | 1 | 1
2 | 22 | 15 | 1 | 1
2 | 22 | 16 | 1 | 1
2 | 22 | 17 | 1 | 1
2 | 22 | 18 | 1 | 1
2 | 22 | 19 | 1 | 1
2 | 22 | 20 | 1 | 1
2 | 22 | 21 | 1 | 1
2 | 22 | 22 | 1 | 1
2 | 22 | 23 | 1 | 1
2 | 22 | 24 | 1 | 1
2 | 23 | 1 | 1 | 1
2 | 23 | 2 | 1 | 1
2 | 23 | 3 | 1 | 1
2 | 23 | 4 | 1 | 1
2 | 23 | 5 | 1 | 1
2 | 23 | 6 | 1 | 1
2 | 23 | 7 | 1 | 1
2 | 23 | 8 | 1 | 1
2 | 23 | 9 | 1 | 1
2 | 23 | 10 | 1 | 1
2 | 23 | 11 | 1 | 1
2 | 23 | 12 | 1 | 1
2 | 23 | 13 | 1 | 1
2 | 23 | 14 | 1 | 1
2 | 23 | 15 | 1 | 1
2 | 23 | 16 | 1 | 1
2 | 23 | 17 | 1 | 1
2 | 23 | 18 | 1 | 1
2 | 23 | 19 | 1 | 1
2 | 23 | 20 | 1 | 1
2 | 23 | 21 | 1 | 1
2 | 23 | 22 | 1 | 1
2 | 23 | 23 | 1 | 1
2 | 23 | 24 | 1 | 1
2 | 24 | 1 | 1 | 1
2 | 24 | 2 | 1 | 1
2 | 24 | 3 | 1 | 1
2 | 24 | 4 | 1 | 1
2 | 24 | 5 | 1 | 1
2 | 24 | 6 | 1 | 1
2 | 24 | 7 | 1 | 1
2 | 24 | 8 | 1 | 1
2 | 24 | 9 | 1 | 1
2 | 24 | 10 | 1 | 1
2 | 24 | 11 | 1 | 1
2 | 24 | 12 | 1 | 1
2 | 24 | 13 | 1 | 1
2 | 24 | 14 | 1 | 1
2 | 24 | 15 | 1 | 1
2 | 24 | 16 | 1 | 1
2 | 24 | 17 | 1 | 1
2 | 24 | 18 | 1 | 1
2 | 24 | 19 | 1 | 1
2 | 24 | 20 | 1 | 1
2 | 24 | 21 | 1 | 1
2 | 24 | 22 | 1 | 1
2 | 24 | 23 | 1 | 1
2 | 24 | 24 | 1 | 1
2 | 25 | 1 | 0 | 1
2 | 25 | 2 | 0 | 1
2 | 25 | 3 | 0 | 1
2 | 25 | 4 | 0 | 1
2 | 25 | 5 | 0 | 1
2 | 25 | 6 | 0 | 1
2 | 25 | 7 | 0 | 1
2 | 25 | 8 | 0 | 1
2 | 25 | 9 | 0 | 1
2 | 25 | 10 | 0 | 1
2 | 25 | 11 | 0 | 1
2 | 25 | 12 | 0 | 1
2 | 25 | 13 | 0 | 1
2 | 25 | 14 | 0 | 1
2 | 25 | 15 | 0 | 1
2 | 25 | 16 | 0 | 1
2 | 25 | 17 | 0 | 1
2 | 25 | 18 | 0 | 1
2 | 25 | 19 | 0 | 1
2 | 25 | 20 | 0 | 1
2 | 25 | 21 | 0 | 1
2 | 25 | 22 | 0 | 1
2 | 25 | 23 | 0 | 1
2 | 25 | 24 | 0 | 1
2 | 26 | 1 | 0 | 1
2 | 26 | 2 | 0 | 1
2 | 26 | 3 | 0 | 1
2 | 26 | 4 | 0 | 1
2 | 26 | 5 | 0 | 1
2 | 26 | 6 | 0 | 1
2 | 26 | 7 | 0 | 1
2 | 26 | 8 | 0 | 1
2 | 26 | 9 | 0 | 1
2 | 26 | 10 | 0 | 1
2 | 26 | 11 | 0 | 1
2 | 26 | 12 | 0 | 1
2 | 26 | 13 | 0 | 1
2 | 26 | 14 | 0 | 1
2 | 26 | 15 | 0 | 1
2 | 26 | 16 | 0 | 1
2 | 26 | 17 | 0 | 1
2 | 26 | 18 | 0 | 1
2 | 26 | 19 | 0 | 1
2 | 26 | 20 | 0 | 1
2 | 26 | 21 | 0 | 1
2 | 26 | 22 | 0 | 1
2 | 26 | 23 | 0 | 1
2 | 26 | 24 | 0 | 1
2 | 27 | 1 | 1 | 1
2 | 27 | 2 | 1 | 1
2 | 27 | 3 | 1 | 1
2 | 27 | 4 | 1 | 1
2 | 27 | 5 | 1 | 1
2 | 27 | 6 | 1 | 1
2 | 27 | 7 | 1 | 1
2 | 27 | 8 | 1 | 1
2 | 27 | 9 | 1 | 1
2 | 27 | 10 | 1 | 1
2 | 27 | 11 | 1 | 1
2 | 27 | 12 | 1 | 1
2 | 27 | 13 | 1 | 1
2 | 27 | 14 | 1 | 1
2 | 27 | 15 | 1 | 1
2 | 27 | 16 | 1 | 1
2 | 27 | 17 | 1 | 1
2 | 27 | 18 | 1 | 1
2 | 27 | 19 | 1 | 1
2 | 27 | 20 | 1 | 1
2 | 27 | 21 | 1 | 1
2 | 27 | 22 | 1 | 1
2 | 27 | 23 | 1 | 1
2 | 27 | 24 | 1 | 1
2 | 28 | 1 | 1 | 1
2 | 28 | 2 | 1 | 1
2 | 28 | 3 | 1 | 1
2 | 28 | 4 | 1 | 1
2 | 28 | 5 | 1 | 1
2 | 28 | 6 | 1 | 1
2 | 28 | 7 | 1 | 1
2 | 28 | 8 | 1 | 1
2 | 28 | 9 | 1 | 1
2 | 28 | 10 | 1 | 1
2 | 28 | 11 | 1 | 1
2 | 28 | 12 | 1 | 1
2 | 28 | 13 | 1 | 1
2 | 28 | 14 | 1 | 1
2 | 28 | 15 | 1 | 1
2 | 28 | 16 | 1 | 1
2 | 28 | 17 | 1 | 1
2 | 28 | 18 | 1 | 1
2 | 28 | 19 | 1 | 1
2 | 28 | 20 | 1 | 1
2 | 28 | 21 | 1 | 1
2 | 28 | 22 | 1 | 1
2 | 28 | 23 | 1 | 1
2 | 28 | 24 | 1 | 1
3 | 1 | 1 | 1 | 1
3 | 1 | 2 | 1 | 1
3 | 1 | 3 | 1 | 1
3 | 1 | 4 | 1 | 1
3 | 1 | 5 | 1 | 1
3 | 1 | 6 | 1 | 1
3 | 1 | 7 | 1 | 1
3 | 1 | 8 | 1 | 1
3 | 1 | 9 | 1 | 1
3 | 1 | 10 | 1 | 1
3 | 1 | 11 | 1 | 1
3 | 1 | 12 | 1 | 1
3 | 1 | 13 | 1 | 1
3 | 1 | 14 | 1 | 1
3 | 1 | 15 | 1 | 1
3 | 1 | 16 | 1 | 1
3 | 1 | 17 | 1 | 1
3 | 1 | 18 | 1 | 1
3 | 1 | 19 | 1 | 1
3 | 1 | 20 | 1 | 1
3 | 1 | 21 | 1 | 1
3 | 1 | 22 | 1 | 1
3 | 1 | 23 | 1 | 1
3 | 1 | 24 | 1 | 1
3 | 2 | 1 | 1 | 1
3 | 2 | 2 | 1 | 1
3 | 2 | 3 | 1 | 1
3 | 2 | 4 | 1 | 1
3 | 2 | 5 | 1 | 1
3 | 2 | 6 | 1 | 1
3 | 2 | 7 | 1 | 1
3 | 2 | 8 | 1 | 1
3 | 2 | 9 | 1 | 1
3 | 2 | 10 | 1 | 1
3 | 2 | 11 | 1 | 1
3 | 2 | 12 | 1 | 1
3 | 2 | 13 | 1 | 1
3 | 2 | 14 | 1 | 1
3 | 2 | 15 | 1 | 1
3 | 2 | 16 | 1 | 1
3 | 2 | 17 | 1 | 1
3 | 2 | 18 | 1 | 1
3 | 2 | 19 | 1 | 1
3 | 2 | 20 | 1 | 1
3 | 2 | 21 | 1 | 1
3 | 2 | 22 | 1 | 1
3 | 2 | 23 | 1 | 1
3 | 2 | 24 | 1 | 1
3 | 3 | 1 | 1 | 1
3 | 3 | 2 | 1 | 1
3 | 3 | 3 | 1 | 1
3 | 3 | 4 | 1 | 1
3 | 3 | 5 | 1 | 1
3 | 3 | 6 | 1 | 1
3 | 3 | 7 | 1 | 1
3 | 3 | 8 | 1 | 1
3 | 3 | 9 | 1 | 1
3 | 3 | 10 | 1 | 1
3 | 3 | 11 | 1 | 1
3 | 3 | 12 | 1 | 1
3 | 3 | 13 | 1 | 1
3 | 3 | 14 | 1 | 1
3 | 3 | 15 | 1 | 1
3 | 3 | 16 | 1 | 1
3 | 3 | 17 | 1 | 1
3 | 3 | 18 | 1 | 1
3 | 3 | 19 | 1 | 1
3 | 3 | 20 | 1 | 1
3 | 3 | 21 | 1 | 1
3 | 3 | 22 | 1 | 1
3 | 3 | 23 | 1 | 1
3 | 3 | 24 | 1 | 1
3 | 4 | 1 | 0 | 1
3 | 4 | 2 | 0 | 1
3 | 4 | 3 | 0 | 1
3 | 4 | 4 | 0 | 1
3 | 4 | 5 | 0 | 1
3 | 4 | 6 | 0 | 1
3 | 4 | 7 | 0 | 1
3 | 4 | 8 | 0 | 1
3 | 4 | 9 | 0 | 1
3 | 4 | 10 | 0 | 1
3 | 4 | 11 | 0 | 1
3 | 4 | 12 | 0 | 1
3 | 4 | 13 | 0 | 1
3 | 4 | 14 | 0 | 1
3 | 4 | 15 | 0 | 1
3 | 4 | 16 | 0 | 1
3 | 4 | 17 | 0 | 1
3 | 4 | 18 | 0 | 1
3 | 4 | 19 | 0 | 1
3 | 4 | 20 | 0 | 1
3 | 4 | 21 | 0 | 1
3 | 4 | 22 | 0 | 1
3 | 4 | 23 | 0 | 1
3 | 4 | 24 | 0 | 1
3 | 5 | 1 | 0 | 1
3 | 5 | 2 | 0 | 1
3 | 5 | 3 | 0 | 1
3 | 5 | 4 | 0 | 1
3 | 5 | 5 | 0 | 1
3 | 5 | 6 | 0 | 1
3 | 5 | 7 | 0 | 1
3 | 5 | 8 | 0 | 1
3 | 5 | 9 | 0 | 1
3 | 5 | 10 | 0 | 1
3 | 5 | 11 | 0 | 1
3 | 5 | 12 | 0 | 1
3 | 5 | 13 | 0 | 1
3 | 5 | 14 | 0 | 1
3 | 5 | 15 | 0 | 1
3 | 5 | 16 | 0 | 1
3 | 5 | 17 | 0 | 1
3 | 5 | 18 | 0 | 1
3 | 5 | 19 | 0 | 1
3 | 5 | 20 | 0 | 1
3 | 5 | 21 | 0 | 1
3 | 5 | 22 | 0 | 1
3 | 5 | 23 | 0 | 1
3 | 5 | 24 | 0 | 1
3 | 6 | 1 | 1 | 1
3 | 6 | 2 | 1 | 1
3 | 6 | 3 | 1 | 1
3 | 6 | 4 | 1 | 1
3 | 6 | 5 | 1 | 1
3 | 6 | 6 | 1 | 1
3 | 6 | 7 | 1 | 1
3 | 6 | 8 | 1 | 1
3 | 6 | 9 | 1 | 1
3 | 6 | 10 | 1 | 1
3 | 6 | 11 | 1 | 1
3 | 6 | 12 | 1 | 1
3 | 6 | 13 | 1 | 1
3 | 6 | 14 | 1 | 1
3 | 6 | 15 | 1 | 1
3 | 6 | 16 | 1 | 1
3 | 6 | 17 | 1 | 1
3 | 6 | 18 | 1 | 1
3 | 6 | 19 | 1 | 1
3 | 6 | 20 | 1 | 1
3 | 6 | 21 | 1 | 1
3 | 6 | 22 | 1 | 1
3 | 6 | 23 | 1 | 1
3 | 6 | 24 | 1 | 1
3 | 7 | 1 | 1 | 1
3 | 7 | 2 | 1 | 1
3 | 7 | 3 | 1 | 1
3 | 7 | 4 | 1 | 1
3 | 7 | 5 | 1 | 1
3 | 7 | 6 | 1 | 1
3 | 7 | 7 | 1 | 1
3 | 7 | 8 | 1 | 1
3 | 7 | 9 | 1 | 1
3 | 7 | 10 | 1 | 1
3 | 7 | 11 | 1 | 1
3 | 7 | 12 | 1 | 1
3 | 7 | 13 | 1 | 1
3 | 7 | 14 | 1 | 1
3 | 7 | 15 | 1 | 1
3 | 7 | 16 | 1 | 1
3 | 7 | 17 | 1 | 1
3 | 7 | 18 | 1 | 1
3 | 7 | 19 | 1 | 1
3 | 7 | 20 | 1 | 1
3 | 7 | 21 | 1 | 1
3 | 7 | 22 | 1 | 1
3 | 7 | 23 | 1 | 1
3 | 7 | 24 | 1 | 1
3 | 8 | 1 | 1 | 1
3 | 8 | 2 | 1 | 1
3 | 8 | 3 | 1 | 1
3 | 8 | 4 | 1 | 1
3 | 8 | 5 | 1 | 1
3 | 8 | 6 | 1 | 1
3 | 8 | 7 | 1 | 1
3 | 8 | 8 | 1 | 1
3 | 8 | 9 | 1 | 1
3 | 8 | 10 | 1 | 1
3 | 8 | 11 | 1 | 1
3 | 8 | 12 | 1 | 1
3 | 8 | 13 | 1 | 1
3 | 8 | 14 | 1 | 1
3 | 8 | 15 | 1 | 1
3 | 8 | 16 | 1 | 1
3 | 8 | 17 | 1 | 1
3 | 8 | 18 | 1 | 1
3 | 8 | 19 | 1 | 1
3 | 8 | 20 | 1 | 1
3 | 8 | 21 | 1 | 1
3 | 8 | 22 | 1 | 1
3 | 8 | 23 | 1 | 1
3 | 8 | 24 | 1 | 1
3 | 9 | 1 | 1 | 1
3 | 9 | 2 | 1 | 1
3 | 9 | 3 | 1 | 1
3 | 9 | 4 | 1 | 1
3 | 9 | 5 | 1 | 1
3 | 9 | 6 | 1 | 1
3 | 9 | 7 | 1 | 1
3 | 9 | 8 | 1 | 1
3 | 9 | 9 | 1 | 1
3 | 9 | 10 | 1 | 1
3 | 9 | 11 | 1 | 1
3 | 9 | 12 | 1 | 1
3 | 9 | 13 | 1 | 1
3 | 9 | 14 | 1 | 1
3 | 9 | 15 | 1 | 1
3 | 9 | 16 | 1 | 1
3 | 9 | 17 | 1 | 1
3 | 9 | 18 | 1 | 1
3 | 9 | 19 | 1 | 1
3 | 9 | 20 | 1 | 1
3 | 9 | 21 | 1 | 1
3 | 9 | 22 | 1 | 1
3 | 9 | 23 | 1 | 1
3 | 9 | 24 | 1 | 1
3 | 10 | 1 | 1 | 1
3 | 10 | 2 | 1 | 1
3 | 10 | 3 | 1 | 1
3 | 10 | 4 | 1 | 1
3 | 10 | 5 | 1 | 1
3 | 10 | 6 | 1 | 1
3 | 10 | 7 | 1 | 1
3 | 10 | 8 | 1 | 1
3 | 10 | 9 | 1 | 1
3 | 10 | 10 | 1 | 1
3 | 10 | 11 | 1 | 1
3 | 10 | 12 | 1 | 1
3 | 10 | 13 | 1 | 1
3 | 10 | 14 | 1 | 1
3 | 10 | 15 | 1 | 1
3 | 10 | 16 | 1 | 1
3 | 10 | 17 | 1 | 1
3 | 10 | 18 | 1 | 1
3 | 10 | 19 | 1 | 1
3 | 10 | 20 | 1 | 1
3 | 10 | 21 | 1 | 1
3 | 10 | 22 | 1 | 1
3 | 10 | 23 | 1 | 1
3 | 10 | 24 | 1 | 1
3 | 11 | 1 | 0 | 1
3 | 11 | 2 | 0 | 1
3 | 11 | 3 | 0 | 1
3 | 11 | 4 | 0 | 1
3 | 11 | 5 | 0 | 1
3 | 11 | 6 | 0 | 1
3 | 11 | 7 | 0 | 1
3 | 11 | 8 | 0 | 1
3 | 11 | 9 | 0 | 1
3 | 11 | 10 | 0 | 1
3 | 11 | 11 | 0 | 1
3 | 11 | 12 | 0 | 1
3 | 11 | 13 | 0 | 1
3 | 11 | 14 | 0 | 1
3 | 11 | 15 | 0 | 1
3 | 11 | 16 | 0 | 1
3 | 11 | 17 | 0 | 1
3 | 11 | 18 | 0 | 1
3 | 11 | 19 | 0 | 1
3 | 11 | 20 | 0 | 1
3 | 11 | 21 | 0 | 1
3 | 11 | 22 | 0 | 1
3 | 11 | 23 | 0 | 1
3 | 11 | 24 | 0 | 1
3 | 12 | 1 | 0 | 1
3 | 12 | 2 | 0 | 1
3 | 12 | 3 | 0 | 1
3 | 12 | 4 | 0 | 1
3 | 12 | 5 | 0 | 1
3 | 12 | 6 | 0 | 1
3 | 12 | 7 | 0 | 1
3 | 12 | 8 | 0 | 1
3 | 12 | 9 | 0 | 1
3 | 12 | 10 | 0 | 1
3 | 12 | 11 | 0 | 1
3 | 12 | 12 | 0 | 1
3 | 12 | 13 | 0 | 1
3 | 12 | 14 | 0 | 1
3 | 12 | 15 | 0 | 1
3 | 12 | 16 | 0 | 1
3 | 12 | 17 | 0 | 1
3 | 12 | 18 | 0 | 1
3 | 12 | 19 | 0 | 1
3 | 12 | 20 | 0 | 1
3 | 12 | 21 | 0 | 1
3 | 12 | 22 | 0 | 1
3 | 12 | 23 | 0 | 1
3 | 12 | 24 | 0 | 1
3 | 13 | 1 | 1 | 1
3 | 13 | 2 | 1 | 1
3 | 13 | 3 | 1 | 1
3 | 13 | 4 | 1 | 1
3 | 13 | 5 | 1 | 1
3 | 13 | 6 | 1 | 1
3 | 13 | 7 | 1 | 1
3 | 13 | 8 | 1 | 1
3 | 13 | 9 | 1 | 1
3 | 13 | 10 | 1 | 1
3 | 13 | 11 | 1 | 1
3 | 13 | 12 | 1 | 1
3 | 13 | 13 | 1 | 1
3 | 13 | 14 | 1 | 1
3 | 13 | 15 | 1 | 1
3 | 13 | 16 | 1 | 1
3 | 13 | 17 | 1 | 1
3 | 13 | 18 | 1 | 1
3 | 13 | 19 | 1 | 1
3 | 13 | 20 | 1 | 1
3 | 13 | 21 | 1 | 1
3 | 13 | 22 | 1 | 1
3 | 13 | 23 | 1 | 1
3 | 13 | 24 | 1 | 1
3 | 14 | 1 | 1 | 1
3 | 14 | 2 | 1 | 1
3 | 14 | 3 | 1 | 1
3 | 14 | 4 | 1 | 1
3 | 14 | 5 | 1 | 1
3 | 14 | 6 | 1 | 1
3 | 14 | 7 | 1 | 1
3 | 14 | 8 | 1 | 1
3 | 14 | 9 | 1 | 1
3 | 14 | 10 | 1 | 1
3 | 14 | 11 | 1 | 1
3 | 14 | 12 | 1 | 1
3 | 14 | 13 | 1 | 1
3 | 14 | 14 | 1 | 1
3 | 14 | 15 | 1 | 1
3 | 14 | 16 | 1 | 1
3 | 14 | 17 | 1 | 1
3 | 14 | 18 | 1 | 1
3 | 14 | 19 | 1 | 1
3 | 14 | 20 | 1 | 1
3 | 14 | 21 | 1 | 1
3 | 14 | 22 | 1 | 1
3 | 14 | 23 | 1 | 1
3 | 14 | 24 | 1 | 1
3 | 15 | 1 | 1 | 1
3 | 15 | 2 | 1 | 1
3 | 15 | 3 | 1 | 1
3 | 15 | 4 | 1 | 1
3 | 15 | 5 | 1 | 1
3 | 15 | 6 | 1 | 1
3 | 15 | 7 | 1 | 1
3 | 15 | 8 | 1 | 1
3 | 15 | 9 | 1 | 1
3 | 15 | 10 | 1 | 1
3 | 15 | 11 | 1 | 1
3 | 15 | 12 | 1 | 1
3 | 15 | 13 | 1 | 1
3 | 15 | 14 | 1 | 1
3 | 15 | 15 | 1 | 1
3 | 15 | 16 | 1 | 1
3 | 15 | 17 | 1 | 1
3 | 15 | 18 | 1 | 1
3 | 15 | 19 | 1 | 1
3 | 15 | 20 | 1 | 1
3 | 15 | 21 | 1 | 1
3 | 15 | 22 | 1 | 1
3 | 15 | 23 | 1 | 1
3 | 15 | 24 | 1 | 1
3 | 16 | 1 | 1 | 1
3 | 16 | 2 | 1 | 1
3 | 16 | 3 | 1 | 1
3 | 16 | 4 | 1 | 1
3 | 16 | 5 | 1 | 1
3 | 16 | 6 | 1 | 1
3 | 16 | 7 | 1 | 1
3 | 16 | 8 | 1 | 1
3 | 16 | 9 | 1 | 1
3 | 16 | 10 | 1 | 1
3 | 16 | 11 | 1 | 1
3 | 16 | 12 | 1 | 1
3 | 16 | 13 | 1 | 1
3 | 16 | 14 | 1 | 1
3 | 16 | 15 | 1 | 1
3 | 16 | 16 | 1 | 1
3 | 16 | 17 | 1 | 1
3 | 16 | 18 | 1 | 1
3 | 16 | 19 | 1 | 1
3 | 16 | 20 | 1 | 1
3 | 16 | 21 | 1 | 1
3 | 16 | 22 | 1 | 1
3 | 16 | 23 | 1 | 1
3 | 16 | 24 | 1 | 1
3 | 17 | 1 | 1 | 1
3 | 17 | 2 | 1 | 1
3 | 17 | 3 | 1 | 1
3 | 17 | 4 | 1 | 1
3 | 17 | 5 | 1 | 1
3 | 17 | 6 | 1 | 1
3 | 17 | 7 | 1 | 1
3 | 17 | 8 | 1 | 1
3 | 17 | 9 | 1 | 1
3 | 17 | 10 | 1 | 1
3 | 17 | 11 | 1 | 1
3 | 17 | 12 | 1 | 1
3 | 17 | 13 | 1 | 1
3 | 17 | 14 | 1 | 1
3 | 17 | 15 | 1 | 1
3 | 17 | 16 | 1 | 1
3 | 17 | 17 | 1 | 1
3 | 17 | 18 | 1 | 1
3 | 17 | 19 | 1 | 1
3 | 17 | 20 | 1 | 1
3 | 17 | 21 | 1 | 1
3 | 17 | 22 | 1 | 1
3 | 17 | 23 | 1 | 1
3 | 17 | 24 | 1 | 1
3 | 18 | 1 | 0 | 1
3 | 18 | 2 | 0 | 1
3 | 18 | 3 | 0 | 1
3 | 18 | 4 | 0 | 1
3 | 18 | 5 | 0 | 1
3 | 18 | 6 | 0 | 1
3 | 18 | 7 | 0 | 1
3 | 18 | 8 | 0 | 1
3 | 18 | 9 | 0 | 1
3 | 18 | 10 | 0 | 1
3 | 18 | 11 | 0 | 1
3 | 18 | 12 | 0 | 1
3 | 18 | 13 | 0 | 1
3 | 18 | 14 | 0 | 1
3 | 18 | 15 | 0 | 1
3 | 18 | 16 | 0 | 1
3 | 18 | 17 | 0 | 1
3 | 18 | 18 | 0 | 1
3 | 18 | 19 | 0 | 1
3 | 18 | 20 | 0 | 1
3 | 18 | 21 | 0 | 1
3 | 18 | 22 | 0 | 1
3 | 18 | 23 | 0 | 1
3 | 18 | 24 | 0 | 1
3 | 19 | 1 | 0 | 1
3 | 19 | 2 | 0 | 1
3 | 19 | 3 | 0 | 1
3 | 19 | 4 | 0 | 1
3 | 19 | 5 | 0 | 1
3 | 19 | 6 | 0 | 1
3 | 19 | 7 | 0 | 1
3 | 19 | 8 | 0 | 1
3 | 19 | 9 | 0 | 1
3 | 19 | 10 | 0 | 1
3 | 19 | 11 | 0 | 1
3 | 19 | 12 | 0 | 1
3 | 19 | 13 | 0 | 1
3 | 19 | 14 | 0 | 1
3 | 19 | 15 | 0 | 1
3 | 19 | 16 | 0 | 1
3 | 19 | 17 | 0 | 1
3 | 19 | 18 | 0 | 1
3 | 19 | 19 | 0 | 1
3 | 19 | 20 | 0 | 1
3 | 19 | 21 | 0 | 1
3 | 19 | 22 | 0 | 1
3 | 19 | 23 | 0 | 1
3 | 19 | 24 | 0 | 1
3 | 20 | 1 | 1 | 1
3 | 20 | 2 | 1 | 1
3 | 20 | 3 | 1 | 1
3 | 20 | 4 | 1 | 1
3 | 20 | 5 | 1 | 1
3 | 20 | 6 | 1 | 1
3 | 20 | 7 | 1 | 1
3 | 20 | 8 | 1 | 1
3 | 20 | 9 | 1 | 1
3 | 20 | 10 | 1 | 1
3 | 20 | 11 | 1 | 1
3 | 20 | 12 | 1 | 1
3 | 20 | 13 | 1 | 1
3 | 20 | 14 | 1 | 1
3 | 20 | 15 | 1 | 1
3 | 20 | 16 | 1 | 1
3 | 20 | 17 | 1 | 1
3 | 20 | 18 | 1 | 1
3 | 20 | 19 | 1 | 1
3 | 20 | 20 | 1 | 1
3 | 20 | 21 | 1 | 1
3 | 20 | 22 | 1 | 1
3 | 20 | 23 | 1 | 1
3 | 20 | 24 | 1 | 1
3 | 21 | 1 | 1 | 1
3 | 21 | 2 | 1 | 1
3 | 21 | 3 | 1 | 1
3 | 21 | 4 | 1 | 1
3 | 21 | 5 | 1 | 1
3 | 21 | 6 | 1 | 1
3 | 21 | 7 | 1 | 1
3 | 21 | 8 | 1 | 1
3 | 21 | 9 | 1 | 1
3 | 21 | 10 | 1 | 1
3 | 21 | 11 | 1 | 1
3 | 21 | 12 | 1 | 1
3 | 21 | 13 | 1 | 1
3 | 21 | 14 | 1 | 1
3 | 21 | 15 | 1 | 1
3 | 21 | 16 | 1 | 1
3 | 21 | 17 | 1 | 1
3 | 21 | 18 | 1 | 1
3 | 21 | 19 | 1 | 1
3 | 21 | 20 | 1 | 1
3 | 21 | 21 | 1 | 1
3 | 21 | 22 | 1 | 1
3 | 21 | 23 | 1 | 1
3 | 21 | 24 | 1 | 1
3 | 22 | 1 | 1 | 1
3 | 22 | 2 | 1 | 1
3 | 22 | 3 | 1 | 1
3 | 22 | 4 | 1 | 1
3 | 22 | 5 | 1 | 1
3 | 22 | 6 | 1 | 1
3 | 22 | 7 | 1 | 1
3 | 22 | 8 | 1 | 1
3 | 22 | 9 | 1 | 1
3 | 22 | 10 | 1 | 1
3 | 22 | 11 | 1 | 1
3 | 22 | 12 | 1 | 1
3 | 22 | 13 | 1 | 1
3 | 22 | 14 | 1 | 1
3 | 22 | 15 | 1 | 1
3 | 22 | 16 | 1 | 1
3 | 22 | 17 | 1 | 1
3 | 22 | 18 | 1 | 1
3 | 22 | 19 | 1 | 1
3 | 22 | 20 | 1 | 1
3 | 22 | 21 | 1 | 1
3 | 22 | 22 | 1 | 1
3 | 22 | 23 | 1 | 1
3 | 22 | 24 | 1 | 1
3 | 23 | 1 | 1 | 1
3 | 23 | 2 | 1 | 1
3 | 23 | 3 | 1 | 1
3 | 23 | 4 | 1 | 1
3 | 23 | 5 | 1 | 1
3 | 23 | 6 | 1 | 1
3 | 23 | 7 | 1 | 1
3 | 23 | 8 | 1 | 1
3 | 23 | 9 | 1 | 1
3 | 23 | 10 | 1 | 1
3 | 23 | 11 | 1 | 1
3 | 23 | 12 | 1 | 1
3 | 23 | 13 | 1 | 1
3 | 23 | 14 | 1 | 1
3 | 23 | 15 | 1 | 1
3 | 23 | 16 | 1 | 1
3 | 23 | 17 | 1 | 1
3 | 23 | 18 | 1 | 1
3 | 23 | 19 | 1 | 1
3 | 23 | 20 | 1 | 1
3 | 23 | 21 | 1 | 1
3 | 23 | 22 | 1 | 1
3 | 23 | 23 | 1 | 1
3 | 23 | 24 | 1 | 1
3 | 24 | 1 | 1 | 1
3 | 24 | 2 | 1 | 1
3 | 24 | 3 | 1 | 1
3 | 24 | 4 | 1 | 1
3 | 24 | 5 | 1 | 1
3 | 24 | 6 | 1 | 1
3 | 24 | 7 | 1 | 1
3 | 24 | 8 | 1 | 1
3 | 24 | 9 | 1 | 1
3 | 24 | 10 | 1 | 1
3 | 24 | 11 | 1 | 1
3 | 24 | 12 | 1 | 1
3 | 24 | 13 | 1 | 1
3 | 24 | 14 | 1 | 1
3 | 24 | 15 | 1 | 1
3 | 24 | 16 | 1 | 1
3 | 24 | 17 | 1 | 1
3 | 24 | 18 | 1 | 1
3 | 24 | 19 | 1 | 1
3 | 24 | 20 | 1 | 1
3 | 24 | 21 | 1 | 1
3 | 24 | 22 | 1 | 1
3 | 24 | 23 | 1 | 1
3 | 24 | 24 | 1 | 1
3 | 25 | 1 | 0 | 1
3 | 25 | 2 | 0 | 1
3 | 25 | 3 | 0 | 1
3 | 25 | 4 | 0 | 1
3 | 25 | 5 | 0 | 1
3 | 25 | 6 | 0 | 1
3 | 25 | 7 | 0 | 1
3 | 25 | 8 | 0 | 1
3 | 25 | 9 | 0 | 1
3 | 25 | 10 | 0 | 1
3 | 25 | 11 | 0 | 1
3 | 25 | 12 | 0 | 1
3 | 25 | 13 | 0 | 1
3 | 25 | 14 | 0 | 1
3 | 25 | 15 | 0 | 1
3 | 25 | 16 | 0 | 1
3 | 25 | 17 | 0 | 1
3 | 25 | 18 | 0 | 1
3 | 25 | 19 | 0 | 1
3 | 25 | 20 | 0 | 1
3 | 25 | 21 | 0 | 1
3 | 25 | 22 | 0 | 1
3 | 25 | 23 | 0 | 1
3 | 25 | 24 | 0 | 1
3 | 26 | 1 | 0 | 1
3 | 26 | 2 | 0 | 1
3 | 26 | 3 | 0 | 1
3 | 26 | 4 | 0 | 1
3 | 26 | 5 | 0 | 1
3 | 26 | 6 | 0 | 1
3 | 26 | 7 | 0 | 1
3 | 26 | 8 | 0 | 1
3 | 26 | 9 | 0 | 1
3 | 26 | 10 | 0 | 1
3 | 26 | 11 | 0 | 1
3 | 26 | 12 | 0 | 1
3 | 26 | 13 | 0 | 1
3 | 26 | 14 | 0 | 1
3 | 26 | 15 | 0 | 1
3 | 26 | 16 | 0 | 1
3 | 26 | 17 | 0 | 1
3 | 26 | 18 | 0 | 1
3 | 26 | 19 | 0 | 1
3 | 26 | 20 | 0 | 1
3 | 26 | 21 | 0 | 1
3 | 26 | 22 | 0 | 1
3 | 26 | 23 | 0 | 1
3 | 26 | 24 | 0 | 1
3 | 27 | 1 | 1 | 1
3 | 27 | 2 | 1 | 1
3 | 27 | 3 | 1 | 1
3 | 27 | 4 | 1 | 1
3 | 27 | 5 | 1 | 1
3 | 27 | 6 | 1 | 1
3 | 27 | 7 | 1 | 1
3 | 27 | 8 | 1 | 1
3 | 27 | 9 | 1 | 1
3 | 27 | 10 | 1 | 1
3 | 27 | 11 | 1 | 1
3 | 27 | 12 | 1 | 1
3 | 27 | 13 | 1 | 1
3 | 27 | 14 | 1 | 1
3 | 27 | 15 | 1 | 1
3 | 27 | 16 | 1 | 1
3 | 27 | 17 | 1 | 1
3 | 27 | 18 | 1 | 1
3 | 27 | 19 | 1 | 1
3 | 27 | 20 | 1 | 1
3 | 27 | 21 | 1 | 1
3 | 27 | 22 | 1 | 1
3 | 27 | 23 | 1 | 1
3 | 27 | 24 | 1 | 1
3 | 28 | 1 | 1 | 1
3 | 28 | 2 | 1 | 1
3 | 28 | 3 | 1 | 1
3 | 28 | 4 | 1 | 1
3 | 28 | 5 | 1 | 1
3 | 28 | 6 | 1 | 1
3 | 28 | 7 | 1 | 1
3 | 28 | 8 | 1 | 1
3 | 28 | 9 | 1 | 1
3 | 28 | 10 | 1 | 1
3 | 28 | 11 | 1 | 1
3 | 28 | 12 | 1 | 1
3 | 28 | 13 | 1 | 1
3 | 28 | 14 | 1 | 1
3 | 28 | 15 | 1 | 1
3 | 28 | 16 | 1 | 1
3 | 28 | 17 | 1 | 1
3 | 28 | 18 | 1 | 1
3 | 28 | 19 | 1 | 1
3 | 28 | 20 | 1 | 1
3 | 28 | 21 | 1 | 1
3 | 28 | 22 | 1 | 1
3 | 28 | 23 | 1 | 1
3 | 28 | 24 | 1 | 1
3 | 29 | 1 | 1 | 1
3 | 29 | 2 | 1 | 1
3 | 29 | 3 | 1 | 1
3 | 29 | 4 | 1 | 1
3 | 29 | 5 | 1 | 1
3 | 29 | 6 | 1 | 1
3 | 29 | 7 | 1 | 1
3 | 29 | 8 | 1 | 1
3 | 29 | 9 | 1 | 1
3 | 29 | 10 | 1 | 1
3 | 29 | 11 | 1 | 1
3 | 29 | 12 | 1 | 1
3 | 29 | 13 | 1 | 1
3 | 29 | 14 | 1 | 1
3 | 29 | 15 | 1 | 1
3 | 29 | 16 | 1 | 1
3 | 29 | 17 | 1 | 1
3 | 29 | 18 | 1 | 1
3 | 29 | 19 | 1 | 1
3 | 29 | 20 | 1 | 1
3 | 29 | 21 | 1 | 1
3 | 29 | 22 | 1 | 1
3 | 29 | 23 | 1 | 1
3 | 29 | 24 | 1 | 1
3 | 30 | 1 | 1 | 1
3 | 30 | 2 | 1 | 1
3 | 30 | 3 | 1 | 1
3 | 30 | 4 | 1 | 1
3 | 30 | 5 | 1 | 1
3 | 30 | 6 | 1 | 1
3 | 30 | 7 | 1 | 1
3 | 30 | 8 | 1 | 1
3 | 30 | 9 | 1 | 1
3 | 30 | 10 | 1 | 1
3 | 30 | 11 | 1 | 1
3 | 30 | 12 | 1 | 1
3 | 30 | 13 | 1 | 1
3 | 30 | 14 | 1 | 1
3 | 30 | 15 | 1 | 1
3 | 30 | 16 | 1 | 1
3 | 30 | 17 | 1 | 1
3 | 30 | 18 | 1 | 1
3 | 30 | 19 | 1 | 1
3 | 30 | 20 | 1 | 1
3 | 30 | 21 | 1 | 1
3 | 30 | 22 | 1 | 1
3 | 30 | 23 | 1 | 1
3 | 30 | 24 | 1 | 1
3 | 31 | 1 | 1 | 1
3 | 31 | 2 | 1 | 1
3 | 31 | 3 | 1 | 1
3 | 31 | 4 | 1 | 1
3 | 31 | 5 | 1 | 1
3 | 31 | 6 | 1 | 1
3 | 31 | 7 | 1 | 1
3 | 31 | 8 | 1 | 1
3 | 31 | 9 | 1 | 1
3 | 31 | 10 | 1 | 1
3 | 31 | 11 | 1 | 1
3 | 31 | 12 | 1 | 1
3 | 31 | 13 | 1 | 1
3 | 31 | 14 | 1 | 1
3 | 31 | 15 | 1 | 1
3 | 31 | 16 | 1 | 1
3 | 31 | 17 | 1 | 1
3 | 31 | 18 | 1 | 1
3 | 31 | 19 | 1 | 1
3 | 31 | 20 | 1 | 1
3 | 31 | 21 | 1 | 1
3 | 31 | 22 | 1 | 1
3 | 31 | 23 | 1 | 1
3 | 31 | 24 | 1 | 1
4 | 1 | 1 | 0 | 1
4 | 1 | 2 | 0 | 1
4 | 1 | 3 | 0 | 1
4 | 1 | 4 | 0 | 1
4 | 1 | 5 | 0 | 1
4 | 1 | 6 | 0 | 1
4 | 1 | 7 | 0 | 1
4 | 1 | 8 | 0 | 1
4 | 1 | 9 | 0 | 1
4 | 1 | 10 | 0 | 1
4 | 1 | 11 | 0 | 1
4 | 1 | 12 | 0 | 1
4 | 1 | 13 | 0 | 1
4 | 1 | 14 | 0 | 1
4 | 1 | 15 | 0 | 1
4 | 1 | 16 | 0 | 1
4 | 1 | 17 | 0 | 1
4 | 1 | 18 | 0 | 1
4 | 1 | 19 | 0 | 1
4 | 1 | 20 | 0 | 1
4 | 1 | 21 | 0 | 1
4 | 1 | 22 | 0 | 1
4 | 1 | 23 | 0 | 1
4 | 1 | 24 | 0 | 1
4 | 2 | 1 | 0 | 1
4 | 2 | 2 | 0 | 1
4 | 2 | 3 | 0 | 1
4 | 2 | 4 | 0 | 1
4 | 2 | 5 | 0 | 1
4 | 2 | 6 | 0 | 1
4 | 2 | 7 | 0 | 1
4 | 2 | 8 | 0 | 1
4 | 2 | 9 | 0 | 1
4 | 2 | 10 | 0 | 1
4 | 2 | 11 | 0 | 1
4 | 2 | 12 | 0 | 1
4 | 2 | 13 | 0 | 1
4 | 2 | 14 | 0 | 1
4 | 2 | 15 | 0 | 1
4 | 2 | 16 | 0 | 1
4 | 2 | 17 | 0 | 1
4 | 2 | 18 | 0 | 1
4 | 2 | 19 | 0 | 1
4 | 2 | 20 | 0 | 1
4 | 2 | 21 | 0 | 1
4 | 2 | 22 | 0 | 1
4 | 2 | 23 | 0 | 1
4 | 2 | 24 | 0 | 1
4 | 3 | 1 | 1 | 1
4 | 3 | 2 | 1 | 1
4 | 3 | 3 | 1 | 1
4 | 3 | 4 | 1 | 1
4 | 3 | 5 | 1 | 1
4 | 3 | 6 | 1 | 1
4 | 3 | 7 | 1 | 1
4 | 3 | 8 | 1 | 1
4 | 3 | 9 | 1 | 1
4 | 3 | 10 | 1 | 1
4 | 3 | 11 | 1 | 1
4 | 3 | 12 | 1 | 1
4 | 3 | 13 | 1 | 1
4 | 3 | 14 | 1 | 1
4 | 3 | 15 | 1 | 1
4 | 3 | 16 | 1 | 1
4 | 3 | 17 | 1 | 1
4 | 3 | 18 | 1 | 1
4 | 3 | 19 | 1 | 1
4 | 3 | 20 | 1 | 1
4 | 3 | 21 | 1 | 1
4 | 3 | 22 | 1 | 1
4 | 3 | 23 | 1 | 1
4 | 3 | 24 | 1 | 1
4 | 4 | 1 | 1 | 1
4 | 4 | 2 | 1 | 1
4 | 4 | 3 | 1 | 1
4 | 4 | 4 | 1 | 1
4 | 4 | 5 | 1 | 1
4 | 4 | 6 | 1 | 1
4 | 4 | 7 | 1 | 1
4 | 4 | 8 | 1 | 1
4 | 4 | 9 | 1 | 1
4 | 4 | 10 | 1 | 1
4 | 4 | 11 | 1 | 1
4 | 4 | 12 | 1 | 1
4 | 4 | 13 | 1 | 1
4 | 4 | 14 | 1 | 1
4 | 4 | 15 | 1 | 1
4 | 4 | 16 | 1 | 1
4 | 4 | 17 | 1 | 1
4 | 4 | 18 | 1 | 1
4 | 4 | 19 | 1 | 1
4 | 4 | 20 | 1 | 1
4 | 4 | 21 | 1 | 1
4 | 4 | 22 | 1 | 1
4 | 4 | 23 | 1 | 1
4 | 4 | 24 | 1 | 1
4 | 5 | 1 | 1 | 1
4 | 5 | 2 | 1 | 1
4 | 5 | 3 | 1 | 1
4 | 5 | 4 | 1 | 1
4 | 5 | 5 | 1 | 1
4 | 5 | 6 | 1 | 1
4 | 5 | 7 | 1 | 1
4 | 5 | 8 | 1 | 1
4 | 5 | 9 | 1 | 1
4 | 5 | 10 | 1 | 1
4 | 5 | 11 | 1 | 1
4 | 5 | 12 | 1 | 1
4 | 5 | 13 | 1 | 1
4 | 5 | 14 | 1 | 1
4 | 5 | 15 | 1 | 1
4 | 5 | 16 | 1 | 1
4 | 5 | 17 | 1 | 1
4 | 5 | 18 | 1 | 1
4 | 5 | 19 | 1 | 1
4 | 5 | 20 | 1 | 1
4 | 5 | 21 | 1 | 1
4 | 5 | 22 | 1 | 1
4 | 5 | 23 | 1 | 1
4 | 5 | 24 | 1 | 1
4 | 6 | 1 | 1 | 1
4 | 6 | 2 | 1 | 1
4 | 6 | 3 | 1 | 1
4 | 6 | 4 | 1 | 1
4 | 6 | 5 | 1 | 1
4 | 6 | 6 | 1 | 1
4 | 6 | 7 | 1 | 1
4 | 6 | 8 | 1 | 1
4 | 6 | 9 | 1 | 1
4 | 6 | 10 | 1 | 1
4 | 6 | 11 | 1 | 1
4 | 6 | 12 | 1 | 1
4 | 6 | 13 | 1 | 1
4 | 6 | 14 | 1 | 1
4 | 6 | 15 | 1 | 1
4 | 6 | 16 | 1 | 1
4 | 6 | 17 | 1 | 1
4 | 6 | 18 | 1 | 1
4 | 6 | 19 | 1 | 1
4 | 6 | 20 | 1 | 1
4 | 6 | 21 | 1 | 1
4 | 6 | 22 | 1 | 1
4 | 6 | 23 | 1 | 1
4 | 6 | 24 | 1 | 1
4 | 7 | 1 | 1 | 1
4 | 7 | 2 | 1 | 1
4 | 7 | 3 | 1 | 1
4 | 7 | 4 | 1 | 1
4 | 7 | 5 | 1 | 1
4 | 7 | 6 | 1 | 1
4 | 7 | 7 | 1 | 1
4 | 7 | 8 | 1 | 1
4 | 7 | 9 | 1 | 1
4 | 7 | 10 | 1 | 1
4 | 7 | 11 | 1 | 1
4 | 7 | 12 | 1 | 1
4 | 7 | 13 | 1 | 1
4 | 7 | 14 | 1 | 1
4 | 7 | 15 | 1 | 1
4 | 7 | 16 | 1 | 1
4 | 7 | 17 | 1 | 1
4 | 7 | 18 | 1 | 1
4 | 7 | 19 | 1 | 1
4 | 7 | 20 | 1 | 1
4 | 7 | 21 | 1 | 1
4 | 7 | 22 | 1 | 1
4 | 7 | 23 | 1 | 1
4 | 7 | 24 | 1 | 1
4 | 8 | 1 | 0 | 1
4 | 8 | 2 | 0 | 1
4 | 8 | 3 | 0 | 1
4 | 8 | 4 | 0 | 1
4 | 8 | 5 | 0 | 1
4 | 8 | 6 | 0 | 1
4 | 8 | 7 | 0 | 1
4 | 8 | 8 | 0 | 1
4 | 8 | 9 | 0 | 1
4 | 8 | 10 | 0 | 1
4 | 8 | 11 | 0 | 1
4 | 8 | 12 | 0 | 1
4 | 8 | 13 | 0 | 1
4 | 8 | 14 | 0 | 1
4 | 8 | 15 | 0 | 1
4 | 8 | 16 | 0 | 1
4 | 8 | 17 | 0 | 1
4 | 8 | 18 | 0 | 1
4 | 8 | 19 | 0 | 1
4 | 8 | 20 | 0 | 1
4 | 8 | 21 | 0 | 1
4 | 8 | 22 | 0 | 1
4 | 8 | 23 | 0 | 1
4 | 8 | 24 | 0 | 1
4 | 9 | 1 | 0 | 1
4 | 9 | 2 | 0 | 1
4 | 9 | 3 | 0 | 1
4 | 9 | 4 | 0 | 1
4 | 9 | 5 | 0 | 1
4 | 9 | 6 | 0 | 1
4 | 9 | 7 | 0 | 1
4 | 9 | 8 | 0 | 1
4 | 9 | 9 | 0 | 1
4 | 9 | 10 | 0 | 1
4 | 9 | 11 | 0 | 1
4 | 9 | 12 | 0 | 1
4 | 9 | 13 | 0 | 1
4 | 9 | 14 | 0 | 1
4 | 9 | 15 | 0 | 1
4 | 9 | 16 | 0 | 1
4 | 9 | 17 | 0 | 1
4 | 9 | 18 | 0 | 1
4 | 9 | 19 | 0 | 1
4 | 9 | 20 | 0 | 1
4 | 9 | 21 | 0 | 1
4 | 9 | 22 | 0 | 1
4 | 9 | 23 | 0 | 1
4 | 9 | 24 | 0 | 1
4 | 10 | 1 | 1 | 1
4 | 10 | 2 | 1 | 1
4 | 10 | 3 | 1 | 1
4 | 10 | 4 | 1 | 1
4 | 10 | 5 | 1 | 1
4 | 10 | 6 | 1 | 1
4 | 10 | 7 | 1 | 1
4 | 10 | 8 | 1 | 1
4 | 10 | 9 | 1 | 1
4 | 10 | 10 | 1 | 1
4 | 10 | 11 | 1 | 1
4 | 10 | 12 | 1 | 1
4 | 10 | 13 | 1 | 1
4 | 10 | 14 | 1 | 1
4 | 10 | 15 | 1 | 1
4 | 10 | 16 | 1 | 1
4 | 10 | 17 | 1 | 1
4 | 10 | 18 | 1 | 1
4 | 10 | 19 | 1 | 1
4 | 10 | 20 | 1 | 1
4 | 10 | 21 | 1 | 1
4 | 10 | 22 | 1 | 1
4 | 10 | 23 | 1 | 1
4 | 10 | 24 | 1 | 1
4 | 11 | 1 | 1 | 1
4 | 11 | 2 | 1 | 1
4 | 11 | 3 | 1 | 1
4 | 11 | 4 | 1 | 1
4 | 11 | 5 | 1 | 1
4 | 11 | 6 | 1 | 1
4 | 11 | 7 | 1 | 1
4 | 11 | 8 | 1 | 1
4 | 11 | 9 | 1 | 1
4 | 11 | 10 | 1 | 1
4 | 11 | 11 | 1 | 1
4 | 11 | 12 | 1 | 1
4 | 11 | 13 | 1 | 1
4 | 11 | 14 | 1 | 1
4 | 11 | 15 | 1 | 1
4 | 11 | 16 | 1 | 1
4 | 11 | 17 | 1 | 1
4 | 11 | 18 | 1 | 1
4 | 11 | 19 | 1 | 1
4 | 11 | 20 | 1 | 1
4 | 11 | 21 | 1 | 1
4 | 11 | 22 | 1 | 1
4 | 11 | 23 | 1 | 1
4 | 11 | 24 | 1 | 1
4 | 12 | 1 | 1 | 1
4 | 12 | 2 | 1 | 1
4 | 12 | 3 | 1 | 1
4 | 12 | 4 | 1 | 1
4 | 12 | 5 | 1 | 1
4 | 12 | 6 | 1 | 1
4 | 12 | 7 | 1 | 1
4 | 12 | 8 | 1 | 1
4 | 12 | 9 | 1 | 1
4 | 12 | 10 | 1 | 1
4 | 12 | 11 | 1 | 1
4 | 12 | 12 | 1 | 1
4 | 12 | 13 | 1 | 1
4 | 12 | 14 | 1 | 1
4 | 12 | 15 | 1 | 1
4 | 12 | 16 | 1 | 1
4 | 12 | 17 | 1 | 1
4 | 12 | 18 | 1 | 1
4 | 12 | 19 | 1 | 1
4 | 12 | 20 | 1 | 1
4 | 12 | 21 | 1 | 1
4 | 12 | 22 | 1 | 1
4 | 12 | 23 | 1 | 1
4 | 12 | 24 | 1 | 1
4 | 13 | 1 | 1 | 1
4 | 13 | 2 | 1 | 1
4 | 13 | 3 | 1 | 1
4 | 13 | 4 | 1 | 1
4 | 13 | 5 | 1 | 1
4 | 13 | 6 | 1 | 1
4 | 13 | 7 | 1 | 1
4 | 13 | 8 | 1 | 1
4 | 13 | 9 | 1 | 1
4 | 13 | 10 | 1 | 1
4 | 13 | 11 | 1 | 1
4 | 13 | 12 | 1 | 1
4 | 13 | 13 | 1 | 1
4 | 13 | 14 | 1 | 1
4 | 13 | 15 | 1 | 1
4 | 13 | 16 | 1 | 1
4 | 13 | 17 | 1 | 1
4 | 13 | 18 | 1 | 1
4 | 13 | 19 | 1 | 1
4 | 13 | 20 | 1 | 1
4 | 13 | 21 | 1 | 1
4 | 13 | 22 | 1 | 1
4 | 13 | 23 | 1 | 1
4 | 13 | 24 | 1 | 1
4 | 14 | 1 | 1 | 1
4 | 14 | 2 | 1 | 1
4 | 14 | 3 | 1 | 1
4 | 14 | 4 | 1 | 1
4 | 14 | 5 | 1 | 1
4 | 14 | 6 | 1 | 1
4 | 14 | 7 | 1 | 1
4 | 14 | 8 | 1 | 1
4 | 14 | 9 | 1 | 1
4 | 14 | 10 | 1 | 1
4 | 14 | 11 | 1 | 1
4 | 14 | 12 | 1 | 1
4 | 14 | 13 | 1 | 1
4 | 14 | 14 | 1 | 1
4 | 14 | 15 | 1 | 1
4 | 14 | 16 | 1 | 1
4 | 14 | 17 | 1 | 1
4 | 14 | 18 | 1 | 1
4 | 14 | 19 | 1 | 1
4 | 14 | 20 | 1 | 1
4 | 14 | 21 | 1 | 1
4 | 14 | 22 | 1 | 1
4 | 14 | 23 | 1 | 1
4 | 14 | 24 | 1 | 1
4 | 15 | 1 | 0 | 1
4 | 15 | 2 | 0 | 1
4 | 15 | 3 | 0 | 1
4 | 15 | 4 | 0 | 1
4 | 15 | 5 | 0 | 1
4 | 15 | 6 | 0 | 1
4 | 15 | 7 | 0 | 1
4 | 15 | 8 | 0 | 1
4 | 15 | 9 | 0 | 1
4 | 15 | 10 | 0 | 1
4 | 15 | 11 | 0 | 1
4 | 15 | 12 | 0 | 1
4 | 15 | 13 | 0 | 1
4 | 15 | 14 | 0 | 1
4 | 15 | 15 | 0 | 1
4 | 15 | 16 | 0 | 1
4 | 15 | 17 | 0 | 1
4 | 15 | 18 | 0 | 1
4 | 15 | 19 | 0 | 1
4 | 15 | 20 | 0 | 1
4 | 15 | 21 | 0 | 1
4 | 15 | 22 | 0 | 1
4 | 15 | 23 | 0 | 1
4 | 15 | 24 | 0 | 1
4 | 16 | 1 | 0 | 1
4 | 16 | 2 | 0 | 1
4 | 16 | 3 | 0 | 1
4 | 16 | 4 | 0 | 1
4 | 16 | 5 | 0 | 1
4 | 16 | 6 | 0 | 1
4 | 16 | 7 | 0 | 1
4 | 16 | 8 | 0 | 1
4 | 16 | 9 | 0 | 1
4 | 16 | 10 | 0 | 1
4 | 16 | 11 | 0 | 1
4 | 16 | 12 | 0 | 1
4 | 16 | 13 | 0 | 1
4 | 16 | 14 | 0 | 1
4 | 16 | 15 | 0 | 1
4 | 16 | 16 | 0 | 1
4 | 16 | 17 | 0 | 1
4 | 16 | 18 | 0 | 1
4 | 16 | 19 | 0 | 1
4 | 16 | 20 | 0 | 1
4 | 16 | 21 | 0 | 1
4 | 16 | 22 | 0 | 1
4 | 16 | 23 | 0 | 1
4 | 16 | 24 | 0 | 1
4 | 17 | 1 | 1 | 1
4 | 17 | 2 | 1 | 1
4 | 17 | 3 | 1 | 1
4 | 17 | 4 | 1 | 1
4 | 17 | 5 | 1 | 1
4 | 17 | 6 | 1 | 1
4 | 17 | 7 | 1 | 1
4 | 17 | 8 | 1 | 1
4 | 17 | 9 | 1 | 1
4 | 17 | 10 | 1 | 1
4 | 17 | 11 | 1 | 1
4 | 17 | 12 | 1 | 1
4 | 17 | 13 | 1 | 1
4 | 17 | 14 | 1 | 1
4 | 17 | 15 | 1 | 1
4 | 17 | 16 | 1 | 1
4 | 17 | 17 | 1 | 1
4 | 17 | 18 | 1 | 1
4 | 17 | 19 | 1 | 1
4 | 17 | 20 | 1 | 1
4 | 17 | 21 | 1 | 1
4 | 17 | 22 | 1 | 1
4 | 17 | 23 | 1 | 1
4 | 17 | 24 | 1 | 1
4 | 18 | 1 | 1 | 1
4 | 18 | 2 | 1 | 1
4 | 18 | 3 | 1 | 1
4 | 18 | 4 | 1 | 1
4 | 18 | 5 | 1 | 1
4 | 18 | 6 | 1 | 1
4 | 18 | 7 | 1 | 1
4 | 18 | 8 | 1 | 1
4 | 18 | 9 | 1 | 1
4 | 18 | 10 | 1 | 1
4 | 18 | 11 | 1 | 1
4 | 18 | 12 | 1 | 1
4 | 18 | 13 | 1 | 1
4 | 18 | 14 | 1 | 1
4 | 18 | 15 | 1 | 1
4 | 18 | 16 | 1 | 1
4 | 18 | 17 | 1 | 1
4 | 18 | 18 | 1 | 1
4 | 18 | 19 | 1 | 1
4 | 18 | 20 | 1 | 1
4 | 18 | 21 | 1 | 1
4 | 18 | 22 | 1 | 1
4 | 18 | 23 | 1 | 1
4 | 18 | 24 | 1 | 1
4 | 19 | 1 | 1 | 1
4 | 19 | 2 | 1 | 1
4 | 19 | 3 | 1 | 1
4 | 19 | 4 | 1 | 1
4 | 19 | 5 | 1 | 1
4 | 19 | 6 | 1 | 1
4 | 19 | 7 | 1 | 1
4 | 19 | 8 | 1 | 1
4 | 19 | 9 | 1 | 1
4 | 19 | 10 | 1 | 1
4 | 19 | 11 | 1 | 1
4 | 19 | 12 | 1 | 1
4 | 19 | 13 | 1 | 1
4 | 19 | 14 | 1 | 1
4 | 19 | 15 | 1 | 1
4 | 19 | 16 | 1 | 1
4 | 19 | 17 | 1 | 1
4 | 19 | 18 | 1 | 1
4 | 19 | 19 | 1 | 1
4 | 19 | 20 | 1 | 1
4 | 19 | 21 | 1 | 1
4 | 19 | 22 | 1 | 1
4 | 19 | 23 | 1 | 1
4 | 19 | 24 | 1 | 1
4 | 20 | 1 | 1 | 1
4 | 20 | 2 | 1 | 1
4 | 20 | 3 | 1 | 1
4 | 20 | 4 | 1 | 1
4 | 20 | 5 | 1 | 1
4 | 20 | 6 | 1 | 1
4 | 20 | 7 | 1 | 1
4 | 20 | 8 | 1 | 1
4 | 20 | 9 | 1 | 1
4 | 20 | 10 | 1 | 1
4 | 20 | 11 | 1 | 1
4 | 20 | 12 | 1 | 1
4 | 20 | 13 | 1 | 1
4 | 20 | 14 | 1 | 1
4 | 20 | 15 | 1 | 1
4 | 20 | 16 | 1 | 1
4 | 20 | 17 | 1 | 1
4 | 20 | 18 | 1 | 1
4 | 20 | 19 | 1 | 1
4 | 20 | 20 | 1 | 1
4 | 20 | 21 | 1 | 1
4 | 20 | 22 | 1 | 1
4 | 20 | 23 | 1 | 1
4 | 20 | 24 | 1 | 1
4 | 21 | 1 | 1 | 1
4 | 21 | 2 | 1 | 1
4 | 21 | 3 | 1 | 1
4 | 21 | 4 | 1 | 1
4 | 21 | 5 | 1 | 1
4 | 21 | 6 | 1 | 1
4 | 21 | 7 | 1 | 1
4 | 21 | 8 | 1 | 1
4 | 21 | 9 | 1 | 1
4 | 21 | 10 | 1 | 1
4 | 21 | 11 | 1 | 1
4 | 21 | 12 | 1 | 1
4 | 21 | 13 | 1 | 1
4 | 21 | 14 | 1 | 1
4 | 21 | 15 | 1 | 1
4 | 21 | 16 | 1 | 1
4 | 21 | 17 | 1 | 1
4 | 21 | 18 | 1 | 1
4 | 21 | 19 | 1 | 1
4 | 21 | 20 | 1 | 1
4 | 21 | 21 | 1 | 1
4 | 21 | 22 | 1 | 1
4 | 21 | 23 | 1 | 1
4 | 21 | 24 | 1 | 1
4 | 22 | 1 | 0 | 1
4 | 22 | 2 | 0 | 1
4 | 22 | 3 | 0 | 1
4 | 22 | 4 | 0 | 1
4 | 22 | 5 | 0 | 1
4 | 22 | 6 | 0 | 1
4 | 22 | 7 | 0 | 1
4 | 22 | 8 | 0 | 1
4 | 22 | 9 | 0 | 1
4 | 22 | 10 | 0 | 1
4 | 22 | 11 | 0 | 1
4 | 22 | 12 | 0 | 1
4 | 22 | 13 | 0 | 1
4 | 22 | 14 | 0 | 1
4 | 22 | 15 | 0 | 1
4 | 22 | 16 | 0 | 1
4 | 22 | 17 | 0 | 1
4 | 22 | 18 | 0 | 1
4 | 22 | 19 | 0 | 1
4 | 22 | 20 | 0 | 1
4 | 22 | 21 | 0 | 1
4 | 22 | 22 | 0 | 1
4 | 22 | 23 | 0 | 1
4 | 22 | 24 | 0 | 1
4 | 23 | 1 | 0 | 1
4 | 23 | 2 | 0 | 1
4 | 23 | 3 | 0 | 1
4 | 23 | 4 | 0 | 1
4 | 23 | 5 | 0 | 1
4 | 23 | 6 | 0 | 1
4 | 23 | 7 | 0 | 1
4 | 23 | 8 | 0 | 1
4 | 23 | 9 | 0 | 1
4 | 23 | 10 | 0 | 1
4 | 23 | 11 | 0 | 1
4 | 23 | 12 | 0 | 1
4 | 23 | 13 | 0 | 1
4 | 23 | 14 | 0 | 1
4 | 23 | 15 | 0 | 1
4 | 23 | 16 | 0 | 1
4 | 23 | 17 | 0 | 1
4 | 23 | 18 | 0 | 1
4 | 23 | 19 | 0 | 1
4 | 23 | 20 | 0 | 1
4 | 23 | 21 | 0 | 1
4 | 23 | 22 | 0 | 1
4 | 23 | 23 | 0 | 1
4 | 23 | 24 | 0 | 1
4 | 24 | 1 | 1 | 1
4 | 24 | 2 | 1 | 1
4 | 24 | 3 | 1 | 1
4 | 24 | 4 | 1 | 1
4 | 24 | 5 | 1 | 1
4 | 24 | 6 | 1 | 1
4 | 24 | 7 | 1 | 1
4 | 24 | 8 | 1 | 1
4 | 24 | 9 | 1 | 1
4 | 24 | 10 | 1 | 1
4 | 24 | 11 | 1 | 1
4 | 24 | 12 | 1 | 1
4 | 24 | 13 | 1 | 1
4 | 24 | 14 | 1 | 1
4 | 24 | 15 | 1 | 1
4 | 24 | 16 | 1 | 1
4 | 24 | 17 | 1 | 1
4 | 24 | 18 | 1 | 1
4 | 24 | 19 | 1 | 1
4 | 24 | 20 | 1 | 1
4 | 24 | 21 | 1 | 1
4 | 24 | 22 | 1 | 1
4 | 24 | 23 | 1 | 1
4 | 24 | 24 | 1 | 1
4 | 25 | 1 | 1 | 1
4 | 25 | 2 | 1 | 1
4 | 25 | 3 | 1 | 1
4 | 25 | 4 | 1 | 1
4 | 25 | 5 | 1 | 1
4 | 25 | 6 | 1 | 1
4 | 25 | 7 | 1 | 1
4 | 25 | 8 | 1 | 1
4 | 25 | 9 | 1 | 1
4 | 25 | 10 | 1 | 1
4 | 25 | 11 | 1 | 1
4 | 25 | 12 | 1 | 1
4 | 25 | 13 | 1 | 1
4 | 25 | 14 | 1 | 1
4 | 25 | 15 | 1 | 1
4 | 25 | 16 | 1 | 1
4 | 25 | 17 | 1 | 1
4 | 25 | 18 | 1 | 1
4 | 25 | 19 | 1 | 1
4 | 25 | 20 | 1 | 1
4 | 25 | 21 | 1 | 1
4 | 25 | 22 | 1 | 1
4 | 25 | 23 | 1 | 1
4 | 25 | 24 | 1 | 1
4 | 26 | 1 | 1 | 1
4 | 26 | 2 | 1 | 1
4 | 26 | 3 | 1 | 1
4 | 26 | 4 | 1 | 1
4 | 26 | 5 | 1 | 1
4 | 26 | 6 | 1 | 1
4 | 26 | 7 | 1 | 1
4 | 26 | 8 | 1 | 1
4 | 26 | 9 | 1 | 1
4 | 26 | 10 | 1 | 1
4 | 26 | 11 | 1 | 1
4 | 26 | 12 | 1 | 1
4 | 26 | 13 | 1 | 1
4 | 26 | 14 | 1 | 1
4 | 26 | 15 | 1 | 1
4 | 26 | 16 | 1 | 1
4 | 26 | 17 | 1 | 1
4 | 26 | 18 | 1 | 1
4 | 26 | 19 | 1 | 1
4 | 26 | 20 | 1 | 1
4 | 26 | 21 | 1 | 1
4 | 26 | 22 | 1 | 1
4 | 26 | 23 | 1 | 1
4 | 26 | 24 | 1 | 1
4 | 27 | 1 | 1 | 1
4 | 27 | 2 | 1 | 1
4 | 27 | 3 | 1 | 1
4 | 27 | 4 | 1 | 1
4 | 27 | 5 | 1 | 1
4 | 27 | 6 | 1 | 1
4 | 27 | 7 | 1 | 1
4 | 27 | 8 | 1 | 1
4 | 27 | 9 | 1 | 1
4 | 27 | 10 | 1 | 1
4 | 27 | 11 | 1 | 1
4 | 27 | 12 | 1 | 1
4 | 27 | 13 | 1 | 1
4 | 27 | 14 | 1 | 1
4 | 27 | 15 | 1 | 1
4 | 27 | 16 | 1 | 1
4 | 27 | 17 | 1 | 1
4 | 27 | 18 | 1 | 1
4 | 27 | 19 | 1 | 1
4 | 27 | 20 | 1 | 1
4 | 27 | 21 | 1 | 1
4 | 27 | 22 | 1 | 1
4 | 27 | 23 | 1 | 1
4 | 27 | 24 | 1 | 1
4 | 28 | 1 | 1 | 1
4 | 28 | 2 | 1 | 1
4 | 28 | 3 | 1 | 1
4 | 28 | 4 | 1 | 1
4 | 28 | 5 | 1 | 1
4 | 28 | 6 | 1 | 1
4 | 28 | 7 | 1 | 1
4 | 28 | 8 | 1 | 1
4 | 28 | 9 | 1 | 1
4 | 28 | 10 | 1 | 1
4 | 28 | 11 | 1 | 1
4 | 28 | 12 | 1 | 1
4 | 28 | 13 | 1 | 1
4 | 28 | 14 | 1 | 1
4 | 28 | 15 | 1 | 1
4 | 28 | 16 | 1 | 1
4 | 28 | 17 | 1 | 1
4 | 28 | 18 | 1 | 1
4 | 28 | 19 | 1 | 1
4 | 28 | 20 | 1 | 1
4 | 28 | 21 | 1 | 1
4 | 28 | 22 | 1 | 1
4 | 28 | 23 | 1 | 1
4 | 28 | 24 | 1 | 1
4 | 29 | 1 | 0 | 1
4 | 29 | 2 | 0 | 1
4 | 29 | 3 | 0 | 1
4 | 29 | 4 | 0 | 1
4 | 29 | 5 | 0 | 1
4 | 29 | 6 | 0 | 1
4 | 29 | 7 | 0 | 1
4 | 29 | 8 | 0 | 1
4 | 29 | 9 | 0 | 1
4 | 29 | 10 | 0 | 1
4 | 29 | 11 | 0 | 1
4 | 29 | 12 | 0 | 1
4 | 29 | 13 | 0 | 1
4 | 29 | 14 | 0 | 1
4 | 29 | 15 | 0 | 1
4 | 29 | 16 | 0 | 1
4 | 29 | 17 | 0 | 1
4 | 29 | 18 | 0 | 1
4 | 29 | 19 | 0 | 1
4 | 29 | 20 | 0 | 1
4 | 29 | 21 | 0 | 1
4 | 29 | 22 | 0 | 1
4 | 29 | 23 | 0 | 1
4 | 29 | 24 | 0 | 1
4 | 30 | 1 | 0 | 1
4 | 30 | 2 | 0 | 1
4 | 30 | 3 | 0 | 1
4 | 30 | 4 | 0 | 1
4 | 30 | 5 | 0 | 1
4 | 30 | 6 | 0 | 1
4 | 30 | 7 | 0 | 1
4 | 30 | 8 | 0 | 1
4 | 30 | 9 | 0 | 1
4 | 30 | 10 | 0 | 1
4 | 30 | 11 | 0 | 1
4 | 30 | 12 | 0 | 1
4 | 30 | 13 | 0 | 1
4 | 30 | 14 | 0 | 1
4 | 30 | 15 | 0 | 1
4 | 30 | 16 | 0 | 1
4 | 30 | 17 | 0 | 1
4 | 30 | 18 | 0 | 1
4 | 30 | 19 | 0 | 1
4 | 30 | 20 | 0 | 1
4 | 30 | 21 | 0 | 1
4 | 30 | 22 | 0 | 1
4 | 30 | 23 | 0 | 1
4 | 30 | 24 | 0 | 1
5 | 1 | 1 | 1 | 1
5 | 1 | 2 | 1 | 1
5 | 1 | 3 | 1 | 1
5 | 1 | 4 | 1 | 1
5 | 1 | 5 | 1 | 1
5 | 1 | 6 | 1 | 1
5 | 1 | 7 | 1 | 1
5 | 1 | 8 | 1 | 1
5 | 1 | 9 | 1 | 1
5 | 1 | 10 | 1 | 1
5 | 1 | 11 | 1 | 1
5 | 1 | 12 | 1 | 1
5 | 1 | 13 | 1 | 1
5 | 1 | 14 | 1 | 1
5 | 1 | 15 | 1 | 1
5 | 1 | 16 | 1 | 1
5 | 1 | 17 | 1 | 1
5 | 1 | 18 | 1 | 1
5 | 1 | 19 | 1 | 1
5 | 1 | 20 | 1 | 1
5 | 1 | 21 | 1 | 1
5 | 1 | 22 | 1 | 1
5 | 1 | 23 | 1 | 1
5 | 1 | 24 | 1 | 1
5 | 2 | 1 | 1 | 1
5 | 2 | 2 | 1 | 1
5 | 2 | 3 | 1 | 1
5 | 2 | 4 | 1 | 1
5 | 2 | 5 | 1 | 1
5 | 2 | 6 | 1 | 1
5 | 2 | 7 | 1 | 1
5 | 2 | 8 | 1 | 1
5 | 2 | 9 | 1 | 1
5 | 2 | 10 | 1 | 1
5 | 2 | 11 | 1 | 1
5 | 2 | 12 | 1 | 1
5 | 2 | 13 | 1 | 1
5 | 2 | 14 | 1 | 1
5 | 2 | 15 | 1 | 1
5 | 2 | 16 | 1 | 1
5 | 2 | 17 | 1 | 1
5 | 2 | 18 | 1 | 1
5 | 2 | 19 | 1 | 1
5 | 2 | 20 | 1 | 1
5 | 2 | 21 | 1 | 1
5 | 2 | 22 | 1 | 1
5 | 2 | 23 | 1 | 1
5 | 2 | 24 | 1 | 1
5 | 3 | 1 | 1 | 1
5 | 3 | 2 | 1 | 1
5 | 3 | 3 | 1 | 1
5 | 3 | 4 | 1 | 1
5 | 3 | 5 | 1 | 1
5 | 3 | 6 | 1 | 1
5 | 3 | 7 | 1 | 1
5 | 3 | 8 | 1 | 1
5 | 3 | 9 | 1 | 1
5 | 3 | 10 | 1 | 1
5 | 3 | 11 | 1 | 1
5 | 3 | 12 | 1 | 1
5 | 3 | 13 | 1 | 1
5 | 3 | 14 | 1 | 1
5 | 3 | 15 | 1 | 1
5 | 3 | 16 | 1 | 1
5 | 3 | 17 | 1 | 1
5 | 3 | 18 | 1 | 1
5 | 3 | 19 | 1 | 1
5 | 3 | 20 | 1 | 1
5 | 3 | 21 | 1 | 1
5 | 3 | 22 | 1 | 1
5 | 3 | 23 | 1 | 1
5 | 3 | 24 | 1 | 1
5 | 4 | 1 | 1 | 1
5 | 4 | 2 | 1 | 1
5 | 4 | 3 | 1 | 1
5 | 4 | 4 | 1 | 1
5 | 4 | 5 | 1 | 1
5 | 4 | 6 | 1 | 1
5 | 4 | 7 | 1 | 1
5 | 4 | 8 | 1 | 1
5 | 4 | 9 | 1 | 1
5 | 4 | 10 | 1 | 1
5 | 4 | 11 | 1 | 1
5 | 4 | 12 | 1 | 1
5 | 4 | 13 | 1 | 1
5 | 4 | 14 | 1 | 1
5 | 4 | 15 | 1 | 1
5 | 4 | 16 | 1 | 1
5 | 4 | 17 | 1 | 1
5 | 4 | 18 | 1 | 1
5 | 4 | 19 | 1 | 1
5 | 4 | 20 | 1 | 1
5 | 4 | 21 | 1 | 1
5 | 4 | 22 | 1 | 1
5 | 4 | 23 | 1 | 1
5 | 4 | 24 | 1 | 1
5 | 5 | 1 | 1 | 1
5 | 5 | 2 | 1 | 1
5 | 5 | 3 | 1 | 1
5 | 5 | 4 | 1 | 1
5 | 5 | 5 | 1 | 1
5 | 5 | 6 | 1 | 1
5 | 5 | 7 | 1 | 1
5 | 5 | 8 | 1 | 1
5 | 5 | 9 | 1 | 1
5 | 5 | 10 | 1 | 1
5 | 5 | 11 | 1 | 1
5 | 5 | 12 | 1 | 1
5 | 5 | 13 | 1 | 1
5 | 5 | 14 | 1 | 1
5 | 5 | 15 | 1 | 1
5 | 5 | 16 | 1 | 1
5 | 5 | 17 | 1 | 1
5 | 5 | 18 | 1 | 1
5 | 5 | 19 | 1 | 1
5 | 5 | 20 | 1 | 1
5 | 5 | 21 | 1 | 1
5 | 5 | 22 | 1 | 1
5 | 5 | 23 | 1 | 1
5 | 5 | 24 | 1 | 1
5 | 6 | 1 | 0 | 1
5 | 6 | 2 | 0 | 1
5 | 6 | 3 | 0 | 1
5 | 6 | 4 | 0 | 1
5 | 6 | 5 | 0 | 1
5 | 6 | 6 | 0 | 1
5 | 6 | 7 | 0 | 1
5 | 6 | 8 | 0 | 1
5 | 6 | 9 | 0 | 1
5 | 6 | 10 | 0 | 1
5 | 6 | 11 | 0 | 1
5 | 6 | 12 | 0 | 1
5 | 6 | 13 | 0 | 1
5 | 6 | 14 | 0 | 1
5 | 6 | 15 | 0 | 1
5 | 6 | 16 | 0 | 1
5 | 6 | 17 | 0 | 1
5 | 6 | 18 | 0 | 1
5 | 6 | 19 | 0 | 1
5 | 6 | 20 | 0 | 1
5 | 6 | 21 | 0 | 1
5 | 6 | 22 | 0 | 1
5 | 6 | 23 | 0 | 1
5 | 6 | 24 | 0 | 1
5 | 7 | 1 | 0 | 1
5 | 7 | 2 | 0 | 1
5 | 7 | 3 | 0 | 1
5 | 7 | 4 | 0 | 1
5 | 7 | 5 | 0 | 1
5 | 7 | 6 | 0 | 1
5 | 7 | 7 | 0 | 1
5 | 7 | 8 | 0 | 1
5 | 7 | 9 | 0 | 1
5 | 7 | 10 | 0 | 1
5 | 7 | 11 | 0 | 1
5 | 7 | 12 | 0 | 1
5 | 7 | 13 | 0 | 1
5 | 7 | 14 | 0 | 1
5 | 7 | 15 | 0 | 1
5 | 7 | 16 | 0 | 1
5 | 7 | 17 | 0 | 1
5 | 7 | 18 | 0 | 1
5 | 7 | 19 | 0 | 1
5 | 7 | 20 | 0 | 1
5 | 7 | 21 | 0 | 1
5 | 7 | 22 | 0 | 1
5 | 7 | 23 | 0 | 1
5 | 7 | 24 | 0 | 1
5 | 8 | 1 | 1 | 1
5 | 8 | 2 | 1 | 1
5 | 8 | 3 | 1 | 1
5 | 8 | 4 | 1 | 1
5 | 8 | 5 | 1 | 1
5 | 8 | 6 | 1 | 1
5 | 8 | 7 | 1 | 1
5 | 8 | 8 | 1 | 1
5 | 8 | 9 | 1 | 1
5 | 8 | 10 | 1 | 1
5 | 8 | 11 | 1 | 1
5 | 8 | 12 | 1 | 1
5 | 8 | 13 | 1 | 1
5 | 8 | 14 | 1 | 1
5 | 8 | 15 | 1 | 1
5 | 8 | 16 | 1 | 1
5 | 8 | 17 | 1 | 1
5 | 8 | 18 | 1 | 1
5 | 8 | 19 | 1 | 1
5 | 8 | 20 | 1 | 1
5 | 8 | 21 | 1 | 1
5 | 8 | 22 | 1 | 1
5 | 8 | 23 | 1 | 1
5 | 8 | 24 | 1 | 1
5 | 9 | 1 | 1 | 1
5 | 9 | 2 | 1 | 1
5 | 9 | 3 | 1 | 1
5 | 9 | 4 | 1 | 1
5 | 9 | 5 | 1 | 1
5 | 9 | 6 | 1 | 1
5 | 9 | 7 | 1 | 1
5 | 9 | 8 | 1 | 1
5 | 9 | 9 | 1 | 1
5 | 9 | 10 | 1 | 1
5 | 9 | 11 | 1 | 1
5 | 9 | 12 | 1 | 1
5 | 9 | 13 | 1 | 1
5 | 9 | 14 | 1 | 1
5 | 9 | 15 | 1 | 1
5 | 9 | 16 | 1 | 1
5 | 9 | 17 | 1 | 1
5 | 9 | 18 | 1 | 1
5 | 9 | 19 | 1 | 1
5 | 9 | 20 | 1 | 1
5 | 9 | 21 | 1 | 1
5 | 9 | 22 | 1 | 1
5 | 9 | 23 | 1 | 1
5 | 9 | 24 | 1 | 1
5 | 10 | 1 | 1 | 1
5 | 10 | 2 | 1 | 1
5 | 10 | 3 | 1 | 1
5 | 10 | 4 | 1 | 1
5 | 10 | 5 | 1 | 1
5 | 10 | 6 | 1 | 1
5 | 10 | 7 | 1 | 1
5 | 10 | 8 | 1 | 1
5 | 10 | 9 | 1 | 1
5 | 10 | 10 | 1 | 1
5 | 10 | 11 | 1 | 1
5 | 10 | 12 | 1 | 1
5 | 10 | 13 | 1 | 1
5 | 10 | 14 | 1 | 1
5 | 10 | 15 | 1 | 1
5 | 10 | 16 | 1 | 1
5 | 10 | 17 | 1 | 1
5 | 10 | 18 | 1 | 1
5 | 10 | 19 | 1 | 1
5 | 10 | 20 | 1 | 1
5 | 10 | 21 | 1 | 1
5 | 10 | 22 | 1 | 1
5 | 10 | 23 | 1 | 1
5 | 10 | 24 | 1 | 1
5 | 11 | 1 | 1 | 1
5 | 11 | 2 | 1 | 1
5 | 11 | 3 | 1 | 1
5 | 11 | 4 | 1 | 1
5 | 11 | 5 | 1 | 1
5 | 11 | 6 | 1 | 1
5 | 11 | 7 | 1 | 1
5 | 11 | 8 | 1 | 1
5 | 11 | 9 | 1 | 1
5 | 11 | 10 | 1 | 1
5 | 11 | 11 | 1 | 1
5 | 11 | 12 | 1 | 1
5 | 11 | 13 | 1 | 1
5 | 11 | 14 | 1 | 1
5 | 11 | 15 | 1 | 1
5 | 11 | 16 | 1 | 1
5 | 11 | 17 | 1 | 1
5 | 11 | 18 | 1 | 1
5 | 11 | 19 | 1 | 1
5 | 11 | 20 | 1 | 1
5 | 11 | 21 | 1 | 1
5 | 11 | 22 | 1 | 1
5 | 11 | 23 | 1 | 1
5 | 11 | 24 | 1 | 1
5 | 12 | 1 | 1 | 1
5 | 12 | 2 | 1 | 1
5 | 12 | 3 | 1 | 1
5 | 12 | 4 | 1 | 1
5 | 12 | 5 | 1 | 1
5 | 12 | 6 | 1 | 1
5 | 12 | 7 | 1 | 1
5 | 12 | 8 | 1 | 1
5 | 12 | 9 | 1 | 1
5 | 12 | 10 | 1 | 1
5 | 12 | 11 | 1 | 1
5 | 12 | 12 | 1 | 1
5 | 12 | 13 | 1 | 1
5 | 12 | 14 | 1 | 1
5 | 12 | 15 | 1 | 1
5 | 12 | 16 | 1 | 1
5 | 12 | 17 | 1 | 1
5 | 12 | 18 | 1 | 1
5 | 12 | 19 | 1 | 1
5 | 12 | 20 | 1 | 1
5 | 12 | 21 | 1 | 1
5 | 12 | 22 | 1 | 1
5 | 12 | 23 | 1 | 1
5 | 12 | 24 | 1 | 1
5 | 13 | 1 | 0 | 1
5 | 13 | 2 | 0 | 1
5 | 13 | 3 | 0 | 1
5 | 13 | 4 | 0 | 1
5 | 13 | 5 | 0 | 1
5 | 13 | 6 | 0 | 1
5 | 13 | 7 | 0 | 1
5 | 13 | 8 | 0 | 1
5 | 13 | 9 | 0 | 1
5 | 13 | 10 | 0 | 1
5 | 13 | 11 | 0 | 1
5 | 13 | 12 | 0 | 1
5 | 13 | 13 | 0 | 1
5 | 13 | 14 | 0 | 1
5 | 13 | 15 | 0 | 1
5 | 13 | 16 | 0 | 1
5 | 13 | 17 | 0 | 1
5 | 13 | 18 | 0 | 1
5 | 13 | 19 | 0 | 1
5 | 13 | 20 | 0 | 1
5 | 13 | 21 | 0 | 1
5 | 13 | 22 | 0 | 1
5 | 13 | 23 | 0 | 1
5 | 13 | 24 | 0 | 1
5 | 14 | 1 | 0 | 1
5 | 14 | 2 | 0 | 1
5 | 14 | 3 | 0 | 1
5 | 14 | 4 | 0 | 1
5 | 14 | 5 | 0 | 1
5 | 14 | 6 | 0 | 1
5 | 14 | 7 | 0 | 1
5 | 14 | 8 | 0 | 1
5 | 14 | 9 | 0 | 1
5 | 14 | 10 | 0 | 1
5 | 14 | 11 | 0 | 1
5 | 14 | 12 | 0 | 1
5 | 14 | 13 | 0 | 1
5 | 14 | 14 | 0 | 1
5 | 14 | 15 | 0 | 1
5 | 14 | 16 | 0 | 1
5 | 14 | 17 | 0 | 1
5 | 14 | 18 | 0 | 1
5 | 14 | 19 | 0 | 1
5 | 14 | 20 | 0 | 1
5 | 14 | 21 | 0 | 1
5 | 14 | 22 | 0 | 1
5 | 14 | 23 | 0 | 1
5 | 14 | 24 | 0 | 1
5 | 15 | 1 | 1 | 1
5 | 15 | 2 | 1 | 1
5 | 15 | 3 | 1 | 1
5 | 15 | 4 | 1 | 1
5 | 15 | 5 | 1 | 1
5 | 15 | 6 | 1 | 1
5 | 15 | 7 | 1 | 1
5 | 15 | 8 | 1 | 1
5 | 15 | 9 | 1 | 1
5 | 15 | 10 | 1 | 1
5 | 15 | 11 | 1 | 1
5 | 15 | 12 | 1 | 1
5 | 15 | 13 | 1 | 1
5 | 15 | 14 | 1 | 1
5 | 15 | 15 | 1 | 1
5 | 15 | 16 | 1 | 1
5 | 15 | 17 | 1 | 1
5 | 15 | 18 | 1 | 1
5 | 15 | 19 | 1 | 1
5 | 15 | 20 | 1 | 1
5 | 15 | 21 | 1 | 1
5 | 15 | 22 | 1 | 1
5 | 15 | 23 | 1 | 1
5 | 15 | 24 | 1 | 1
5 | 16 | 1 | 1 | 1
5 | 16 | 2 | 1 | 1
5 | 16 | 3 | 1 | 1
5 | 16 | 4 | 1 | 1
5 | 16 | 5 | 1 | 1
5 | 16 | 6 | 1 | 1
5 | 16 | 7 | 1 | 1
5 | 16 | 8 | 1 | 1
5 | 16 | 9 | 1 | 1
5 | 16 | 10 | 1 | 1
5 | 16 | 11 | 1 | 1
5 | 16 | 12 | 1 | 1
5 | 16 | 13 | 1 | 1
5 | 16 | 14 | 1 | 1
5 | 16 | 15 | 1 | 1
5 | 16 | 16 | 1 | 1
5 | 16 | 17 | 1 | 1
5 | 16 | 18 | 1 | 1
5 | 16 | 19 | 1 | 1
5 | 16 | 20 | 1 | 1
5 | 16 | 21 | 1 | 1
5 | 16 | 22 | 1 | 1
5 | 16 | 23 | 1 | 1
5 | 16 | 24 | 1 | 1
5 | 17 | 1 | 1 | 1
5 | 17 | 2 | 1 | 1
5 | 17 | 3 | 1 | 1
5 | 17 | 4 | 1 | 1
5 | 17 | 5 | 1 | 1
5 | 17 | 6 | 1 | 1
5 | 17 | 7 | 1 | 1
5 | 17 | 8 | 1 | 1
5 | 17 | 9 | 1 | 1
5 | 17 | 10 | 1 | 1
5 | 17 | 11 | 1 | 1
5 | 17 | 12 | 1 | 1
5 | 17 | 13 | 1 | 1
5 | 17 | 14 | 1 | 1
5 | 17 | 15 | 1 | 1
5 | 17 | 16 | 1 | 1
5 | 17 | 17 | 1 | 1
5 | 17 | 18 | 1 | 1
5 | 17 | 19 | 1 | 1
5 | 17 | 20 | 1 | 1
5 | 17 | 21 | 1 | 1
5 | 17 | 22 | 1 | 1
5 | 17 | 23 | 1 | 1
5 | 17 | 24 | 1 | 1
5 | 18 | 1 | 1 | 1
5 | 18 | 2 | 1 | 1
5 | 18 | 3 | 1 | 1
5 | 18 | 4 | 1 | 1
5 | 18 | 5 | 1 | 1
5 | 18 | 6 | 1 | 1
5 | 18 | 7 | 1 | 1
5 | 18 | 8 | 1 | 1
5 | 18 | 9 | 1 | 1
5 | 18 | 10 | 1 | 1
5 | 18 | 11 | 1 | 1
5 | 18 | 12 | 1 | 1
5 | 18 | 13 | 1 | 1
5 | 18 | 14 | 1 | 1
5 | 18 | 15 | 1 | 1
5 | 18 | 16 | 1 | 1
5 | 18 | 17 | 1 | 1
5 | 18 | 18 | 1 | 1
5 | 18 | 19 | 1 | 1
5 | 18 | 20 | 1 | 1
5 | 18 | 21 | 1 | 1
5 | 18 | 22 | 1 | 1
5 | 18 | 23 | 1 | 1
5 | 18 | 24 | 1 | 1
5 | 19 | 1 | 1 | 1
5 | 19 | 2 | 1 | 1
5 | 19 | 3 | 1 | 1
5 | 19 | 4 | 1 | 1
5 | 19 | 5 | 1 | 1
5 | 19 | 6 | 1 | 1
5 | 19 | 7 | 1 | 1
5 | 19 | 8 | 1 | 1
5 | 19 | 9 | 1 | 1
5 | 19 | 10 | 1 | 1
5 | 19 | 11 | 1 | 1
5 | 19 | 12 | 1 | 1
5 | 19 | 13 | 1 | 1
5 | 19 | 14 | 1 | 1
5 | 19 | 15 | 1 | 1
5 | 19 | 16 | 1 | 1
5 | 19 | 17 | 1 | 1
5 | 19 | 18 | 1 | 1
5 | 19 | 19 | 1 | 1
5 | 19 | 20 | 1 | 1
5 | 19 | 21 | 1 | 1
5 | 19 | 22 | 1 | 1
5 | 19 | 23 | 1 | 1
5 | 19 | 24 | 1 | 1
5 | 20 | 1 | 0 | 1
5 | 20 | 2 | 0 | 1
5 | 20 | 3 | 0 | 1
5 | 20 | 4 | 0 | 1
5 | 20 | 5 | 0 | 1
5 | 20 | 6 | 0 | 1
5 | 20 | 7 | 0 | 1
5 | 20 | 8 | 0 | 1
5 | 20 | 9 | 0 | 1
5 | 20 | 10 | 0 | 1
5 | 20 | 11 | 0 | 1
5 | 20 | 12 | 0 | 1
5 | 20 | 13 | 0 | 1
5 | 20 | 14 | 0 | 1
5 | 20 | 15 | 0 | 1
5 | 20 | 16 | 0 | 1
5 | 20 | 17 | 0 | 1
5 | 20 | 18 | 0 | 1
5 | 20 | 19 | 0 | 1
5 | 20 | 20 | 0 | 1
5 | 20 | 21 | 0 | 1
5 | 20 | 22 | 0 | 1
5 | 20 | 23 | 0 | 1
5 | 20 | 24 | 0 | 1
5 | 21 | 1 | 0 | 1
5 | 21 | 2 | 0 | 1
5 | 21 | 3 | 0 | 1
5 | 21 | 4 | 0 | 1
5 | 21 | 5 | 0 | 1
5 | 21 | 6 | 0 | 1
5 | 21 | 7 | 0 | 1
5 | 21 | 8 | 0 | 1
5 | 21 | 9 | 0 | 1
5 | 21 | 10 | 0 | 1
5 | 21 | 11 | 0 | 1
5 | 21 | 12 | 0 | 1
5 | 21 | 13 | 0 | 1
5 | 21 | 14 | 0 | 1
5 | 21 | 15 | 0 | 1
5 | 21 | 16 | 0 | 1
5 | 21 | 17 | 0 | 1
5 | 21 | 18 | 0 | 1
5 | 21 | 19 | 0 | 1
5 | 21 | 20 | 0 | 1
5 | 21 | 21 | 0 | 1
5 | 21 | 22 | 0 | 1
5 | 21 | 23 | 0 | 1
5 | 21 | 24 | 0 | 1
5 | 22 | 1 | 1 | 1
5 | 22 | 2 | 1 | 1
5 | 22 | 3 | 1 | 1
5 | 22 | 4 | 1 | 1
5 | 22 | 5 | 1 | 1
5 | 22 | 6 | 1 | 1
5 | 22 | 7 | 1 | 1
5 | 22 | 8 | 1 | 1
5 | 22 | 9 | 1 | 1
5 | 22 | 10 | 1 | 1
5 | 22 | 11 | 1 | 1
5 | 22 | 12 | 1 | 1
5 | 22 | 13 | 1 | 1
5 | 22 | 14 | 1 | 1
5 | 22 | 15 | 1 | 1
5 | 22 | 16 | 1 | 1
5 | 22 | 17 | 1 | 1
5 | 22 | 18 | 1 | 1
5 | 22 | 19 | 1 | 1
5 | 22 | 20 | 1 | 1
5 | 22 | 21 | 1 | 1
5 | 22 | 22 | 1 | 1
5 | 22 | 23 | 1 | 1
5 | 22 | 24 | 1 | 1
5 | 23 | 1 | 1 | 1
5 | 23 | 2 | 1 | 1
5 | 23 | 3 | 1 | 1
5 | 23 | 4 | 1 | 1
5 | 23 | 5 | 1 | 1
5 | 23 | 6 | 1 | 1
5 | 23 | 7 | 1 | 1
5 | 23 | 8 | 1 | 1
5 | 23 | 9 | 1 | 1
5 | 23 | 10 | 1 | 1
5 | 23 | 11 | 1 | 1
5 | 23 | 12 | 1 | 1
5 | 23 | 13 | 1 | 1
5 | 23 | 14 | 1 | 1
5 | 23 | 15 | 1 | 1
5 | 23 | 16 | 1 | 1
5 | 23 | 17 | 1 | 1
5 | 23 | 18 | 1 | 1
5 | 23 | 19 | 1 | 1
5 | 23 | 20 | 1 | 1
5 | 23 | 21 | 1 | 1
5 | 23 | 22 | 1 | 1
5 | 23 | 23 | 1 | 1
5 | 23 | 24 | 1 | 1
5 | 24 | 1 | 1 | 1
5 | 24 | 2 | 1 | 1
5 | 24 | 3 | 1 | 1
5 | 24 | 4 | 1 | 1
5 | 24 | 5 | 1 | 1
5 | 24 | 6 | 1 | 1
5 | 24 | 7 | 1 | 1
5 | 24 | 8 | 1 | 1
5 | 24 | 9 | 1 | 1
5 | 24 | 10 | 1 | 1
5 | 24 | 11 | 1 | 1
5 | 24 | 12 | 1 | 1
5 | 24 | 13 | 1 | 1
5 | 24 | 14 | 1 | 1
5 | 24 | 15 | 1 | 1
5 | 24 | 16 | 1 | 1
5 | 24 | 17 | 1 | 1
5 | 24 | 18 | 1 | 1
5 | 24 | 19 | 1 | 1
5 | 24 | 20 | 1 | 1
5 | 24 | 21 | 1 | 1
5 | 24 | 22 | 1 | 1
5 | 24 | 23 | 1 | 1
5 | 24 | 24 | 1 | 1
5 | 25 | 1 | 1 | 1
5 | 25 | 2 | 1 | 1
5 | 25 | 3 | 1 | 1
5 | 25 | 4 | 1 | 1
5 | 25 | 5 | 1 | 1
5 | 25 | 6 | 1 | 1
5 | 25 | 7 | 1 | 1
5 | 25 | 8 | 1 | 1
5 | 25 | 9 | 1 | 1
5 | 25 | 10 | 1 | 1
5 | 25 | 11 | 1 | 1
5 | 25 | 12 | 1 | 1
5 | 25 | 13 | 1 | 1
5 | 25 | 14 | 1 | 1
5 | 25 | 15 | 1 | 1
5 | 25 | 16 | 1 | 1
5 | 25 | 17 | 1 | 1
5 | 25 | 18 | 1 | 1
5 | 25 | 19 | 1 | 1
5 | 25 | 20 | 1 | 1
5 | 25 | 21 | 1 | 1
5 | 25 | 22 | 1 | 1
5 | 25 | 23 | 1 | 1
5 | 25 | 24 | 1 | 1
5 | 26 | 1 | 1 | 1
5 | 26 | 2 | 1 | 1
5 | 26 | 3 | 1 | 1
5 | 26 | 4 | 1 | 1
5 | 26 | 5 | 1 | 1
5 | 26 | 6 | 1 | 1
5 | 26 | 7 | 1 | 1
5 | 26 | 8 | 1 | 1
5 | 26 | 9 | 1 | 1
5 | 26 | 10 | 1 | 1
5 | 26 | 11 | 1 | 1
5 | 26 | 12 | 1 | 1
5 | 26 | 13 | 1 | 1
5 | 26 | 14 | 1 | 1
5 | 26 | 15 | 1 | 1
5 | 26 | 16 | 1 | 1
5 | 26 | 17 | 1 | 1
5 | 26 | 18 | 1 | 1
5 | 26 | 19 | 1 | 1
5 | 26 | 20 | 1 | 1
5 | 26 | 21 | 1 | 1
5 | 26 | 22 | 1 | 1
5 | 26 | 23 | 1 | 1
5 | 26 | 24 | 1 | 1
5 | 27 | 1 | 0 | 1
5 | 27 | 2 | 0 | 1
5 | 27 | 3 | 0 | 1
5 | 27 | 4 | 0 | 1
5 | 27 | 5 | 0 | 1
5 | 27 | 6 | 0 | 1
5 | 27 | 7 | 0 | 1
5 | 27 | 8 | 0 | 1
5 | 27 | 9 | 0 | 1
5 | 27 | 10 | 0 | 1
5 | 27 | 11 | 0 | 1
5 | 27 | 12 | 0 | 1
5 | 27 | 13 | 0 | 1
5 | 27 | 14 | 0 | 1
5 | 27 | 15 | 0 | 1
5 | 27 | 16 | 0 | 1
5 | 27 | 17 | 0 | 1
5 | 27 | 18 | 0 | 1
5 | 27 | 19 | 0 | 1
5 | 27 | 20 | 0 | 1
5 | 27 | 21 | 0 | 1
5 | 27 | 22 | 0 | 1
5 | 27 | 23 | 0 | 1
5 | 27 | 24 | 0 | 1
5 | 28 | 1 | 0 | 1
5 | 28 | 2 | 0 | 1
5 | 28 | 3 | 0 | 1
5 | 28 | 4 | 0 | 1
5 | 28 | 5 | 0 | 1
5 | 28 | 6 | 0 | 1
5 | 28 | 7 | 0 | 1
5 | 28 | 8 | 0 | 1
5 | 28 | 9 | 0 | 1
5 | 28 | 10 | 0 | 1
5 | 28 | 11 | 0 | 1
5 | 28 | 12 | 0 | 1
5 | 28 | 13 | 0 | 1
5 | 28 | 14 | 0 | 1
5 | 28 | 15 | 0 | 1
5 | 28 | 16 | 0 | 1
5 | 28 | 17 | 0 | 1
5 | 28 | 18 | 0 | 1
5 | 28 | 19 | 0 | 1
5 | 28 | 20 | 0 | 1
5 | 28 | 21 | 0 | 1
5 | 28 | 22 | 0 | 1
5 | 28 | 23 | 0 | 1
5 | 28 | 24 | 0 | 1
5 | 29 | 1 | 1 | 1
5 | 29 | 2 | 1 | 1
5 | 29 | 3 | 1 | 1
5 | 29 | 4 | 1 | 1
5 | 29 | 5 | 1 | 1
5 | 29 | 6 | 1 | 1
5 | 29 | 7 | 1 | 1
5 | 29 | 8 | 1 | 1
5 | 29 | 9 | 1 | 1
5 | 29 | 10 | 1 | 1
5 | 29 | 11 | 1 | 1
5 | 29 | 12 | 1 | 1
5 | 29 | 13 | 1 | 1
5 | 29 | 14 | 1 | 1
5 | 29 | 15 | 1 | 1
5 | 29 | 16 | 1 | 1
5 | 29 | 17 | 1 | 1
5 | 29 | 18 | 1 | 1
5 | 29 | 19 | 1 | 1
5 | 29 | 20 | 1 | 1
5 | 29 | 21 | 1 | 1
5 | 29 | 22 | 1 | 1
5 | 29 | 23 | 1 | 1
5 | 29 | 24 | 1 | 1
5 | 30 | 1 | 1 | 1
5 | 30 | 2 | 1 | 1
5 | 30 | 3 | 1 | 1
5 | 30 | 4 | 1 | 1
5 | 30 | 5 | 1 | 1
5 | 30 | 6 | 1 | 1
5 | 30 | 7 | 1 | 1
5 | 30 | 8 | 1 | 1
5 | 30 | 9 | 1 | 1
5 | 30 | 10 | 1 | 1
5 | 30 | 11 | 1 | 1
5 | 30 | 12 | 1 | 1
5 | 30 | 13 | 1 | 1
5 | 30 | 14 | 1 | 1
5 | 30 | 15 | 1 | 1
5 | 30 | 16 | 1 | 1
5 | 30 | 17 | 1 | 1
5 | 30 | 18 | 1 | 1
5 | 30 | 19 | 1 | 1
5 | 30 | 20 | 1 | 1
5 | 30 | 21 | 1 | 1
5 | 30 | 22 | 1 | 1
5 | 30 | 23 | 1 | 1
5 | 30 | 24 | 1 | 1
5 | 31 | 1 | 1 | 1
5 | 31 | 2 | 1 | 1
5 | 31 | 3 | 1 | 1
5 | 31 | 4 | 1 | 1
5 | 31 | 5 | 1 | 1
5 | 31 | 6 | 1 | 1
5 | 31 | 7 | 1 | 1
5 | 31 | 8 | 1 | 1
5 | 31 | 9 | 1 | 1
5 | 31 | 10 | 1 | 1
5 | 31 | 11 | 1 | 1
5 | 31 | 12 | 1 | 1
5 | 31 | 13 | 1 | 1
5 | 31 | 14 | 1 | 1
5 | 31 | 15 | 1 | 1
5 | 31 | 16 | 1 | 1
5 | 31 | 17 | 1 | 1
5 | 31 | 18 | 1 | 1
5 | 31 | 19 | 1 | 1
5 | 31 | 20 | 1 | 1
5 | 31 | 21 | 1 | 1
5 | 31 | 22 | 1 | 1
5 | 31 | 23 | 1 | 1
5 | 31 | 24 | 1 | 1
6 | 1 | 1 | 1 | 1
6 | 1 | 2 | 1 | 1
6 | 1 | 3 | 1 | 1
6 | 1 | 4 | 1 | 1
6 | 1 | 5 | 1 | 1
6 | 1 | 6 | 1 | 1
6 | 1 | 7 | 1 | 1
6 | 1 | 8 | 1 | 1
6 | 1 | 9 | 1 | 1
6 | 1 | 10 | 1 | 1
6 | 1 | 11 | 1 | 1
6 | 1 | 12 | 1 | 1
6 | 1 | 13 | 1 | 1
6 | 1 | 14 | 1 | 1
6 | 1 | 15 | 1 | 1
6 | 1 | 16 | 1 | 1
6 | 1 | 17 | 1 | 1
6 | 1 | 18 | 1 | 1
6 | 1 | 19 | 1 | 1
6 | 1 | 20 | 1 | 1
6 | 1 | 21 | 1 | 1
6 | 1 | 22 | 1 | 1
6 | 1 | 23 | 1 | 1
6 | 1 | 24 | 1 | 1
6 | 2 | 1 | 1 | 1
6 | 2 | 2 | 1 | 1
6 | 2 | 3 | 1 | 1
6 | 2 | 4 | 1 | 1
6 | 2 | 5 | 1 | 1
6 | 2 | 6 | 1 | 1
6 | 2 | 7 | 1 | 1
6 | 2 | 8 | 1 | 1
6 | 2 | 9 | 1 | 1
6 | 2 | 10 | 1 | 1
6 | 2 | 11 | 1 | 1
6 | 2 | 12 | 1 | 1
6 | 2 | 13 | 1 | 1
6 | 2 | 14 | 1 | 1
6 | 2 | 15 | 1 | 1
6 | 2 | 16 | 1 | 1
6 | 2 | 17 | 1 | 1
6 | 2 | 18 | 1 | 1
6 | 2 | 19 | 1 | 1
6 | 2 | 20 | 1 | 1
6 | 2 | 21 | 1 | 1
6 | 2 | 22 | 1 | 1
6 | 2 | 23 | 1 | 1
6 | 2 | 24 | 1 | 1
6 | 3 | 1 | 0 | 1
6 | 3 | 2 | 0 | 1
6 | 3 | 3 | 0 | 1
6 | 3 | 4 | 0 | 1
6 | 3 | 5 | 0 | 1
6 | 3 | 6 | 0 | 1
6 | 3 | 7 | 0 | 1
6 | 3 | 8 | 0 | 1
6 | 3 | 9 | 0 | 1
6 | 3 | 10 | 0 | 1
6 | 3 | 11 | 0 | 1
6 | 3 | 12 | 0 | 1
6 | 3 | 13 | 0 | 1
6 | 3 | 14 | 0 | 1
6 | 3 | 15 | 0 | 1
6 | 3 | 16 | 0 | 1
6 | 3 | 17 | 0 | 1
6 | 3 | 18 | 0 | 1
6 | 3 | 19 | 0 | 1
6 | 3 | 20 | 0 | 1
6 | 3 | 21 | 0 | 1
6 | 3 | 22 | 0 | 1
6 | 3 | 23 | 0 | 1
6 | 3 | 24 | 0 | 1
6 | 4 | 1 | 0 | 1
6 | 4 | 2 | 0 | 1
6 | 4 | 3 | 0 | 1
6 | 4 | 4 | 0 | 1
6 | 4 | 5 | 0 | 1
6 | 4 | 6 | 0 | 1
6 | 4 | 7 | 0 | 1
6 | 4 | 8 | 0 | 1
6 | 4 | 9 | 0 | 1
6 | 4 | 10 | 0 | 1
6 | 4 | 11 | 0 | 1
6 | 4 | 12 | 0 | 1
6 | 4 | 13 | 0 | 1
6 | 4 | 14 | 0 | 1
6 | 4 | 15 | 0 | 1
6 | 4 | 16 | 0 | 1
6 | 4 | 17 | 0 | 1
6 | 4 | 18 | 0 | 1
6 | 4 | 19 | 0 | 1
6 | 4 | 20 | 0 | 1
6 | 4 | 21 | 0 | 1
6 | 4 | 22 | 0 | 1
6 | 4 | 23 | 0 | 1
6 | 4 | 24 | 0 | 1
6 | 5 | 1 | 1 | 1
6 | 5 | 2 | 1 | 1
6 | 5 | 3 | 1 | 1
6 | 5 | 4 | 1 | 1
6 | 5 | 5 | 1 | 1
6 | 5 | 6 | 1 | 1
6 | 5 | 7 | 1 | 1
6 | 5 | 8 | 1 | 1
6 | 5 | 9 | 1 | 1
6 | 5 | 10 | 1 | 1
6 | 5 | 11 | 1 | 1
6 | 5 | 12 | 1 | 1
6 | 5 | 13 | 1 | 1
6 | 5 | 14 | 1 | 1
6 | 5 | 15 | 1 | 1
6 | 5 | 16 | 1 | 1
6 | 5 | 17 | 1 | 1
6 | 5 | 18 | 1 | 1
6 | 5 | 19 | 1 | 1
6 | 5 | 20 | 1 | 1
6 | 5 | 21 | 1 | 1
6 | 5 | 22 | 1 | 1
6 | 5 | 23 | 1 | 1
6 | 5 | 24 | 1 | 1
6 | 6 | 1 | 1 | 1
6 | 6 | 2 | 1 | 1
6 | 6 | 3 | 1 | 1
6 | 6 | 4 | 1 | 1
6 | 6 | 5 | 1 | 1
6 | 6 | 6 | 1 | 1
6 | 6 | 7 | 1 | 1
6 | 6 | 8 | 1 | 1
6 | 6 | 9 | 1 | 1
6 | 6 | 10 | 1 | 1
6 | 6 | 11 | 1 | 1
6 | 6 | 12 | 1 | 1
6 | 6 | 13 | 1 | 1
6 | 6 | 14 | 1 | 1
6 | 6 | 15 | 1 | 1
6 | 6 | 16 | 1 | 1
6 | 6 | 17 | 1 | 1
6 | 6 | 18 | 1 | 1
6 | 6 | 19 | 1 | 1
6 | 6 | 20 | 1 | 1
6 | 6 | 21 | 1 | 1
6 | 6 | 22 | 1 | 1
6 | 6 | 23 | 1 | 1
6 | 6 | 24 | 1 | 1
6 | 7 | 1 | 1 | 1
6 | 7 | 2 | 1 | 1
6 | 7 | 3 | 1 | 1
6 | 7 | 4 | 1 | 1
6 | 7 | 5 | 1 | 1
6 | 7 | 6 | 1 | 1
6 | 7 | 7 | 1 | 1
6 | 7 | 8 | 1 | 1
6 | 7 | 9 | 1 | 1
6 | 7 | 10 | 1 | 1
6 | 7 | 11 | 1 | 1
6 | 7 | 12 | 1 | 1
6 | 7 | 13 | 1 | 1
6 | 7 | 14 | 1 | 1
6 | 7 | 15 | 1 | 1
6 | 7 | 16 | 1 | 1
6 | 7 | 17 | 1 | 1
6 | 7 | 18 | 1 | 1
6 | 7 | 19 | 1 | 1
6 | 7 | 20 | 1 | 1
6 | 7 | 21 | 1 | 1
6 | 7 | 22 | 1 | 1
6 | 7 | 23 | 1 | 1
6 | 7 | 24 | 1 | 1
6 | 8 | 1 | 1 | 1
6 | 8 | 2 | 1 | 1
6 | 8 | 3 | 1 | 1
6 | 8 | 4 | 1 | 1
6 | 8 | 5 | 1 | 1
6 | 8 | 6 | 1 | 1
6 | 8 | 7 | 1 | 1
6 | 8 | 8 | 1 | 1
6 | 8 | 9 | 1 | 1
6 | 8 | 10 | 1 | 1
6 | 8 | 11 | 1 | 1
6 | 8 | 12 | 1 | 1
6 | 8 | 13 | 1 | 1
6 | 8 | 14 | 1 | 1
6 | 8 | 15 | 1 | 1
6 | 8 | 16 | 1 | 1
6 | 8 | 17 | 1 | 1
6 | 8 | 18 | 1 | 1
6 | 8 | 19 | 1 | 1
6 | 8 | 20 | 1 | 1
6 | 8 | 21 | 1 | 1
6 | 8 | 22 | 1 | 1
6 | 8 | 23 | 1 | 1
6 | 8 | 24 | 1 | 1
6 | 9 | 1 | 1 | 1
6 | 9 | 2 | 1 | 1
6 | 9 | 3 | 1 | 1
6 | 9 | 4 | 1 | 1
6 | 9 | 5 | 1 | 1
6 | 9 | 6 | 1 | 1
6 | 9 | 7 | 1 | 1
6 | 9 | 8 | 1 | 1
6 | 9 | 9 | 1 | 1
6 | 9 | 10 | 1 | 1
6 | 9 | 11 | 1 | 1
6 | 9 | 12 | 1 | 1
6 | 9 | 13 | 1 | 1
6 | 9 | 14 | 1 | 1
6 | 9 | 15 | 1 | 1
6 | 9 | 16 | 1 | 1
6 | 9 | 17 | 1 | 1
6 | 9 | 18 | 1 | 1
6 | 9 | 19 | 1 | 1
6 | 9 | 20 | 1 | 1
6 | 9 | 21 | 1 | 1
6 | 9 | 22 | 1 | 1
6 | 9 | 23 | 1 | 1
6 | 9 | 24 | 1 | 1
6 | 10 | 1 | 0 | 1
6 | 10 | 2 | 0 | 1
6 | 10 | 3 | 0 | 1
6 | 10 | 4 | 0 | 1
6 | 10 | 5 | 0 | 1
6 | 10 | 6 | 0 | 1
6 | 10 | 7 | 0 | 1
6 | 10 | 8 | 0 | 1
6 | 10 | 9 | 0 | 1
6 | 10 | 10 | 0 | 1
6 | 10 | 11 | 0 | 1
6 | 10 | 12 | 0 | 1
6 | 10 | 13 | 0 | 1
6 | 10 | 14 | 0 | 1
6 | 10 | 15 | 0 | 1
6 | 10 | 16 | 0 | 1
6 | 10 | 17 | 0 | 1
6 | 10 | 18 | 0 | 1
6 | 10 | 19 | 0 | 1
6 | 10 | 20 | 0 | 1
6 | 10 | 21 | 0 | 1
6 | 10 | 22 | 0 | 1
6 | 10 | 23 | 0 | 1
6 | 10 | 24 | 0 | 1
6 | 11 | 1 | 0 | 1
6 | 11 | 2 | 0 | 1
6 | 11 | 3 | 0 | 1
6 | 11 | 4 | 0 | 1
6 | 11 | 5 | 0 | 1
6 | 11 | 6 | 0 | 1
6 | 11 | 7 | 0 | 1
6 | 11 | 8 | 0 | 1
6 | 11 | 9 | 0 | 1
6 | 11 | 10 | 0 | 1
6 | 11 | 11 | 0 | 1
6 | 11 | 12 | 0 | 1
6 | 11 | 13 | 0 | 1
6 | 11 | 14 | 0 | 1
6 | 11 | 15 | 0 | 1
6 | 11 | 16 | 0 | 1
6 | 11 | 17 | 0 | 1
6 | 11 | 18 | 0 | 1
6 | 11 | 19 | 0 | 1
6 | 11 | 20 | 0 | 1
6 | 11 | 21 | 0 | 1
6 | 11 | 22 | 0 | 1
6 | 11 | 23 | 0 | 1
6 | 11 | 24 | 0 | 1
6 | 12 | 1 | 1 | 1
6 | 12 | 2 | 1 | 1
6 | 12 | 3 | 1 | 1
6 | 12 | 4 | 1 | 1
6 | 12 | 5 | 1 | 1
6 | 12 | 6 | 1 | 1
6 | 12 | 7 | 1 | 1
6 | 12 | 8 | 1 | 1
6 | 12 | 9 | 1 | 1
6 | 12 | 10 | 1 | 1
6 | 12 | 11 | 1 | 1
6 | 12 | 12 | 1 | 1
6 | 12 | 13 | 1 | 1
6 | 12 | 14 | 1 | 1
6 | 12 | 15 | 1 | 1
6 | 12 | 16 | 1 | 1
6 | 12 | 17 | 1 | 1
6 | 12 | 18 | 1 | 1
6 | 12 | 19 | 1 | 1
6 | 12 | 20 | 1 | 1
6 | 12 | 21 | 1 | 1
6 | 12 | 22 | 1 | 1
6 | 12 | 23 | 1 | 1
6 | 12 | 24 | 1 | 1
6 | 13 | 1 | 1 | 1
6 | 13 | 2 | 1 | 1
6 | 13 | 3 | 1 | 1
6 | 13 | 4 | 1 | 1
6 | 13 | 5 | 1 | 1
6 | 13 | 6 | 1 | 1
6 | 13 | 7 | 1 | 1
6 | 13 | 8 | 1 | 1
6 | 13 | 9 | 1 | 1
6 | 13 | 10 | 1 | 1
6 | 13 | 11 | 1 | 1
6 | 13 | 12 | 1 | 1
6 | 13 | 13 | 1 | 1
6 | 13 | 14 | 1 | 1
6 | 13 | 15 | 1 | 1
6 | 13 | 16 | 1 | 1
6 | 13 | 17 | 1 | 1
6 | 13 | 18 | 1 | 1
6 | 13 | 19 | 1 | 1
6 | 13 | 20 | 1 | 1
6 | 13 | 21 | 1 | 1
6 | 13 | 22 | 1 | 1
6 | 13 | 23 | 1 | 1
6 | 13 | 24 | 1 | 1
6 | 14 | 1 | 1 | 1
6 | 14 | 2 | 1 | 1
6 | 14 | 3 | 1 | 1
6 | 14 | 4 | 1 | 1
6 | 14 | 5 | 1 | 1
6 | 14 | 6 | 1 | 1
6 | 14 | 7 | 1 | 1
6 | 14 | 8 | 1 | 1
6 | 14 | 9 | 1 | 1
6 | 14 | 10 | 1 | 1
6 | 14 | 11 | 1 | 1
6 | 14 | 12 | 1 | 1
6 | 14 | 13 | 1 | 1
6 | 14 | 14 | 1 | 1
6 | 14 | 15 | 1 | 1
6 | 14 | 16 | 1 | 1
6 | 14 | 17 | 1 | 1
6 | 14 | 18 | 1 | 1
6 | 14 | 19 | 1 | 1
6 | 14 | 20 | 1 | 1
6 | 14 | 21 | 1 | 1
6 | 14 | 22 | 1 | 1
6 | 14 | 23 | 1 | 1
6 | 14 | 24 | 1 | 1
6 | 15 | 1 | 1 | 1
6 | 15 | 2 | 1 | 1
6 | 15 | 3 | 1 | 1
6 | 15 | 4 | 1 | 1
6 | 15 | 5 | 1 | 1
6 | 15 | 6 | 1 | 1
6 | 15 | 7 | 1 | 1
6 | 15 | 8 | 1 | 1
6 | 15 | 9 | 1 | 1
6 | 15 | 10 | 1 | 1
6 | 15 | 11 | 1 | 1
6 | 15 | 12 | 1 | 1
6 | 15 | 13 | 1 | 1
6 | 15 | 14 | 1 | 1
6 | 15 | 15 | 1 | 1
6 | 15 | 16 | 1 | 1
6 | 15 | 17 | 1 | 1
6 | 15 | 18 | 1 | 1
6 | 15 | 19 | 1 | 1
6 | 15 | 20 | 1 | 1
6 | 15 | 21 | 1 | 1
6 | 15 | 22 | 1 | 1
6 | 15 | 23 | 1 | 1
6 | 15 | 24 | 1 | 1
6 | 16 | 1 | 1 | 1
6 | 16 | 2 | 1 | 1
6 | 16 | 3 | 1 | 1
6 | 16 | 4 | 1 | 1
6 | 16 | 5 | 1 | 1
6 | 16 | 6 | 1 | 1
6 | 16 | 7 | 1 | 1
6 | 16 | 8 | 1 | 1
6 | 16 | 9 | 1 | 1
6 | 16 | 10 | 1 | 1
6 | 16 | 11 | 1 | 1
6 | 16 | 12 | 1 | 1
6 | 16 | 13 | 1 | 1
6 | 16 | 14 | 1 | 1
6 | 16 | 15 | 1 | 1
6 | 16 | 16 | 1 | 1
6 | 16 | 17 | 1 | 1
6 | 16 | 18 | 1 | 1
6 | 16 | 19 | 1 | 1
6 | 16 | 20 | 1 | 1
6 | 16 | 21 | 1 | 1
6 | 16 | 22 | 1 | 1
6 | 16 | 23 | 1 | 1
6 | 16 | 24 | 1 | 1
6 | 17 | 1 | 0 | 1
6 | 17 | 2 | 0 | 1
6 | 17 | 3 | 0 | 1
6 | 17 | 4 | 0 | 1
6 | 17 | 5 | 0 | 1
6 | 17 | 6 | 0 | 1
6 | 17 | 7 | 0 | 1
6 | 17 | 8 | 0 | 1
6 | 17 | 9 | 0 | 1
6 | 17 | 10 | 0 | 1
6 | 17 | 11 | 0 | 1
6 | 17 | 12 | 0 | 1
6 | 17 | 13 | 0 | 1
6 | 17 | 14 | 0 | 1
6 | 17 | 15 | 0 | 1
6 | 17 | 16 | 0 | 1
6 | 17 | 17 | 0 | 1
6 | 17 | 18 | 0 | 1
6 | 17 | 19 | 0 | 1
6 | 17 | 20 | 0 | 1
6 | 17 | 21 | 0 | 1
6 | 17 | 22 | 0 | 1
6 | 17 | 23 | 0 | 1
6 | 17 | 24 | 0 | 1
6 | 18 | 1 | 0 | 1
6 | 18 | 2 | 0 | 1
6 | 18 | 3 | 0 | 1
6 | 18 | 4 | 0 | 1
6 | 18 | 5 | 0 | 1
6 | 18 | 6 | 0 | 1
6 | 18 | 7 | 0 | 1
6 | 18 | 8 | 0 | 1
6 | 18 | 9 | 0 | 1
6 | 18 | 10 | 0 | 1
6 | 18 | 11 | 0 | 1
6 | 18 | 12 | 0 | 1
6 | 18 | 13 | 0 | 1
6 | 18 | 14 | 0 | 1
6 | 18 | 15 | 0 | 1
6 | 18 | 16 | 0 | 1
6 | 18 | 17 | 0 | 1
6 | 18 | 18 | 0 | 1
6 | 18 | 19 | 0 | 1
6 | 18 | 20 | 0 | 1
6 | 18 | 21 | 0 | 1
6 | 18 | 22 | 0 | 1
6 | 18 | 23 | 0 | 1
6 | 18 | 24 | 0 | 1
6 | 19 | 1 | 1 | 1
6 | 19 | 2 | 1 | 1
6 | 19 | 3 | 1 | 1
6 | 19 | 4 | 1 | 1
6 | 19 | 5 | 1 | 1
6 | 19 | 6 | 1 | 1
6 | 19 | 7 | 1 | 1
6 | 19 | 8 | 1 | 1
6 | 19 | 9 | 1 | 1
6 | 19 | 10 | 1 | 1
6 | 19 | 11 | 1 | 1
6 | 19 | 12 | 1 | 1
6 | 19 | 13 | 1 | 1
6 | 19 | 14 | 1 | 1
6 | 19 | 15 | 1 | 1
6 | 19 | 16 | 1 | 1
6 | 19 | 17 | 1 | 1
6 | 19 | 18 | 1 | 1
6 | 19 | 19 | 1 | 1
6 | 19 | 20 | 1 | 1
6 | 19 | 21 | 1 | 1
6 | 19 | 22 | 1 | 1
6 | 19 | 23 | 1 | 1
6 | 19 | 24 | 1 | 1
6 | 20 | 1 | 1 | 1
6 | 20 | 2 | 1 | 1
6 | 20 | 3 | 1 | 1
6 | 20 | 4 | 1 | 1
6 | 20 | 5 | 1 | 1
6 | 20 | 6 | 1 | 1
6 | 20 | 7 | 1 | 1
6 | 20 | 8 | 1 | 1
6 | 20 | 9 | 1 | 1
6 | 20 | 10 | 1 | 1
6 | 20 | 11 | 1 | 1
6 | 20 | 12 | 1 | 1
6 | 20 | 13 | 1 | 1
6 | 20 | 14 | 1 | 1
6 | 20 | 15 | 1 | 1
6 | 20 | 16 | 1 | 1
6 | 20 | 17 | 1 | 1
6 | 20 | 18 | 1 | 1
6 | 20 | 19 | 1 | 1
6 | 20 | 20 | 1 | 1
6 | 20 | 21 | 1 | 1
6 | 20 | 22 | 1 | 1
6 | 20 | 23 | 1 | 1
6 | 20 | 24 | 1 | 1
6 | 21 | 1 | 1 | 1
6 | 21 | 2 | 1 | 1
6 | 21 | 3 | 1 | 1
6 | 21 | 4 | 1 | 1
6 | 21 | 5 | 1 | 1
6 | 21 | 6 | 1 | 1
6 | 21 | 7 | 1 | 1
6 | 21 | 8 | 1 | 1
6 | 21 | 9 | 1 | 1
6 | 21 | 10 | 1 | 1
6 | 21 | 11 | 1 | 1
6 | 21 | 12 | 1 | 1
6 | 21 | 13 | 1 | 1
6 | 21 | 14 | 1 | 1
6 | 21 | 15 | 1 | 1
6 | 21 | 16 | 1 | 1
6 | 21 | 17 | 1 | 1
6 | 21 | 18 | 1 | 1
6 | 21 | 19 | 1 | 1
6 | 21 | 20 | 1 | 1
6 | 21 | 21 | 1 | 1
6 | 21 | 22 | 1 | 1
6 | 21 | 23 | 1 | 1
6 | 21 | 24 | 1 | 1
6 | 22 | 1 | 1 | 1
6 | 22 | 2 | 1 | 1
6 | 22 | 3 | 1 | 1
6 | 22 | 4 | 1 | 1
6 | 22 | 5 | 1 | 1
6 | 22 | 6 | 1 | 1
6 | 22 | 7 | 1 | 1
6 | 22 | 8 | 1 | 1
6 | 22 | 9 | 1 | 1
6 | 22 | 10 | 1 | 1
6 | 22 | 11 | 1 | 1
6 | 22 | 12 | 1 | 1
6 | 22 | 13 | 1 | 1
6 | 22 | 14 | 1 | 1
6 | 22 | 15 | 1 | 1
6 | 22 | 16 | 1 | 1
6 | 22 | 17 | 1 | 1
6 | 22 | 18 | 1 | 1
6 | 22 | 19 | 1 | 1
6 | 22 | 20 | 1 | 1
6 | 22 | 21 | 1 | 1
6 | 22 | 22 | 1 | 1
6 | 22 | 23 | 1 | 1
6 | 22 | 24 | 1 | 1
6 | 23 | 1 | 1 | 1
6 | 23 | 2 | 1 | 1
6 | 23 | 3 | 1 | 1
6 | 23 | 4 | 1 | 1
6 | 23 | 5 | 1 | 1
6 | 23 | 6 | 1 | 1
6 | 23 | 7 | 1 | 1
6 | 23 | 8 | 1 | 1
6 | 23 | 9 | 1 | 1
6 | 23 | 10 | 1 | 1
6 | 23 | 11 | 1 | 1
6 | 23 | 12 | 1 | 1
6 | 23 | 13 | 1 | 1
6 | 23 | 14 | 1 | 1
6 | 23 | 15 | 1 | 1
6 | 23 | 16 | 1 | 1
6 | 23 | 17 | 1 | 1
6 | 23 | 18 | 1 | 1
6 | 23 | 19 | 1 | 1
6 | 23 | 20 | 1 | 1
6 | 23 | 21 | 1 | 1
6 | 23 | 22 | 1 | 1
6 | 23 | 23 | 1 | 1
6 | 23 | 24 | 1 | 1
6 | 24 | 1 | 0 | 1
6 | 24 | 2 | 0 | 1
6 | 24 | 3 | 0 | 1
6 | 24 | 4 | 0 | 1
6 | 24 | 5 | 0 | 1
6 | 24 | 6 | 0 | 1
6 | 24 | 7 | 0 | 1
6 | 24 | 8 | 0 | 1
6 | 24 | 9 | 0 | 1
6 | 24 | 10 | 0 | 1
6 | 24 | 11 | 0 | 1
6 | 24 | 12 | 0 | 1
6 | 24 | 13 | 0 | 1
6 | 24 | 14 | 0 | 1
6 | 24 | 15 | 0 | 1
6 | 24 | 16 | 0 | 1
6 | 24 | 17 | 0 | 1
6 | 24 | 18 | 0 | 1
6 | 24 | 19 | 0 | 1
6 | 24 | 20 | 0 | 1
6 | 24 | 21 | 0 | 1
6 | 24 | 22 | 0 | 1
6 | 24 | 23 | 0 | 1
6 | 24 | 24 | 0 | 1
6 | 25 | 1 | 0 | 1
6 | 25 | 2 | 0 | 1
6 | 25 | 3 | 0 | 1
6 | 25 | 4 | 0 | 1
6 | 25 | 5 | 0 | 1
6 | 25 | 6 | 0 | 1
6 | 25 | 7 | 0 | 1
6 | 25 | 8 | 0 | 1
6 | 25 | 9 | 0 | 1
6 | 25 | 10 | 0 | 1
6 | 25 | 11 | 0 | 1
6 | 25 | 12 | 0 | 1
6 | 25 | 13 | 0 | 1
6 | 25 | 14 | 0 | 1
6 | 25 | 15 | 0 | 1
6 | 25 | 16 | 0 | 1
6 | 25 | 17 | 0 | 1
6 | 25 | 18 | 0 | 1
6 | 25 | 19 | 0 | 1
6 | 25 | 20 | 0 | 1
6 | 25 | 21 | 0 | 1
6 | 25 | 22 | 0 | 1
6 | 25 | 23 | 0 | 1
6 | 25 | 24 | 0 | 1
6 | 26 | 1 | 1 | 1
6 | 26 | 2 | 1 | 1
6 | 26 | 3 | 1 | 1
6 | 26 | 4 | 1 | 1
6 | 26 | 5 | 1 | 1
6 | 26 | 6 | 1 | 1
6 | 26 | 7 | 1 | 1
6 | 26 | 8 | 1 | 1
6 | 26 | 9 | 1 | 1
6 | 26 | 10 | 1 | 1
6 | 26 | 11 | 1 | 1
6 | 26 | 12 | 1 | 1
6 | 26 | 13 | 1 | 1
6 | 26 | 14 | 1 | 1
6 | 26 | 15 | 1 | 1
6 | 26 | 16 | 1 | 1
6 | 26 | 17 | 1 | 1
6 | 26 | 18 | 1 | 1
6 | 26 | 19 | 1 | 1
6 | 26 | 20 | 1 | 1
6 | 26 | 21 | 1 | 1
6 | 26 | 22 | 1 | 1
6 | 26 | 23 | 1 | 1
6 | 26 | 24 | 1 | 1
6 | 27 | 1 | 1 | 1
6 | 27 | 2 | 1 | 1
6 | 27 | 3 | 1 | 1
6 | 27 | 4 | 1 | 1
6 | 27 | 5 | 1 | 1
6 | 27 | 6 | 1 | 1
6 | 27 | 7 | 1 | 1
6 | 27 | 8 | 1 | 1
6 | 27 | 9 | 1 | 1
6 | 27 | 10 | 1 | 1
6 | 27 | 11 | 1 | 1
6 | 27 | 12 | 1 | 1
6 | 27 | 13 | 1 | 1
6 | 27 | 14 | 1 | 1
6 | 27 | 15 | 1 | 1
6 | 27 | 16 | 1 | 1
6 | 27 | 17 | 1 | 1
6 | 27 | 18 | 1 | 1
6 | 27 | 19 | 1 | 1
6 | 27 | 20 | 1 | 1
6 | 27 | 21 | 1 | 1
6 | 27 | 22 | 1 | 1
6 | 27 | 23 | 1 | 1
6 | 27 | 24 | 1 | 1
6 | 28 | 1 | 1 | 1
6 | 28 | 2 | 1 | 1
6 | 28 | 3 | 1 | 1
6 | 28 | 4 | 1 | 1
6 | 28 | 5 | 1 | 1
6 | 28 | 6 | 1 | 1
6 | 28 | 7 | 1 | 1
6 | 28 | 8 | 1 | 1
6 | 28 | 9 | 1 | 1
6 | 28 | 10 | 1 | 1
6 | 28 | 11 | 1 | 1
6 | 28 | 12 | 1 | 1
6 | 28 | 13 | 1 | 1
6 | 28 | 14 | 1 | 1
6 | 28 | 15 | 1 | 1
6 | 28 | 16 | 1 | 1
6 | 28 | 17 | 1 | 1
6 | 28 | 18 | 1 | 1
6 | 28 | 19 | 1 | 1
6 | 28 | 20 | 1 | 1
6 | 28 | 21 | 1 | 1
6 | 28 | 22 | 1 | 1
6 | 28 | 23 | 1 | 1
6 | 28 | 24 | 1 | 1
6 | 29 | 1 | 1 | 1
6 | 29 | 2 | 1 | 1
6 | 29 | 3 | 1 | 1
6 | 29 | 4 | 1 | 1
6 | 29 | 5 | 1 | 1
6 | 29 | 6 | 1 | 1
6 | 29 | 7 | 1 | 1
6 | 29 | 8 | 1 | 1
6 | 29 | 9 | 1 | 1
6 | 29 | 10 | 1 | 1
6 | 29 | 11 | 1 | 1
6 | 29 | 12 | 1 | 1
6 | 29 | 13 | 1 | 1
6 | 29 | 14 | 1 | 1
6 | 29 | 15 | 1 | 1
6 | 29 | 16 | 1 | 1
6 | 29 | 17 | 1 | 1
6 | 29 | 18 | 1 | 1
6 | 29 | 19 | 1 | 1
6 | 29 | 20 | 1 | 1
6 | 29 | 21 | 1 | 1
6 | 29 | 22 | 1 | 1
6 | 29 | 23 | 1 | 1
6 | 29 | 24 | 1 | 1
6 | 30 | 1 | 1 | 1
6 | 30 | 2 | 1 | 1
6 | 30 | 3 | 1 | 1
6 | 30 | 4 | 1 | 1
6 | 30 | 5 | 1 | 1
6 | 30 | 6 | 1 | 1
6 | 30 | 7 | 1 | 1
6 | 30 | 8 | 1 | 1
6 | 30 | 9 | 1 | 1
6 | 30 | 10 | 1 | 1
6 | 30 | 11 | 1 | 1
6 | 30 | 12 | 1 | 1
6 | 30 | 13 | 1 | 1
6 | 30 | 14 | 1 | 1
6 | 30 | 15 | 1 | 1
6 | 30 | 16 | 1 | 1
6 | 30 | 17 | 1 | 1
6 | 30 | 18 | 1 | 1
6 | 30 | 19 | 1 | 1
6 | 30 | 20 | 1 | 1
6 | 30 | 21 | 1 | 1
6 | 30 | 22 | 1 | 1
6 | 30 | 23 | 1 | 1
6 | 30 | 24 | 1 | 1
7 | 1 | 1 | 0 | 1
7 | 1 | 2 | 0 | 1
7 | 1 | 3 | 0 | 1
7 | 1 | 4 | 0 | 1
7 | 1 | 5 | 0 | 1
7 | 1 | 6 | 0 | 1
7 | 1 | 7 | 0 | 1
7 | 1 | 8 | 0 | 1
7 | 1 | 9 | 0 | 1
7 | 1 | 10 | 0 | 1
7 | 1 | 11 | 0 | 1
7 | 1 | 12 | 0 | 1
7 | 1 | 13 | 0 | 1
7 | 1 | 14 | 0 | 1
7 | 1 | 15 | 0 | 1
7 | 1 | 16 | 0 | 1
7 | 1 | 17 | 0 | 1
7 | 1 | 18 | 0 | 1
7 | 1 | 19 | 0 | 1
7 | 1 | 20 | 0 | 1
7 | 1 | 21 | 0 | 1
7 | 1 | 22 | 0 | 1
7 | 1 | 23 | 0 | 1
7 | 1 | 24 | 0 | 1
7 | 2 | 1 | 0 | 1
7 | 2 | 2 | 0 | 1
7 | 2 | 3 | 0 | 1
7 | 2 | 4 | 0 | 1
7 | 2 | 5 | 0 | 1
7 | 2 | 6 | 0 | 1
7 | 2 | 7 | 0 | 1
7 | 2 | 8 | 0 | 1
7 | 2 | 9 | 0 | 1
7 | 2 | 10 | 0 | 1
7 | 2 | 11 | 0 | 1
7 | 2 | 12 | 0 | 1
7 | 2 | 13 | 0 | 1
7 | 2 | 14 | 0 | 1
7 | 2 | 15 | 0 | 1
7 | 2 | 16 | 0 | 1
7 | 2 | 17 | 0 | 1
7 | 2 | 18 | 0 | 1
7 | 2 | 19 | 0 | 1
7 | 2 | 20 | 0 | 1
7 | 2 | 21 | 0 | 1
7 | 2 | 22 | 0 | 1
7 | 2 | 23 | 0 | 1
7 | 2 | 24 | 0 | 1
7 | 3 | 1 | 1 | 1
7 | 3 | 2 | 1 | 1
7 | 3 | 3 | 1 | 1
7 | 3 | 4 | 1 | 1
7 | 3 | 5 | 1 | 1
7 | 3 | 6 | 1 | 1
7 | 3 | 7 | 1 | 1
7 | 3 | 8 | 1 | 1
7 | 3 | 9 | 1 | 1
7 | 3 | 10 | 1 | 1
7 | 3 | 11 | 1 | 1
7 | 3 | 12 | 1 | 1
7 | 3 | 13 | 1 | 1
7 | 3 | 14 | 1 | 1
7 | 3 | 15 | 1 | 1
7 | 3 | 16 | 1 | 1
7 | 3 | 17 | 1 | 1
7 | 3 | 18 | 1 | 1
7 | 3 | 19 | 1 | 1
7 | 3 | 20 | 1 | 1
7 | 3 | 21 | 1 | 1
7 | 3 | 22 | 1 | 1
7 | 3 | 23 | 1 | 1
7 | 3 | 24 | 1 | 1
7 | 4 | 1 | 1 | 1
7 | 4 | 2 | 1 | 1
7 | 4 | 3 | 1 | 1
7 | 4 | 4 | 1 | 1
7 | 4 | 5 | 1 | 1
7 | 4 | 6 | 1 | 1
7 | 4 | 7 | 1 | 1
7 | 4 | 8 | 1 | 1
7 | 4 | 9 | 1 | 1
7 | 4 | 10 | 1 | 1
7 | 4 | 11 | 1 | 1
7 | 4 | 12 | 1 | 1
7 | 4 | 13 | 1 | 1
7 | 4 | 14 | 1 | 1
7 | 4 | 15 | 1 | 1
7 | 4 | 16 | 1 | 1
7 | 4 | 17 | 1 | 1
7 | 4 | 18 | 1 | 1
7 | 4 | 19 | 1 | 1
7 | 4 | 20 | 1 | 1
7 | 4 | 21 | 1 | 1
7 | 4 | 22 | 1 | 1
7 | 4 | 23 | 1 | 1
7 | 4 | 24 | 1 | 1
7 | 5 | 1 | 1 | 1
7 | 5 | 2 | 1 | 1
7 | 5 | 3 | 1 | 1
7 | 5 | 4 | 1 | 1
7 | 5 | 5 | 1 | 1
7 | 5 | 6 | 1 | 1
7 | 5 | 7 | 1 | 1
7 | 5 | 8 | 1 | 1
7 | 5 | 9 | 1 | 1
7 | 5 | 10 | 1 | 1
7 | 5 | 11 | 1 | 1
7 | 5 | 12 | 1 | 1
7 | 5 | 13 | 1 | 1
7 | 5 | 14 | 1 | 1
7 | 5 | 15 | 1 | 1
7 | 5 | 16 | 1 | 1
7 | 5 | 17 | 1 | 1
7 | 5 | 18 | 1 | 1
7 | 5 | 19 | 1 | 1
7 | 5 | 20 | 1 | 1
7 | 5 | 21 | 1 | 1
7 | 5 | 22 | 1 | 1
7 | 5 | 23 | 1 | 1
7 | 5 | 24 | 1 | 1
7 | 6 | 1 | 1 | 1
7 | 6 | 2 | 1 | 1
7 | 6 | 3 | 1 | 1
7 | 6 | 4 | 1 | 1
7 | 6 | 5 | 1 | 1
7 | 6 | 6 | 1 | 1
7 | 6 | 7 | 1 | 1
7 | 6 | 8 | 1 | 1
7 | 6 | 9 | 1 | 1
7 | 6 | 10 | 1 | 1
7 | 6 | 11 | 1 | 1
7 | 6 | 12 | 1 | 1
7 | 6 | 13 | 1 | 1
7 | 6 | 14 | 1 | 1
7 | 6 | 15 | 1 | 1
7 | 6 | 16 | 1 | 1
7 | 6 | 17 | 1 | 1
7 | 6 | 18 | 1 | 1
7 | 6 | 19 | 1 | 1
7 | 6 | 20 | 1 | 1
7 | 6 | 21 | 1 | 1
7 | 6 | 22 | 1 | 1
7 | 6 | 23 | 1 | 1
7 | 6 | 24 | 1 | 1
7 | 7 | 1 | 1 | 1
7 | 7 | 2 | 1 | 1
7 | 7 | 3 | 1 | 1
7 | 7 | 4 | 1 | 1
7 | 7 | 5 | 1 | 1
7 | 7 | 6 | 1 | 1
7 | 7 | 7 | 1 | 1
7 | 7 | 8 | 1 | 1
7 | 7 | 9 | 1 | 1
7 | 7 | 10 | 1 | 1
7 | 7 | 11 | 1 | 1
7 | 7 | 12 | 1 | 1
7 | 7 | 13 | 1 | 1
7 | 7 | 14 | 1 | 1
7 | 7 | 15 | 1 | 1
7 | 7 | 16 | 1 | 1
7 | 7 | 17 | 1 | 1
7 | 7 | 18 | 1 | 1
7 | 7 | 19 | 1 | 1
7 | 7 | 20 | 1 | 1
7 | 7 | 21 | 1 | 1
7 | 7 | 22 | 1 | 1
7 | 7 | 23 | 1 | 1
7 | 7 | 24 | 1 | 1
7 | 8 | 1 | 0 | 1
7 | 8 | 2 | 0 | 1
7 | 8 | 3 | 0 | 1
7 | 8 | 4 | 0 | 1
7 | 8 | 5 | 0 | 1
7 | 8 | 6 | 0 | 1
7 | 8 | 7 | 0 | 1
7 | 8 | 8 | 0 | 1
7 | 8 | 9 | 0 | 1
7 | 8 | 10 | 0 | 1
7 | 8 | 11 | 0 | 1
7 | 8 | 12 | 0 | 1
7 | 8 | 13 | 0 | 1
7 | 8 | 14 | 0 | 1
7 | 8 | 15 | 0 | 1
7 | 8 | 16 | 0 | 1
7 | 8 | 17 | 0 | 1
7 | 8 | 18 | 0 | 1
7 | 8 | 19 | 0 | 1
7 | 8 | 20 | 0 | 1
7 | 8 | 21 | 0 | 1
7 | 8 | 22 | 0 | 1
7 | 8 | 23 | 0 | 1
7 | 8 | 24 | 0 | 1
7 | 9 | 1 | 0 | 1
7 | 9 | 2 | 0 | 1
7 | 9 | 3 | 0 | 1
7 | 9 | 4 | 0 | 1
7 | 9 | 5 | 0 | 1
7 | 9 | 6 | 0 | 1
7 | 9 | 7 | 0 | 1
7 | 9 | 8 | 0 | 1
7 | 9 | 9 | 0 | 1
7 | 9 | 10 | 0 | 1
7 | 9 | 11 | 0 | 1
7 | 9 | 12 | 0 | 1
7 | 9 | 13 | 0 | 1
7 | 9 | 14 | 0 | 1
7 | 9 | 15 | 0 | 1
7 | 9 | 16 | 0 | 1
7 | 9 | 17 | 0 | 1
7 | 9 | 18 | 0 | 1
7 | 9 | 19 | 0 | 1
7 | 9 | 20 | 0 | 1
7 | 9 | 21 | 0 | 1
7 | 9 | 22 | 0 | 1
7 | 9 | 23 | 0 | 1
7 | 9 | 24 | 0 | 1
7 | 10 | 1 | 1 | 1
7 | 10 | 2 | 1 | 1
7 | 10 | 3 | 1 | 1
7 | 10 | 4 | 1 | 1
7 | 10 | 5 | 1 | 1
7 | 10 | 6 | 1 | 1
7 | 10 | 7 | 1 | 1
7 | 10 | 8 | 1 | 1
7 | 10 | 9 | 1 | 1
7 | 10 | 10 | 1 | 1
7 | 10 | 11 | 1 | 1
7 | 10 | 12 | 1 | 1
7 | 10 | 13 | 1 | 1
7 | 10 | 14 | 1 | 1
7 | 10 | 15 | 1 | 1
7 | 10 | 16 | 1 | 1
7 | 10 | 17 | 1 | 1
7 | 10 | 18 | 1 | 1
7 | 10 | 19 | 1 | 1
7 | 10 | 20 | 1 | 1
7 | 10 | 21 | 1 | 1
7 | 10 | 22 | 1 | 1
7 | 10 | 23 | 1 | 1
7 | 10 | 24 | 1 | 1
7 | 11 | 1 | 1 | 1
7 | 11 | 2 | 1 | 1
7 | 11 | 3 | 1 | 1
7 | 11 | 4 | 1 | 1
7 | 11 | 5 | 1 | 1
7 | 11 | 6 | 1 | 1
7 | 11 | 7 | 1 | 1
7 | 11 | 8 | 1 | 1
7 | 11 | 9 | 1 | 1
7 | 11 | 10 | 1 | 1
7 | 11 | 11 | 1 | 1
7 | 11 | 12 | 1 | 1
7 | 11 | 13 | 1 | 1
7 | 11 | 14 | 1 | 1
7 | 11 | 15 | 1 | 1
7 | 11 | 16 | 1 | 1
7 | 11 | 17 | 1 | 1
7 | 11 | 18 | 1 | 1
7 | 11 | 19 | 1 | 1
7 | 11 | 20 | 1 | 1
7 | 11 | 21 | 1 | 1
7 | 11 | 22 | 1 | 1
7 | 11 | 23 | 1 | 1
7 | 11 | 24 | 1 | 1
7 | 12 | 1 | 1 | 1
7 | 12 | 2 | 1 | 1
7 | 12 | 3 | 1 | 1
7 | 12 | 4 | 1 | 1
7 | 12 | 5 | 1 | 1
7 | 12 | 6 | 1 | 1
7 | 12 | 7 | 1 | 1
7 | 12 | 8 | 1 | 1
7 | 12 | 9 | 1 | 1
7 | 12 | 10 | 1 | 1
7 | 12 | 11 | 1 | 1
7 | 12 | 12 | 1 | 1
7 | 12 | 13 | 1 | 1
7 | 12 | 14 | 1 | 1
7 | 12 | 15 | 1 | 1
7 | 12 | 16 | 1 | 1
7 | 12 | 17 | 1 | 1
7 | 12 | 18 | 1 | 1
7 | 12 | 19 | 1 | 1
7 | 12 | 20 | 1 | 1
7 | 12 | 21 | 1 | 1
7 | 12 | 22 | 1 | 1
7 | 12 | 23 | 1 | 1
7 | 12 | 24 | 1 | 1
7 | 13 | 1 | 1 | 1
7 | 13 | 2 | 1 | 1
7 | 13 | 3 | 1 | 1
7 | 13 | 4 | 1 | 1
7 | 13 | 5 | 1 | 1
7 | 13 | 6 | 1 | 1
7 | 13 | 7 | 1 | 1
7 | 13 | 8 | 1 | 1
7 | 13 | 9 | 1 | 1
7 | 13 | 10 | 1 | 1
7 | 13 | 11 | 1 | 1
7 | 13 | 12 | 1 | 1
7 | 13 | 13 | 1 | 1
7 | 13 | 14 | 1 | 1
7 | 13 | 15 | 1 | 1
7 | 13 | 16 | 1 | 1
7 | 13 | 17 | 1 | 1
7 | 13 | 18 | 1 | 1
7 | 13 | 19 | 1 | 1
7 | 13 | 20 | 1 | 1
7 | 13 | 21 | 1 | 1
7 | 13 | 22 | 1 | 1
7 | 13 | 23 | 1 | 1
7 | 13 | 24 | 1 | 1
7 | 14 | 1 | 1 | 1
7 | 14 | 2 | 1 | 1
7 | 14 | 3 | 1 | 1
7 | 14 | 4 | 1 | 1
7 | 14 | 5 | 1 | 1
7 | 14 | 6 | 1 | 1
7 | 14 | 7 | 1 | 1
7 | 14 | 8 | 1 | 1
7 | 14 | 9 | 1 | 1
7 | 14 | 10 | 1 | 1
7 | 14 | 11 | 1 | 1
7 | 14 | 12 | 1 | 1
7 | 14 | 13 | 1 | 1
7 | 14 | 14 | 1 | 1
7 | 14 | 15 | 1 | 1
7 | 14 | 16 | 1 | 1
7 | 14 | 17 | 1 | 1
7 | 14 | 18 | 1 | 1
7 | 14 | 19 | 1 | 1
7 | 14 | 20 | 1 | 1
7 | 14 | 21 | 1 | 1
7 | 14 | 22 | 1 | 1
7 | 14 | 23 | 1 | 1
7 | 14 | 24 | 1 | 1
7 | 15 | 1 | 0 | 1
7 | 15 | 2 | 0 | 1
7 | 15 | 3 | 0 | 1
7 | 15 | 4 | 0 | 1
7 | 15 | 5 | 0 | 1
7 | 15 | 6 | 0 | 1
7 | 15 | 7 | 0 | 1
7 | 15 | 8 | 0 | 1
7 | 15 | 9 | 0 | 1
7 | 15 | 10 | 0 | 1
7 | 15 | 11 | 0 | 1
7 | 15 | 12 | 0 | 1
7 | 15 | 13 | 0 | 1
7 | 15 | 14 | 0 | 1
7 | 15 | 15 | 0 | 1
7 | 15 | 16 | 0 | 1
7 | 15 | 17 | 0 | 1
7 | 15 | 18 | 0 | 1
7 | 15 | 19 | 0 | 1
7 | 15 | 20 | 0 | 1
7 | 15 | 21 | 0 | 1
7 | 15 | 22 | 0 | 1
7 | 15 | 23 | 0 | 1
7 | 15 | 24 | 0 | 1
7 | 16 | 1 | 0 | 1
7 | 16 | 2 | 0 | 1
7 | 16 | 3 | 0 | 1
7 | 16 | 4 | 0 | 1
7 | 16 | 5 | 0 | 1
7 | 16 | 6 | 0 | 1
7 | 16 | 7 | 0 | 1
7 | 16 | 8 | 0 | 1
7 | 16 | 9 | 0 | 1
7 | 16 | 10 | 0 | 1
7 | 16 | 11 | 0 | 1
7 | 16 | 12 | 0 | 1
7 | 16 | 13 | 0 | 1
7 | 16 | 14 | 0 | 1
7 | 16 | 15 | 0 | 1
7 | 16 | 16 | 0 | 1
7 | 16 | 17 | 0 | 1
7 | 16 | 18 | 0 | 1
7 | 16 | 19 | 0 | 1
7 | 16 | 20 | 0 | 1
7 | 16 | 21 | 0 | 1
7 | 16 | 22 | 0 | 1
7 | 16 | 23 | 0 | 1
7 | 16 | 24 | 0 | 1
7 | 17 | 1 | 1 | 1
7 | 17 | 2 | 1 | 1
7 | 17 | 3 | 1 | 1
7 | 17 | 4 | 1 | 1
7 | 17 | 5 | 1 | 1
7 | 17 | 6 | 1 | 1
7 | 17 | 7 | 1 | 1
7 | 17 | 8 | 1 | 1
7 | 17 | 9 | 1 | 1
7 | 17 | 10 | 1 | 1
7 | 17 | 11 | 1 | 1
7 | 17 | 12 | 1 | 1
7 | 17 | 13 | 1 | 1
7 | 17 | 14 | 1 | 1
7 | 17 | 15 | 1 | 1
7 | 17 | 16 | 1 | 1
7 | 17 | 17 | 1 | 1
7 | 17 | 18 | 1 | 1
7 | 17 | 19 | 1 | 1
7 | 17 | 20 | 1 | 1
7 | 17 | 21 | 1 | 1
7 | 17 | 22 | 1 | 1
7 | 17 | 23 | 1 | 1
7 | 17 | 24 | 1 | 1
7 | 18 | 1 | 1 | 1
7 | 18 | 2 | 1 | 1
7 | 18 | 3 | 1 | 1
7 | 18 | 4 | 1 | 1
7 | 18 | 5 | 1 | 1
7 | 18 | 6 | 1 | 1
7 | 18 | 7 | 1 | 1
7 | 18 | 8 | 1 | 1
7 | 18 | 9 | 1 | 1
7 | 18 | 10 | 1 | 1
7 | 18 | 11 | 1 | 1
7 | 18 | 12 | 1 | 1
7 | 18 | 13 | 1 | 1
7 | 18 | 14 | 1 | 1
7 | 18 | 15 | 1 | 1
7 | 18 | 16 | 1 | 1
7 | 18 | 17 | 1 | 1
7 | 18 | 18 | 1 | 1
7 | 18 | 19 | 1 | 1
7 | 18 | 20 | 1 | 1
7 | 18 | 21 | 1 | 1
7 | 18 | 22 | 1 | 1
7 | 18 | 23 | 1 | 1
7 | 18 | 24 | 1 | 1
7 | 19 | 1 | 1 | 1
7 | 19 | 2 | 1 | 1
7 | 19 | 3 | 1 | 1
7 | 19 | 4 | 1 | 1
7 | 19 | 5 | 1 | 1
7 | 19 | 6 | 1 | 1
7 | 19 | 7 | 1 | 1
7 | 19 | 8 | 1 | 1
7 | 19 | 9 | 1 | 1
7 | 19 | 10 | 1 | 1
7 | 19 | 11 | 1 | 1
7 | 19 | 12 | 1 | 1
7 | 19 | 13 | 1 | 1
7 | 19 | 14 | 1 | 1
7 | 19 | 15 | 1 | 1
7 | 19 | 16 | 1 | 1
7 | 19 | 17 | 1 | 1
7 | 19 | 18 | 1 | 1
7 | 19 | 19 | 1 | 1
7 | 19 | 20 | 1 | 1
7 | 19 | 21 | 1 | 1
7 | 19 | 22 | 1 | 1
7 | 19 | 23 | 1 | 1
7 | 19 | 24 | 1 | 1
7 | 20 | 1 | 1 | 1
7 | 20 | 2 | 1 | 1
7 | 20 | 3 | 1 | 1
7 | 20 | 4 | 1 | 1
7 | 20 | 5 | 1 | 1
7 | 20 | 6 | 1 | 1
7 | 20 | 7 | 1 | 1
7 | 20 | 8 | 1 | 1
7 | 20 | 9 | 1 | 1
7 | 20 | 10 | 1 | 1
7 | 20 | 11 | 1 | 1
7 | 20 | 12 | 1 | 1
7 | 20 | 13 | 1 | 1
7 | 20 | 14 | 1 | 1
7 | 20 | 15 | 1 | 1
7 | 20 | 16 | 1 | 1
7 | 20 | 17 | 1 | 1
7 | 20 | 18 | 1 | 1
7 | 20 | 19 | 1 | 1
7 | 20 | 20 | 1 | 1
7 | 20 | 21 | 1 | 1
7 | 20 | 22 | 1 | 1
7 | 20 | 23 | 1 | 1
7 | 20 | 24 | 1 | 1
7 | 21 | 1 | 1 | 1
7 | 21 | 2 | 1 | 1
7 | 21 | 3 | 1 | 1
7 | 21 | 4 | 1 | 1
7 | 21 | 5 | 1 | 1
7 | 21 | 6 | 1 | 1
7 | 21 | 7 | 1 | 1
7 | 21 | 8 | 1 | 1
7 | 21 | 9 | 1 | 1
7 | 21 | 10 | 1 | 1
7 | 21 | 11 | 1 | 1
7 | 21 | 12 | 1 | 1
7 | 21 | 13 | 1 | 1
7 | 21 | 14 | 1 | 1
7 | 21 | 15 | 1 | 1
7 | 21 | 16 | 1 | 1
7 | 21 | 17 | 1 | 1
7 | 21 | 18 | 1 | 1
7 | 21 | 19 | 1 | 1
7 | 21 | 20 | 1 | 1
7 | 21 | 21 | 1 | 1
7 | 21 | 22 | 1 | 1
7 | 21 | 23 | 1 | 1
7 | 21 | 24 | 1 | 1
7 | 22 | 1 | 0 | 1
7 | 22 | 2 | 0 | 1
7 | 22 | 3 | 0 | 1
7 | 22 | 4 | 0 | 1
7 | 22 | 5 | 0 | 1
7 | 22 | 6 | 0 | 1
7 | 22 | 7 | 0 | 1
7 | 22 | 8 | 0 | 1
7 | 22 | 9 | 0 | 1
7 | 22 | 10 | 0 | 1
7 | 22 | 11 | 0 | 1
7 | 22 | 12 | 0 | 1
7 | 22 | 13 | 0 | 1
7 | 22 | 14 | 0 | 1
7 | 22 | 15 | 0 | 1
7 | 22 | 16 | 0 | 1
7 | 22 | 17 | 0 | 1
7 | 22 | 18 | 0 | 1
7 | 22 | 19 | 0 | 1
7 | 22 | 20 | 0 | 1
7 | 22 | 21 | 0 | 1
7 | 22 | 22 | 0 | 1
7 | 22 | 23 | 0 | 1
7 | 22 | 24 | 0 | 1
7 | 23 | 1 | 0 | 1
7 | 23 | 2 | 0 | 1
7 | 23 | 3 | 0 | 1
7 | 23 | 4 | 0 | 1
7 | 23 | 5 | 0 | 1
7 | 23 | 6 | 0 | 1
7 | 23 | 7 | 0 | 1
7 | 23 | 8 | 0 | 1
7 | 23 | 9 | 0 | 1
7 | 23 | 10 | 0 | 1
7 | 23 | 11 | 0 | 1
7 | 23 | 12 | 0 | 1
7 | 23 | 13 | 0 | 1
7 | 23 | 14 | 0 | 1
7 | 23 | 15 | 0 | 1
7 | 23 | 16 | 0 | 1
7 | 23 | 17 | 0 | 1
7 | 23 | 18 | 0 | 1
7 | 23 | 19 | 0 | 1
7 | 23 | 20 | 0 | 1
7 | 23 | 21 | 0 | 1
7 | 23 | 22 | 0 | 1
7 | 23 | 23 | 0 | 1
7 | 23 | 24 | 0 | 1
7 | 24 | 1 | 1 | 1
7 | 24 | 2 | 1 | 1
7 | 24 | 3 | 1 | 1
7 | 24 | 4 | 1 | 1
7 | 24 | 5 | 1 | 1
7 | 24 | 6 | 1 | 1
7 | 24 | 7 | 1 | 1
7 | 24 | 8 | 1 | 1
7 | 24 | 9 | 1 | 1
7 | 24 | 10 | 1 | 1
7 | 24 | 11 | 1 | 1
7 | 24 | 12 | 1 | 1
7 | 24 | 13 | 1 | 1
7 | 24 | 14 | 1 | 1
7 | 24 | 15 | 1 | 1
7 | 24 | 16 | 1 | 1
7 | 24 | 17 | 1 | 1
7 | 24 | 18 | 1 | 1
7 | 24 | 19 | 1 | 1
7 | 24 | 20 | 1 | 1
7 | 24 | 21 | 1 | 1
7 | 24 | 22 | 1 | 1
7 | 24 | 23 | 1 | 1
7 | 24 | 24 | 1 | 1
7 | 25 | 1 | 1 | 1
7 | 25 | 2 | 1 | 1
7 | 25 | 3 | 1 | 1
7 | 25 | 4 | 1 | 1
7 | 25 | 5 | 1 | 1
7 | 25 | 6 | 1 | 1
7 | 25 | 7 | 1 | 1
7 | 25 | 8 | 1 | 1
7 | 25 | 9 | 1 | 1
7 | 25 | 10 | 1 | 1
7 | 25 | 11 | 1 | 1
7 | 25 | 12 | 1 | 1
7 | 25 | 13 | 1 | 1
7 | 25 | 14 | 1 | 1
7 | 25 | 15 | 1 | 1
7 | 25 | 16 | 1 | 1
7 | 25 | 17 | 1 | 1
7 | 25 | 18 | 1 | 1
7 | 25 | 19 | 1 | 1
7 | 25 | 20 | 1 | 1
7 | 25 | 21 | 1 | 1
7 | 25 | 22 | 1 | 1
7 | 25 | 23 | 1 | 1
7 | 25 | 24 | 1 | 1
7 | 26 | 1 | 1 | 1
7 | 26 | 2 | 1 | 1
7 | 26 | 3 | 1 | 1
7 | 26 | 4 | 1 | 1
7 | 26 | 5 | 1 | 1
7 | 26 | 6 | 1 | 1
7 | 26 | 7 | 1 | 1
7 | 26 | 8 | 1 | 1
7 | 26 | 9 | 1 | 1
7 | 26 | 10 | 1 | 1
7 | 26 | 11 | 1 | 1
7 | 26 | 12 | 1 | 1
7 | 26 | 13 | 1 | 1
7 | 26 | 14 | 1 | 1
7 | 26 | 15 | 1 | 1
7 | 26 | 16 | 1 | 1
7 | 26 | 17 | 1 | 1
7 | 26 | 18 | 1 | 1
7 | 26 | 19 | 1 | 1
7 | 26 | 20 | 1 | 1
7 | 26 | 21 | 1 | 1
7 | 26 | 22 | 1 | 1
7 | 26 | 23 | 1 | 1
7 | 26 | 24 | 1 | 1
7 | 27 | 1 | 1 | 1
7 | 27 | 2 | 1 | 1
7 | 27 | 3 | 1 | 1
7 | 27 | 4 | 1 | 1
7 | 27 | 5 | 1 | 1
7 | 27 | 6 | 1 | 1
7 | 27 | 7 | 1 | 1
7 | 27 | 8 | 1 | 1
7 | 27 | 9 | 1 | 1
7 | 27 | 10 | 1 | 1
7 | 27 | 11 | 1 | 1
7 | 27 | 12 | 1 | 1
7 | 27 | 13 | 1 | 1
7 | 27 | 14 | 1 | 1
7 | 27 | 15 | 1 | 1
7 | 27 | 16 | 1 | 1
7 | 27 | 17 | 1 | 1
7 | 27 | 18 | 1 | 1
7 | 27 | 19 | 1 | 1
7 | 27 | 20 | 1 | 1
7 | 27 | 21 | 1 | 1
7 | 27 | 22 | 1 | 1
7 | 27 | 23 | 1 | 1
7 | 27 | 24 | 1 | 1
7 | 28 | 1 | 1 | 1
7 | 28 | 2 | 1 | 1
7 | 28 | 3 | 1 | 1
7 | 28 | 4 | 1 | 1
7 | 28 | 5 | 1 | 1
7 | 28 | 6 | 1 | 1
7 | 28 | 7 | 1 | 1
7 | 28 | 8 | 1 | 1
7 | 28 | 9 | 1 | 1
7 | 28 | 10 | 1 | 1
7 | 28 | 11 | 1 | 1
7 | 28 | 12 | 1 | 1
7 | 28 | 13 | 1 | 1
7 | 28 | 14 | 1 | 1
7 | 28 | 15 | 1 | 1
7 | 28 | 16 | 1 | 1
7 | 28 | 17 | 1 | 1
7 | 28 | 18 | 1 | 1
7 | 28 | 19 | 1 | 1
7 | 28 | 20 | 1 | 1
7 | 28 | 21 | 1 | 1
7 | 28 | 22 | 1 | 1
7 | 28 | 23 | 1 | 1
7 | 28 | 24 | 1 | 1
7 | 29 | 1 | 0 | 1
7 | 29 | 2 | 0 | 1
7 | 29 | 3 | 0 | 1
7 | 29 | 4 | 0 | 1
7 | 29 | 5 | 0 | 1
7 | 29 | 6 | 0 | 1
7 | 29 | 7 | 0 | 1
7 | 29 | 8 | 0 | 1
7 | 29 | 9 | 0 | 1
7 | 29 | 10 | 0 | 1
7 | 29 | 11 | 0 | 1
7 | 29 | 12 | 0 | 1
7 | 29 | 13 | 0 | 1
7 | 29 | 14 | 0 | 1
7 | 29 | 15 | 0 | 1
7 | 29 | 16 | 0 | 1
7 | 29 | 17 | 0 | 1
7 | 29 | 18 | 0 | 1
7 | 29 | 19 | 0 | 1
7 | 29 | 20 | 0 | 1
7 | 29 | 21 | 0 | 1
7 | 29 | 22 | 0 | 1
7 | 29 | 23 | 0 | 1
7 | 29 | 24 | 0 | 1
7 | 30 | 1 | 0 | 1
7 | 30 | 2 | 0 | 1
7 | 30 | 3 | 0 | 1
7 | 30 | 4 | 0 | 1
7 | 30 | 5 | 0 | 1
7 | 30 | 6 | 0 | 1
7 | 30 | 7 | 0 | 1
7 | 30 | 8 | 0 | 1
7 | 30 | 9 | 0 | 1
7 | 30 | 10 | 0 | 1
7 | 30 | 11 | 0 | 1
7 | 30 | 12 | 0 | 1
7 | 30 | 13 | 0 | 1
7 | 30 | 14 | 0 | 1
7 | 30 | 15 | 0 | 1
7 | 30 | 16 | 0 | 1
7 | 30 | 17 | 0 | 1
7 | 30 | 18 | 0 | 1
7 | 30 | 19 | 0 | 1
7 | 30 | 20 | 0 | 1
7 | 30 | 21 | 0 | 1
7 | 30 | 22 | 0 | 1
7 | 30 | 23 | 0 | 1
7 | 30 | 24 | 0 | 1
7 | 31 | 1 | 1 | 1
7 | 31 | 2 | 1 | 1
7 | 31 | 3 | 1 | 1
7 | 31 | 4 | 1 | 1
7 | 31 | 5 | 1 | 1
7 | 31 | 6 | 1 | 1
7 | 31 | 7 | 1 | 1
7 | 31 | 8 | 1 | 1
7 | 31 | 9 | 1 | 1
7 | 31 | 10 | 1 | 1
7 | 31 | 11 | 1 | 1
7 | 31 | 12 | 1 | 1
7 | 31 | 13 | 1 | 1
7 | 31 | 14 | 1 | 1
7 | 31 | 15 | 1 | 1
7 | 31 | 16 | 1 | 1
7 | 31 | 17 | 1 | 1
7 | 31 | 18 | 1 | 1
7 | 31 | 19 | 1 | 1
7 | 31 | 20 | 1 | 1
7 | 31 | 21 | 1 | 1
7 | 31 | 22 | 1 | 1
7 | 31 | 23 | 1 | 1
7 | 31 | 24 | 1 | 1
8 | 1 | 1 | 1 | 1
8 | 1 | 2 | 1 | 1
8 | 1 | 3 | 1 | 1
8 | 1 | 4 | 1 | 1
8 | 1 | 5 | 1 | 1
8 | 1 | 6 | 1 | 1
8 | 1 | 7 | 1 | 1
8 | 1 | 8 | 1 | 1
8 | 1 | 9 | 1 | 1
8 | 1 | 10 | 1 | 1
8 | 1 | 11 | 1 | 1
8 | 1 | 12 | 1 | 1
8 | 1 | 13 | 1 | 1
8 | 1 | 14 | 1 | 1
8 | 1 | 15 | 1 | 1
8 | 1 | 16 | 1 | 1
8 | 1 | 17 | 1 | 1
8 | 1 | 18 | 1 | 1
8 | 1 | 19 | 1 | 1
8 | 1 | 20 | 1 | 1
8 | 1 | 21 | 1 | 1
8 | 1 | 22 | 1 | 1
8 | 1 | 23 | 1 | 1
8 | 1 | 24 | 1 | 1
8 | 2 | 1 | 1 | 1
8 | 2 | 2 | 1 | 1
8 | 2 | 3 | 1 | 1
8 | 2 | 4 | 1 | 1
8 | 2 | 5 | 1 | 1
8 | 2 | 6 | 1 | 1
8 | 2 | 7 | 1 | 1
8 | 2 | 8 | 1 | 1
8 | 2 | 9 | 1 | 1
8 | 2 | 10 | 1 | 1
8 | 2 | 11 | 1 | 1
8 | 2 | 12 | 1 | 1
8 | 2 | 13 | 1 | 1
8 | 2 | 14 | 1 | 1
8 | 2 | 15 | 1 | 1
8 | 2 | 16 | 1 | 1
8 | 2 | 17 | 1 | 1
8 | 2 | 18 | 1 | 1
8 | 2 | 19 | 1 | 1
8 | 2 | 20 | 1 | 1
8 | 2 | 21 | 1 | 1
8 | 2 | 22 | 1 | 1
8 | 2 | 23 | 1 | 1
8 | 2 | 24 | 1 | 1
8 | 3 | 1 | 1 | 1
8 | 3 | 2 | 1 | 1
8 | 3 | 3 | 1 | 1
8 | 3 | 4 | 1 | 1
8 | 3 | 5 | 1 | 1
8 | 3 | 6 | 1 | 1
8 | 3 | 7 | 1 | 1
8 | 3 | 8 | 1 | 1
8 | 3 | 9 | 1 | 1
8 | 3 | 10 | 1 | 1
8 | 3 | 11 | 1 | 1
8 | 3 | 12 | 1 | 1
8 | 3 | 13 | 1 | 1
8 | 3 | 14 | 1 | 1
8 | 3 | 15 | 1 | 1
8 | 3 | 16 | 1 | 1
8 | 3 | 17 | 1 | 1
8 | 3 | 18 | 1 | 1
8 | 3 | 19 | 1 | 1
8 | 3 | 20 | 1 | 1
8 | 3 | 21 | 1 | 1
8 | 3 | 22 | 1 | 1
8 | 3 | 23 | 1 | 1
8 | 3 | 24 | 1 | 1
8 | 4 | 1 | 1 | 1
8 | 4 | 2 | 1 | 1
8 | 4 | 3 | 1 | 1
8 | 4 | 4 | 1 | 1
8 | 4 | 5 | 1 | 1
8 | 4 | 6 | 1 | 1
8 | 4 | 7 | 1 | 1
8 | 4 | 8 | 1 | 1
8 | 4 | 9 | 1 | 1
8 | 4 | 10 | 1 | 1
8 | 4 | 11 | 1 | 1
8 | 4 | 12 | 1 | 1
8 | 4 | 13 | 1 | 1
8 | 4 | 14 | 1 | 1
8 | 4 | 15 | 1 | 1
8 | 4 | 16 | 1 | 1
8 | 4 | 17 | 1 | 1
8 | 4 | 18 | 1 | 1
8 | 4 | 19 | 1 | 1
8 | 4 | 20 | 1 | 1
8 | 4 | 21 | 1 | 1
8 | 4 | 22 | 1 | 1
8 | 4 | 23 | 1 | 1
8 | 4 | 24 | 1 | 1
8 | 5 | 1 | 0 | 1
8 | 5 | 2 | 0 | 1
8 | 5 | 3 | 0 | 1
8 | 5 | 4 | 0 | 1
8 | 5 | 5 | 0 | 1
8 | 5 | 6 | 0 | 1
8 | 5 | 7 | 0 | 1
8 | 5 | 8 | 0 | 1
8 | 5 | 9 | 0 | 1
8 | 5 | 10 | 0 | 1
8 | 5 | 11 | 0 | 1
8 | 5 | 12 | 0 | 1
8 | 5 | 13 | 0 | 1
8 | 5 | 14 | 0 | 1
8 | 5 | 15 | 0 | 1
8 | 5 | 16 | 0 | 1
8 | 5 | 17 | 0 | 1
8 | 5 | 18 | 0 | 1
8 | 5 | 19 | 0 | 1
8 | 5 | 20 | 0 | 1
8 | 5 | 21 | 0 | 1
8 | 5 | 22 | 0 | 1
8 | 5 | 23 | 0 | 1
8 | 5 | 24 | 0 | 1
8 | 6 | 1 | 0 | 1
8 | 6 | 2 | 0 | 1
8 | 6 | 3 | 0 | 1
8 | 6 | 4 | 0 | 1
8 | 6 | 5 | 0 | 1
8 | 6 | 6 | 0 | 1
8 | 6 | 7 | 0 | 1
8 | 6 | 8 | 0 | 1
8 | 6 | 9 | 0 | 1
8 | 6 | 10 | 0 | 1
8 | 6 | 11 | 0 | 1
8 | 6 | 12 | 0 | 1
8 | 6 | 13 | 0 | 1
8 | 6 | 14 | 0 | 1
8 | 6 | 15 | 0 | 1
8 | 6 | 16 | 0 | 1
8 | 6 | 17 | 0 | 1
8 | 6 | 18 | 0 | 1
8 | 6 | 19 | 0 | 1
8 | 6 | 20 | 0 | 1
8 | 6 | 21 | 0 | 1
8 | 6 | 22 | 0 | 1
8 | 6 | 23 | 0 | 1
8 | 6 | 24 | 0 | 1
8 | 7 | 1 | 1 | 1
8 | 7 | 2 | 1 | 1
8 | 7 | 3 | 1 | 1
8 | 7 | 4 | 1 | 1
8 | 7 | 5 | 1 | 1
8 | 7 | 6 | 1 | 1
8 | 7 | 7 | 1 | 1
8 | 7 | 8 | 1 | 1
8 | 7 | 9 | 1 | 1
8 | 7 | 10 | 1 | 1
8 | 7 | 11 | 1 | 1
8 | 7 | 12 | 1 | 1
8 | 7 | 13 | 1 | 1
8 | 7 | 14 | 1 | 1
8 | 7 | 15 | 1 | 1
8 | 7 | 16 | 1 | 1
8 | 7 | 17 | 1 | 1
8 | 7 | 18 | 1 | 1
8 | 7 | 19 | 1 | 1
8 | 7 | 20 | 1 | 1
8 | 7 | 21 | 1 | 1
8 | 7 | 22 | 1 | 1
8 | 7 | 23 | 1 | 1
8 | 7 | 24 | 1 | 1
8 | 8 | 1 | 1 | 1
8 | 8 | 2 | 1 | 1
8 | 8 | 3 | 1 | 1
8 | 8 | 4 | 1 | 1
8 | 8 | 5 | 1 | 1
8 | 8 | 6 | 1 | 1
8 | 8 | 7 | 1 | 1
8 | 8 | 8 | 1 | 1
8 | 8 | 9 | 1 | 1
8 | 8 | 10 | 1 | 1
8 | 8 | 11 | 1 | 1
8 | 8 | 12 | 1 | 1
8 | 8 | 13 | 1 | 1
8 | 8 | 14 | 1 | 1
8 | 8 | 15 | 1 | 1
8 | 8 | 16 | 1 | 1
8 | 8 | 17 | 1 | 1
8 | 8 | 18 | 1 | 1
8 | 8 | 19 | 1 | 1
8 | 8 | 20 | 1 | 1
8 | 8 | 21 | 1 | 1
8 | 8 | 22 | 1 | 1
8 | 8 | 23 | 1 | 1
8 | 8 | 24 | 1 | 1
8 | 9 | 1 | 1 | 1
8 | 9 | 2 | 1 | 1
8 | 9 | 3 | 1 | 1
8 | 9 | 4 | 1 | 1
8 | 9 | 5 | 1 | 1
8 | 9 | 6 | 1 | 1
8 | 9 | 7 | 1 | 1
8 | 9 | 8 | 1 | 1
8 | 9 | 9 | 1 | 1
8 | 9 | 10 | 1 | 1
8 | 9 | 11 | 1 | 1
8 | 9 | 12 | 1 | 1
8 | 9 | 13 | 1 | 1
8 | 9 | 14 | 1 | 1
8 | 9 | 15 | 1 | 1
8 | 9 | 16 | 1 | 1
8 | 9 | 17 | 1 | 1
8 | 9 | 18 | 1 | 1
8 | 9 | 19 | 1 | 1
8 | 9 | 20 | 1 | 1
8 | 9 | 21 | 1 | 1
8 | 9 | 22 | 1 | 1
8 | 9 | 23 | 1 | 1
8 | 9 | 24 | 1 | 1
8 | 10 | 1 | 1 | 1
8 | 10 | 2 | 1 | 1
8 | 10 | 3 | 1 | 1
8 | 10 | 4 | 1 | 1
8 | 10 | 5 | 1 | 1
8 | 10 | 6 | 1 | 1
8 | 10 | 7 | 1 | 1
8 | 10 | 8 | 1 | 1
8 | 10 | 9 | 1 | 1
8 | 10 | 10 | 1 | 1
8 | 10 | 11 | 1 | 1
8 | 10 | 12 | 1 | 1
8 | 10 | 13 | 1 | 1
8 | 10 | 14 | 1 | 1
8 | 10 | 15 | 1 | 1
8 | 10 | 16 | 1 | 1
8 | 10 | 17 | 1 | 1
8 | 10 | 18 | 1 | 1
8 | 10 | 19 | 1 | 1
8 | 10 | 20 | 1 | 1
8 | 10 | 21 | 1 | 1
8 | 10 | 22 | 1 | 1
8 | 10 | 23 | 1 | 1
8 | 10 | 24 | 1 | 1
8 | 11 | 1 | 1 | 1
8 | 11 | 2 | 1 | 1
8 | 11 | 3 | 1 | 1
8 | 11 | 4 | 1 | 1
8 | 11 | 5 | 1 | 1
8 | 11 | 6 | 1 | 1
8 | 11 | 7 | 1 | 1
8 | 11 | 8 | 1 | 1
8 | 11 | 9 | 1 | 1
8 | 11 | 10 | 1 | 1
8 | 11 | 11 | 1 | 1
8 | 11 | 12 | 1 | 1
8 | 11 | 13 | 1 | 1
8 | 11 | 14 | 1 | 1
8 | 11 | 15 | 1 | 1
8 | 11 | 16 | 1 | 1
8 | 11 | 17 | 1 | 1
8 | 11 | 18 | 1 | 1
8 | 11 | 19 | 1 | 1
8 | 11 | 20 | 1 | 1
8 | 11 | 21 | 1 | 1
8 | 11 | 22 | 1 | 1
8 | 11 | 23 | 1 | 1
8 | 11 | 24 | 1 | 1
8 | 12 | 1 | 0 | 1
8 | 12 | 2 | 0 | 1
8 | 12 | 3 | 0 | 1
8 | 12 | 4 | 0 | 1
8 | 12 | 5 | 0 | 1
8 | 12 | 6 | 0 | 1
8 | 12 | 7 | 0 | 1
8 | 12 | 8 | 0 | 1
8 | 12 | 9 | 0 | 1
8 | 12 | 10 | 0 | 1
8 | 12 | 11 | 0 | 1
8 | 12 | 12 | 0 | 1
8 | 12 | 13 | 0 | 1
8 | 12 | 14 | 0 | 1
8 | 12 | 15 | 0 | 1
8 | 12 | 16 | 0 | 1
8 | 12 | 17 | 0 | 1
8 | 12 | 18 | 0 | 1
8 | 12 | 19 | 0 | 1
8 | 12 | 20 | 0 | 1
8 | 12 | 21 | 0 | 1
8 | 12 | 22 | 0 | 1
8 | 12 | 23 | 0 | 1
8 | 12 | 24 | 0 | 1
8 | 13 | 1 | 0 | 1
8 | 13 | 2 | 0 | 1
8 | 13 | 3 | 0 | 1
8 | 13 | 4 | 0 | 1
8 | 13 | 5 | 0 | 1
8 | 13 | 6 | 0 | 1
8 | 13 | 7 | 0 | 1
8 | 13 | 8 | 0 | 1
8 | 13 | 9 | 0 | 1
8 | 13 | 10 | 0 | 1
8 | 13 | 11 | 0 | 1
8 | 13 | 12 | 0 | 1
8 | 13 | 13 | 0 | 1
8 | 13 | 14 | 0 | 1
8 | 13 | 15 | 0 | 1
8 | 13 | 16 | 0 | 1
8 | 13 | 17 | 0 | 1
8 | 13 | 18 | 0 | 1
8 | 13 | 19 | 0 | 1
8 | 13 | 20 | 0 | 1
8 | 13 | 21 | 0 | 1
8 | 13 | 22 | 0 | 1
8 | 13 | 23 | 0 | 1
8 | 13 | 24 | 0 | 1
8 | 14 | 1 | 1 | 1
8 | 14 | 2 | 1 | 1
8 | 14 | 3 | 1 | 1
8 | 14 | 4 | 1 | 1
8 | 14 | 5 | 1 | 1
8 | 14 | 6 | 1 | 1
8 | 14 | 7 | 1 | 1
8 | 14 | 8 | 1 | 1
8 | 14 | 9 | 1 | 1
8 | 14 | 10 | 1 | 1
8 | 14 | 11 | 1 | 1
8 | 14 | 12 | 1 | 1
8 | 14 | 13 | 1 | 1
8 | 14 | 14 | 1 | 1
8 | 14 | 15 | 1 | 1
8 | 14 | 16 | 1 | 1
8 | 14 | 17 | 1 | 1
8 | 14 | 18 | 1 | 1
8 | 14 | 19 | 1 | 1
8 | 14 | 20 | 1 | 1
8 | 14 | 21 | 1 | 1
8 | 14 | 22 | 1 | 1
8 | 14 | 23 | 1 | 1
8 | 14 | 24 | 1 | 1
8 | 15 | 1 | 1 | 1
8 | 15 | 2 | 1 | 1
8 | 15 | 3 | 1 | 1
8 | 15 | 4 | 1 | 1
8 | 15 | 5 | 1 | 1
8 | 15 | 6 | 1 | 1
8 | 15 | 7 | 1 | 1
8 | 15 | 8 | 1 | 1
8 | 15 | 9 | 1 | 1
8 | 15 | 10 | 1 | 1
8 | 15 | 11 | 1 | 1
8 | 15 | 12 | 1 | 1
8 | 15 | 13 | 1 | 1
8 | 15 | 14 | 1 | 1
8 | 15 | 15 | 1 | 1
8 | 15 | 16 | 1 | 1
8 | 15 | 17 | 1 | 1
8 | 15 | 18 | 1 | 1
8 | 15 | 19 | 1 | 1
8 | 15 | 20 | 1 | 1
8 | 15 | 21 | 1 | 1
8 | 15 | 22 | 1 | 1
8 | 15 | 23 | 1 | 1
8 | 15 | 24 | 1 | 1
8 | 16 | 1 | 1 | 1
8 | 16 | 2 | 1 | 1
8 | 16 | 3 | 1 | 1
8 | 16 | 4 | 1 | 1
8 | 16 | 5 | 1 | 1
8 | 16 | 6 | 1 | 1
8 | 16 | 7 | 1 | 1
8 | 16 | 8 | 1 | 1
8 | 16 | 9 | 1 | 1
8 | 16 | 10 | 1 | 1
8 | 16 | 11 | 1 | 1
8 | 16 | 12 | 1 | 1
8 | 16 | 13 | 1 | 1
8 | 16 | 14 | 1 | 1
8 | 16 | 15 | 1 | 1
8 | 16 | 16 | 1 | 1
8 | 16 | 17 | 1 | 1
8 | 16 | 18 | 1 | 1
8 | 16 | 19 | 1 | 1
8 | 16 | 20 | 1 | 1
8 | 16 | 21 | 1 | 1
8 | 16 | 22 | 1 | 1
8 | 16 | 23 | 1 | 1
8 | 16 | 24 | 1 | 1
8 | 17 | 1 | 1 | 1
8 | 17 | 2 | 1 | 1
8 | 17 | 3 | 1 | 1
8 | 17 | 4 | 1 | 1
8 | 17 | 5 | 1 | 1
8 | 17 | 6 | 1 | 1
8 | 17 | 7 | 1 | 1
8 | 17 | 8 | 1 | 1
8 | 17 | 9 | 1 | 1
8 | 17 | 10 | 1 | 1
8 | 17 | 11 | 1 | 1
8 | 17 | 12 | 1 | 1
8 | 17 | 13 | 1 | 1
8 | 17 | 14 | 1 | 1
8 | 17 | 15 | 1 | 1
8 | 17 | 16 | 1 | 1
8 | 17 | 17 | 1 | 1
8 | 17 | 18 | 1 | 1
8 | 17 | 19 | 1 | 1
8 | 17 | 20 | 1 | 1
8 | 17 | 21 | 1 | 1
8 | 17 | 22 | 1 | 1
8 | 17 | 23 | 1 | 1
8 | 17 | 24 | 1 | 1
8 | 18 | 1 | 1 | 1
8 | 18 | 2 | 1 | 1
8 | 18 | 3 | 1 | 1
8 | 18 | 4 | 1 | 1
8 | 18 | 5 | 1 | 1
8 | 18 | 6 | 1 | 1
8 | 18 | 7 | 1 | 1
8 | 18 | 8 | 1 | 1
8 | 18 | 9 | 1 | 1
8 | 18 | 10 | 1 | 1
8 | 18 | 11 | 1 | 1
8 | 18 | 12 | 1 | 1
8 | 18 | 13 | 1 | 1
8 | 18 | 14 | 1 | 1
8 | 18 | 15 | 1 | 1
8 | 18 | 16 | 1 | 1
8 | 18 | 17 | 1 | 1
8 | 18 | 18 | 1 | 1
8 | 18 | 19 | 1 | 1
8 | 18 | 20 | 1 | 1
8 | 18 | 21 | 1 | 1
8 | 18 | 22 | 1 | 1
8 | 18 | 23 | 1 | 1
8 | 18 | 24 | 1 | 1
8 | 19 | 1 | 0 | 1
8 | 19 | 2 | 0 | 1
8 | 19 | 3 | 0 | 1
8 | 19 | 4 | 0 | 1
8 | 19 | 5 | 0 | 1
8 | 19 | 6 | 0 | 1
8 | 19 | 7 | 0 | 1
8 | 19 | 8 | 0 | 1
8 | 19 | 9 | 0 | 1
8 | 19 | 10 | 0 | 1
8 | 19 | 11 | 0 | 1
8 | 19 | 12 | 0 | 1
8 | 19 | 13 | 0 | 1
8 | 19 | 14 | 0 | 1
8 | 19 | 15 | 0 | 1
8 | 19 | 16 | 0 | 1
8 | 19 | 17 | 0 | 1
8 | 19 | 18 | 0 | 1
8 | 19 | 19 | 0 | 1
8 | 19 | 20 | 0 | 1
8 | 19 | 21 | 0 | 1
8 | 19 | 22 | 0 | 1
8 | 19 | 23 | 0 | 1
8 | 19 | 24 | 0 | 1
8 | 20 | 1 | 0 | 1
8 | 20 | 2 | 0 | 1
8 | 20 | 3 | 0 | 1
8 | 20 | 4 | 0 | 1
8 | 20 | 5 | 0 | 1
8 | 20 | 6 | 0 | 1
8 | 20 | 7 | 0 | 1
8 | 20 | 8 | 0 | 1
8 | 20 | 9 | 0 | 1
8 | 20 | 10 | 0 | 1
8 | 20 | 11 | 0 | 1
8 | 20 | 12 | 0 | 1
8 | 20 | 13 | 0 | 1
8 | 20 | 14 | 0 | 1
8 | 20 | 15 | 0 | 1
8 | 20 | 16 | 0 | 1
8 | 20 | 17 | 0 | 1
8 | 20 | 18 | 0 | 1
8 | 20 | 19 | 0 | 1
8 | 20 | 20 | 0 | 1
8 | 20 | 21 | 0 | 1
8 | 20 | 22 | 0 | 1
8 | 20 | 23 | 0 | 1
8 | 20 | 24 | 0 | 1
8 | 21 | 1 | 1 | 1
8 | 21 | 2 | 1 | 1
8 | 21 | 3 | 1 | 1
8 | 21 | 4 | 1 | 1
8 | 21 | 5 | 1 | 1
8 | 21 | 6 | 1 | 1
8 | 21 | 7 | 1 | 1
8 | 21 | 8 | 1 | 1
8 | 21 | 9 | 1 | 1
8 | 21 | 10 | 1 | 1
8 | 21 | 11 | 1 | 1
8 | 21 | 12 | 1 | 1
8 | 21 | 13 | 1 | 1
8 | 21 | 14 | 1 | 1
8 | 21 | 15 | 1 | 1
8 | 21 | 16 | 1 | 1
8 | 21 | 17 | 1 | 1
8 | 21 | 18 | 1 | 1
8 | 21 | 19 | 1 | 1
8 | 21 | 20 | 1 | 1
8 | 21 | 21 | 1 | 1
8 | 21 | 22 | 1 | 1
8 | 21 | 23 | 1 | 1
8 | 21 | 24 | 1 | 1
8 | 22 | 1 | 1 | 1
8 | 22 | 2 | 1 | 1
8 | 22 | 3 | 1 | 1
8 | 22 | 4 | 1 | 1
8 | 22 | 5 | 1 | 1
8 | 22 | 6 | 1 | 1
8 | 22 | 7 | 1 | 1
8 | 22 | 8 | 1 | 1
8 | 22 | 9 | 1 | 1
8 | 22 | 10 | 1 | 1
8 | 22 | 11 | 1 | 1
8 | 22 | 12 | 1 | 1
8 | 22 | 13 | 1 | 1
8 | 22 | 14 | 1 | 1
8 | 22 | 15 | 1 | 1
8 | 22 | 16 | 1 | 1
8 | 22 | 17 | 1 | 1
8 | 22 | 18 | 1 | 1
8 | 22 | 19 | 1 | 1
8 | 22 | 20 | 1 | 1
8 | 22 | 21 | 1 | 1
8 | 22 | 22 | 1 | 1
8 | 22 | 23 | 1 | 1
8 | 22 | 24 | 1 | 1
8 | 23 | 1 | 1 | 1
8 | 23 | 2 | 1 | 1
8 | 23 | 3 | 1 | 1
8 | 23 | 4 | 1 | 1
8 | 23 | 5 | 1 | 1
8 | 23 | 6 | 1 | 1
8 | 23 | 7 | 1 | 1
8 | 23 | 8 | 1 | 1
8 | 23 | 9 | 1 | 1
8 | 23 | 10 | 1 | 1
8 | 23 | 11 | 1 | 1
8 | 23 | 12 | 1 | 1
8 | 23 | 13 | 1 | 1
8 | 23 | 14 | 1 | 1
8 | 23 | 15 | 1 | 1
8 | 23 | 16 | 1 | 1
8 | 23 | 17 | 1 | 1
8 | 23 | 18 | 1 | 1
8 | 23 | 19 | 1 | 1
8 | 23 | 20 | 1 | 1
8 | 23 | 21 | 1 | 1
8 | 23 | 22 | 1 | 1
8 | 23 | 23 | 1 | 1
8 | 23 | 24 | 1 | 1
8 | 24 | 1 | 1 | 1
8 | 24 | 2 | 1 | 1
8 | 24 | 3 | 1 | 1
8 | 24 | 4 | 1 | 1
8 | 24 | 5 | 1 | 1
8 | 24 | 6 | 1 | 1
8 | 24 | 7 | 1 | 1
8 | 24 | 8 | 1 | 1
8 | 24 | 9 | 1 | 1
8 | 24 | 10 | 1 | 1
8 | 24 | 11 | 1 | 1
8 | 24 | 12 | 1 | 1
8 | 24 | 13 | 1 | 1
8 | 24 | 14 | 1 | 1
8 | 24 | 15 | 1 | 1
8 | 24 | 16 | 1 | 1
8 | 24 | 17 | 1 | 1
8 | 24 | 18 | 1 | 1
8 | 24 | 19 | 1 | 1
8 | 24 | 20 | 1 | 1
8 | 24 | 21 | 1 | 1
8 | 24 | 22 | 1 | 1
8 | 24 | 23 | 1 | 1
8 | 24 | 24 | 1 | 1
8 | 25 | 1 | 1 | 1
8 | 25 | 2 | 1 | 1
8 | 25 | 3 | 1 | 1
8 | 25 | 4 | 1 | 1
8 | 25 | 5 | 1 | 1
8 | 25 | 6 | 1 | 1
8 | 25 | 7 | 1 | 1
8 | 25 | 8 | 1 | 1
8 | 25 | 9 | 1 | 1
8 | 25 | 10 | 1 | 1
8 | 25 | 11 | 1 | 1
8 | 25 | 12 | 1 | 1
8 | 25 | 13 | 1 | 1
8 | 25 | 14 | 1 | 1
8 | 25 | 15 | 1 | 1
8 | 25 | 16 | 1 | 1
8 | 25 | 17 | 1 | 1
8 | 25 | 18 | 1 | 1
8 | 25 | 19 | 1 | 1
8 | 25 | 20 | 1 | 1
8 | 25 | 21 | 1 | 1
8 | 25 | 22 | 1 | 1
8 | 25 | 23 | 1 | 1
8 | 25 | 24 | 1 | 1
8 | 26 | 1 | 0 | 1
8 | 26 | 2 | 0 | 1
8 | 26 | 3 | 0 | 1
8 | 26 | 4 | 0 | 1
8 | 26 | 5 | 0 | 1
8 | 26 | 6 | 0 | 1
8 | 26 | 7 | 0 | 1
8 | 26 | 8 | 0 | 1
8 | 26 | 9 | 0 | 1
8 | 26 | 10 | 0 | 1
8 | 26 | 11 | 0 | 1
8 | 26 | 12 | 0 | 1
8 | 26 | 13 | 0 | 1
8 | 26 | 14 | 0 | 1
8 | 26 | 15 | 0 | 1
8 | 26 | 16 | 0 | 1
8 | 26 | 17 | 0 | 1
8 | 26 | 18 | 0 | 1
8 | 26 | 19 | 0 | 1
8 | 26 | 20 | 0 | 1
8 | 26 | 21 | 0 | 1
8 | 26 | 22 | 0 | 1
8 | 26 | 23 | 0 | 1
8 | 26 | 24 | 0 | 1
8 | 27 | 1 | 0 | 1
8 | 27 | 2 | 0 | 1
8 | 27 | 3 | 0 | 1
8 | 27 | 4 | 0 | 1
8 | 27 | 5 | 0 | 1
8 | 27 | 6 | 0 | 1
8 | 27 | 7 | 0 | 1
8 | 27 | 8 | 0 | 1
8 | 27 | 9 | 0 | 1
8 | 27 | 10 | 0 | 1
8 | 27 | 11 | 0 | 1
8 | 27 | 12 | 0 | 1
8 | 27 | 13 | 0 | 1
8 | 27 | 14 | 0 | 1
8 | 27 | 15 | 0 | 1
8 | 27 | 16 | 0 | 1
8 | 27 | 17 | 0 | 1
8 | 27 | 18 | 0 | 1
8 | 27 | 19 | 0 | 1
8 | 27 | 20 | 0 | 1
8 | 27 | 21 | 0 | 1
8 | 27 | 22 | 0 | 1
8 | 27 | 23 | 0 | 1
8 | 27 | 24 | 0 | 1
8 | 28 | 1 | 1 | 1
8 | 28 | 2 | 1 | 1
8 | 28 | 3 | 1 | 1
8 | 28 | 4 | 1 | 1
8 | 28 | 5 | 1 | 1
8 | 28 | 6 | 1 | 1
8 | 28 | 7 | 1 | 1
8 | 28 | 8 | 1 | 1
8 | 28 | 9 | 1 | 1
8 | 28 | 10 | 1 | 1
8 | 28 | 11 | 1 | 1
8 | 28 | 12 | 1 | 1
8 | 28 | 13 | 1 | 1
8 | 28 | 14 | 1 | 1
8 | 28 | 15 | 1 | 1
8 | 28 | 16 | 1 | 1
8 | 28 | 17 | 1 | 1
8 | 28 | 18 | 1 | 1
8 | 28 | 19 | 1 | 1
8 | 28 | 20 | 1 | 1
8 | 28 | 21 | 1 | 1
8 | 28 | 22 | 1 | 1
8 | 28 | 23 | 1 | 1
8 | 28 | 24 | 1 | 1
8 | 29 | 1 | 1 | 1
8 | 29 | 2 | 1 | 1
8 | 29 | 3 | 1 | 1
8 | 29 | 4 | 1 | 1
8 | 29 | 5 | 1 | 1
8 | 29 | 6 | 1 | 1
8 | 29 | 7 | 1 | 1
8 | 29 | 8 | 1 | 1
8 | 29 | 9 | 1 | 1
8 | 29 | 10 | 1 | 1
8 | 29 | 11 | 1 | 1
8 | 29 | 12 | 1 | 1
8 | 29 | 13 | 1 | 1
8 | 29 | 14 | 1 | 1
8 | 29 | 15 | 1 | 1
8 | 29 | 16 | 1 | 1
8 | 29 | 17 | 1 | 1
8 | 29 | 18 | 1 | 1
8 | 29 | 19 | 1 | 1
8 | 29 | 20 | 1 | 1
8 | 29 | 21 | 1 | 1
8 | 29 | 22 | 1 | 1
8 | 29 | 23 | 1 | 1
8 | 29 | 24 | 1 | 1
8 | 30 | 1 | 1 | 1
8 | 30 | 2 | 1 | 1
8 | 30 | 3 | 1 | 1
8 | 30 | 4 | 1 | 1
8 | 30 | 5 | 1 | 1
8 | 30 | 6 | 1 | 1
8 | 30 | 7 | 1 | 1
8 | 30 | 8 | 1 | 1
8 | 30 | 9 | 1 | 1
8 | 30 | 10 | 1 | 1
8 | 30 | 11 | 1 | 1
8 | 30 | 12 | 1 | 1
8 | 30 | 13 | 1 | 1
8 | 30 | 14 | 1 | 1
8 | 30 | 15 | 1 | 1
8 | 30 | 16 | 1 | 1
8 | 30 | 17 | 1 | 1
8 | 30 | 18 | 1 | 1
8 | 30 | 19 | 1 | 1
8 | 30 | 20 | 1 | 1
8 | 30 | 21 | 1 | 1
8 | 30 | 22 | 1 | 1
8 | 30 | 23 | 1 | 1
8 | 30 | 24 | 1 | 1
8 | 31 | 1 | 1 | 1
8 | 31 | 2 | 1 | 1
8 | 31 | 3 | 1 | 1
8 | 31 | 4 | 1 | 1
8 | 31 | 5 | 1 | 1
8 | 31 | 6 | 1 | 1
8 | 31 | 7 | 1 | 1
8 | 31 | 8 | 1 | 1
8 | 31 | 9 | 1 | 1
8 | 31 | 10 | 1 | 1
8 | 31 | 11 | 1 | 1
8 | 31 | 12 | 1 | 1
8 | 31 | 13 | 1 | 1
8 | 31 | 14 | 1 | 1
8 | 31 | 15 | 1 | 1
8 | 31 | 16 | 1 | 1
8 | 31 | 17 | 1 | 1
8 | 31 | 18 | 1 | 1
8 | 31 | 19 | 1 | 1
8 | 31 | 20 | 1 | 1
8 | 31 | 21 | 1 | 1
8 | 31 | 22 | 1 | 1
8 | 31 | 23 | 1 | 1
8 | 31 | 24 | 1 | 1
9 | 1 | 1 | 1 | 1
9 | 1 | 2 | 1 | 1
9 | 1 | 3 | 1 | 1
9 | 1 | 4 | 1 | 1
9 | 1 | 5 | 1 | 1
9 | 1 | 6 | 1 | 1
9 | 1 | 7 | 1 | 1
9 | 1 | 8 | 1 | 1
9 | 1 | 9 | 1 | 1
9 | 1 | 10 | 1 | 1
9 | 1 | 11 | 1 | 1
9 | 1 | 12 | 1 | 1
9 | 1 | 13 | 1 | 1
9 | 1 | 14 | 1 | 1
9 | 1 | 15 | 1 | 1
9 | 1 | 16 | 1 | 1
9 | 1 | 17 | 1 | 1
9 | 1 | 18 | 1 | 1
9 | 1 | 19 | 1 | 1
9 | 1 | 20 | 1 | 1
9 | 1 | 21 | 1 | 1
9 | 1 | 22 | 1 | 1
9 | 1 | 23 | 1 | 1
9 | 1 | 24 | 1 | 1
9 | 2 | 1 | 0 | 1
9 | 2 | 2 | 0 | 1
9 | 2 | 3 | 0 | 1
9 | 2 | 4 | 0 | 1
9 | 2 | 5 | 0 | 1
9 | 2 | 6 | 0 | 1
9 | 2 | 7 | 0 | 1
9 | 2 | 8 | 0 | 1
9 | 2 | 9 | 0 | 1
9 | 2 | 10 | 0 | 1
9 | 2 | 11 | 0 | 1
9 | 2 | 12 | 0 | 1
9 | 2 | 13 | 0 | 1
9 | 2 | 14 | 0 | 1
9 | 2 | 15 | 0 | 1
9 | 2 | 16 | 0 | 1
9 | 2 | 17 | 0 | 1
9 | 2 | 18 | 0 | 1
9 | 2 | 19 | 0 | 1
9 | 2 | 20 | 0 | 1
9 | 2 | 21 | 0 | 1
9 | 2 | 22 | 0 | 1
9 | 2 | 23 | 0 | 1
9 | 2 | 24 | 0 | 1
9 | 3 | 1 | 0 | 1
9 | 3 | 2 | 0 | 1
9 | 3 | 3 | 0 | 1
9 | 3 | 4 | 0 | 1
9 | 3 | 5 | 0 | 1
9 | 3 | 6 | 0 | 1
9 | 3 | 7 | 0 | 1
9 | 3 | 8 | 0 | 1
9 | 3 | 9 | 0 | 1
9 | 3 | 10 | 0 | 1
9 | 3 | 11 | 0 | 1
9 | 3 | 12 | 0 | 1
9 | 3 | 13 | 0 | 1
9 | 3 | 14 | 0 | 1
9 | 3 | 15 | 0 | 1
9 | 3 | 16 | 0 | 1
9 | 3 | 17 | 0 | 1
9 | 3 | 18 | 0 | 1
9 | 3 | 19 | 0 | 1
9 | 3 | 20 | 0 | 1
9 | 3 | 21 | 0 | 1
9 | 3 | 22 | 0 | 1
9 | 3 | 23 | 0 | 1
9 | 3 | 24 | 0 | 1
9 | 4 | 1 | 1 | 1
9 | 4 | 2 | 1 | 1
9 | 4 | 3 | 1 | 1
9 | 4 | 4 | 1 | 1
9 | 4 | 5 | 1 | 1
9 | 4 | 6 | 1 | 1
9 | 4 | 7 | 1 | 1
9 | 4 | 8 | 1 | 1
9 | 4 | 9 | 1 | 1
9 | 4 | 10 | 1 | 1
9 | 4 | 11 | 1 | 1
9 | 4 | 12 | 1 | 1
9 | 4 | 13 | 1 | 1
9 | 4 | 14 | 1 | 1
9 | 4 | 15 | 1 | 1
9 | 4 | 16 | 1 | 1
9 | 4 | 17 | 1 | 1
9 | 4 | 18 | 1 | 1
9 | 4 | 19 | 1 | 1
9 | 4 | 20 | 1 | 1
9 | 4 | 21 | 1 | 1
9 | 4 | 22 | 1 | 1
9 | 4 | 23 | 1 | 1
9 | 4 | 24 | 1 | 1
9 | 5 | 1 | 1 | 1
9 | 5 | 2 | 1 | 1
9 | 5 | 3 | 1 | 1
9 | 5 | 4 | 1 | 1
9 | 5 | 5 | 1 | 1
9 | 5 | 6 | 1 | 1
9 | 5 | 7 | 1 | 1
9 | 5 | 8 | 1 | 1
9 | 5 | 9 | 1 | 1
9 | 5 | 10 | 1 | 1
9 | 5 | 11 | 1 | 1
9 | 5 | 12 | 1 | 1
9 | 5 | 13 | 1 | 1
9 | 5 | 14 | 1 | 1
9 | 5 | 15 | 1 | 1
9 | 5 | 16 | 1 | 1
9 | 5 | 17 | 1 | 1
9 | 5 | 18 | 1 | 1
9 | 5 | 19 | 1 | 1
9 | 5 | 20 | 1 | 1
9 | 5 | 21 | 1 | 1
9 | 5 | 22 | 1 | 1
9 | 5 | 23 | 1 | 1
9 | 5 | 24 | 1 | 1
9 | 6 | 1 | 1 | 1
9 | 6 | 2 | 1 | 1
9 | 6 | 3 | 1 | 1
9 | 6 | 4 | 1 | 1
9 | 6 | 5 | 1 | 1
9 | 6 | 6 | 1 | 1
9 | 6 | 7 | 1 | 1
9 | 6 | 8 | 1 | 1
9 | 6 | 9 | 1 | 1
9 | 6 | 10 | 1 | 1
9 | 6 | 11 | 1 | 1
9 | 6 | 12 | 1 | 1
9 | 6 | 13 | 1 | 1
9 | 6 | 14 | 1 | 1
9 | 6 | 15 | 1 | 1
9 | 6 | 16 | 1 | 1
9 | 6 | 17 | 1 | 1
9 | 6 | 18 | 1 | 1
9 | 6 | 19 | 1 | 1
9 | 6 | 20 | 1 | 1
9 | 6 | 21 | 1 | 1
9 | 6 | 22 | 1 | 1
9 | 6 | 23 | 1 | 1
9 | 6 | 24 | 1 | 1
9 | 7 | 1 | 1 | 1
9 | 7 | 2 | 1 | 1
9 | 7 | 3 | 1 | 1
9 | 7 | 4 | 1 | 1
9 | 7 | 5 | 1 | 1
9 | 7 | 6 | 1 | 1
9 | 7 | 7 | 1 | 1
9 | 7 | 8 | 1 | 1
9 | 7 | 9 | 1 | 1
9 | 7 | 10 | 1 | 1
9 | 7 | 11 | 1 | 1
9 | 7 | 12 | 1 | 1
9 | 7 | 13 | 1 | 1
9 | 7 | 14 | 1 | 1
9 | 7 | 15 | 1 | 1
9 | 7 | 16 | 1 | 1
9 | 7 | 17 | 1 | 1
9 | 7 | 18 | 1 | 1
9 | 7 | 19 | 1 | 1
9 | 7 | 20 | 1 | 1
9 | 7 | 21 | 1 | 1
9 | 7 | 22 | 1 | 1
9 | 7 | 23 | 1 | 1
9 | 7 | 24 | 1 | 1
9 | 8 | 1 | 1 | 1
9 | 8 | 2 | 1 | 1
9 | 8 | 3 | 1 | 1
9 | 8 | 4 | 1 | 1
9 | 8 | 5 | 1 | 1
9 | 8 | 6 | 1 | 1
9 | 8 | 7 | 1 | 1
9 | 8 | 8 | 1 | 1
9 | 8 | 9 | 1 | 1
9 | 8 | 10 | 1 | 1
9 | 8 | 11 | 1 | 1
9 | 8 | 12 | 1 | 1
9 | 8 | 13 | 1 | 1
9 | 8 | 14 | 1 | 1
9 | 8 | 15 | 1 | 1
9 | 8 | 16 | 1 | 1
9 | 8 | 17 | 1 | 1
9 | 8 | 18 | 1 | 1
9 | 8 | 19 | 1 | 1
9 | 8 | 20 | 1 | 1
9 | 8 | 21 | 1 | 1
9 | 8 | 22 | 1 | 1
9 | 8 | 23 | 1 | 1
9 | 8 | 24 | 1 | 1
9 | 9 | 1 | 0 | 1
9 | 9 | 2 | 0 | 1
9 | 9 | 3 | 0 | 1
9 | 9 | 4 | 0 | 1
9 | 9 | 5 | 0 | 1
9 | 9 | 6 | 0 | 1
9 | 9 | 7 | 0 | 1
9 | 9 | 8 | 0 | 1
9 | 9 | 9 | 0 | 1
9 | 9 | 10 | 0 | 1
9 | 9 | 11 | 0 | 1
9 | 9 | 12 | 0 | 1
9 | 9 | 13 | 0 | 1
9 | 9 | 14 | 0 | 1
9 | 9 | 15 | 0 | 1
9 | 9 | 16 | 0 | 1
9 | 9 | 17 | 0 | 1
9 | 9 | 18 | 0 | 1
9 | 9 | 19 | 0 | 1
9 | 9 | 20 | 0 | 1
9 | 9 | 21 | 0 | 1
9 | 9 | 22 | 0 | 1
9 | 9 | 23 | 0 | 1
9 | 9 | 24 | 0 | 1
9 | 10 | 1 | 0 | 1
9 | 10 | 2 | 0 | 1
9 | 10 | 3 | 0 | 1
9 | 10 | 4 | 0 | 1
9 | 10 | 5 | 0 | 1
9 | 10 | 6 | 0 | 1
9 | 10 | 7 | 0 | 1
9 | 10 | 8 | 0 | 1
9 | 10 | 9 | 0 | 1
9 | 10 | 10 | 0 | 1
9 | 10 | 11 | 0 | 1
9 | 10 | 12 | 0 | 1
9 | 10 | 13 | 0 | 1
9 | 10 | 14 | 0 | 1
9 | 10 | 15 | 0 | 1
9 | 10 | 16 | 0 | 1
9 | 10 | 17 | 0 | 1
9 | 10 | 18 | 0 | 1
9 | 10 | 19 | 0 | 1
9 | 10 | 20 | 0 | 1
9 | 10 | 21 | 0 | 1
9 | 10 | 22 | 0 | 1
9 | 10 | 23 | 0 | 1
9 | 10 | 24 | 0 | 1
9 | 11 | 1 | 1 | 1
9 | 11 | 2 | 1 | 1
9 | 11 | 3 | 1 | 1
9 | 11 | 4 | 1 | 1
9 | 11 | 5 | 1 | 1
9 | 11 | 6 | 1 | 1
9 | 11 | 7 | 1 | 1
9 | 11 | 8 | 1 | 1
9 | 11 | 9 | 1 | 1
9 | 11 | 10 | 1 | 1
9 | 11 | 11 | 1 | 1
9 | 11 | 12 | 1 | 1
9 | 11 | 13 | 1 | 1
9 | 11 | 14 | 1 | 1
9 | 11 | 15 | 1 | 1
9 | 11 | 16 | 1 | 1
9 | 11 | 17 | 1 | 1
9 | 11 | 18 | 1 | 1
9 | 11 | 19 | 1 | 1
9 | 11 | 20 | 1 | 1
9 | 11 | 21 | 1 | 1
9 | 11 | 22 | 1 | 1
9 | 11 | 23 | 1 | 1
9 | 11 | 24 | 1 | 1
9 | 12 | 1 | 1 | 1
9 | 12 | 2 | 1 | 1
9 | 12 | 3 | 1 | 1
9 | 12 | 4 | 1 | 1
9 | 12 | 5 | 1 | 1
9 | 12 | 6 | 1 | 1
9 | 12 | 7 | 1 | 1
9 | 12 | 8 | 1 | 1
9 | 12 | 9 | 1 | 1
9 | 12 | 10 | 1 | 1
9 | 12 | 11 | 1 | 1
9 | 12 | 12 | 1 | 1
9 | 12 | 13 | 1 | 1
9 | 12 | 14 | 1 | 1
9 | 12 | 15 | 1 | 1
9 | 12 | 16 | 1 | 1
9 | 12 | 17 | 1 | 1
9 | 12 | 18 | 1 | 1
9 | 12 | 19 | 1 | 1
9 | 12 | 20 | 1 | 1
9 | 12 | 21 | 1 | 1
9 | 12 | 22 | 1 | 1
9 | 12 | 23 | 1 | 1
9 | 12 | 24 | 1 | 1
9 | 13 | 1 | 1 | 1
9 | 13 | 2 | 1 | 1
9 | 13 | 3 | 1 | 1
9 | 13 | 4 | 1 | 1
9 | 13 | 5 | 1 | 1
9 | 13 | 6 | 1 | 1
9 | 13 | 7 | 1 | 1
9 | 13 | 8 | 1 | 1
9 | 13 | 9 | 1 | 1
9 | 13 | 10 | 1 | 1
9 | 13 | 11 | 1 | 1
9 | 13 | 12 | 1 | 1
9 | 13 | 13 | 1 | 1
9 | 13 | 14 | 1 | 1
9 | 13 | 15 | 1 | 1
9 | 13 | 16 | 1 | 1
9 | 13 | 17 | 1 | 1
9 | 13 | 18 | 1 | 1
9 | 13 | 19 | 1 | 1
9 | 13 | 20 | 1 | 1
9 | 13 | 21 | 1 | 1
9 | 13 | 22 | 1 | 1
9 | 13 | 23 | 1 | 1
9 | 13 | 24 | 1 | 1
9 | 14 | 1 | 1 | 1
9 | 14 | 2 | 1 | 1
9 | 14 | 3 | 1 | 1
9 | 14 | 4 | 1 | 1
9 | 14 | 5 | 1 | 1
9 | 14 | 6 | 1 | 1
9 | 14 | 7 | 1 | 1
9 | 14 | 8 | 1 | 1
9 | 14 | 9 | 1 | 1
9 | 14 | 10 | 1 | 1
9 | 14 | 11 | 1 | 1
9 | 14 | 12 | 1 | 1
9 | 14 | 13 | 1 | 1
9 | 14 | 14 | 1 | 1
9 | 14 | 15 | 1 | 1
9 | 14 | 16 | 1 | 1
9 | 14 | 17 | 1 | 1
9 | 14 | 18 | 1 | 1
9 | 14 | 19 | 1 | 1
9 | 14 | 20 | 1 | 1
9 | 14 | 21 | 1 | 1
9 | 14 | 22 | 1 | 1
9 | 14 | 23 | 1 | 1
9 | 14 | 24 | 1 | 1
9 | 15 | 1 | 1 | 1
9 | 15 | 2 | 1 | 1
9 | 15 | 3 | 1 | 1
9 | 15 | 4 | 1 | 1
9 | 15 | 5 | 1 | 1
9 | 15 | 6 | 1 | 1
9 | 15 | 7 | 1 | 1
9 | 15 | 8 | 1 | 1
9 | 15 | 9 | 1 | 1
9 | 15 | 10 | 1 | 1
9 | 15 | 11 | 1 | 1
9 | 15 | 12 | 1 | 1
9 | 15 | 13 | 1 | 1
9 | 15 | 14 | 1 | 1
9 | 15 | 15 | 1 | 1
9 | 15 | 16 | 1 | 1
9 | 15 | 17 | 1 | 1
9 | 15 | 18 | 1 | 1
9 | 15 | 19 | 1 | 1
9 | 15 | 20 | 1 | 1
9 | 15 | 21 | 1 | 1
9 | 15 | 22 | 1 | 1
9 | 15 | 23 | 1 | 1
9 | 15 | 24 | 1 | 1
9 | 16 | 1 | 0 | 1
9 | 16 | 2 | 0 | 1
9 | 16 | 3 | 0 | 1
9 | 16 | 4 | 0 | 1
9 | 16 | 5 | 0 | 1
9 | 16 | 6 | 0 | 1
9 | 16 | 7 | 0 | 1
9 | 16 | 8 | 0 | 1
9 | 16 | 9 | 0 | 1
9 | 16 | 10 | 0 | 1
9 | 16 | 11 | 0 | 1
9 | 16 | 12 | 0 | 1
9 | 16 | 13 | 0 | 1
9 | 16 | 14 | 0 | 1
9 | 16 | 15 | 0 | 1
9 | 16 | 16 | 0 | 1
9 | 16 | 17 | 0 | 1
9 | 16 | 18 | 0 | 1
9 | 16 | 19 | 0 | 1
9 | 16 | 20 | 0 | 1
9 | 16 | 21 | 0 | 1
9 | 16 | 22 | 0 | 1
9 | 16 | 23 | 0 | 1
9 | 16 | 24 | 0 | 1
9 | 17 | 1 | 0 | 1
9 | 17 | 2 | 0 | 1
9 | 17 | 3 | 0 | 1
9 | 17 | 4 | 0 | 1
9 | 17 | 5 | 0 | 1
9 | 17 | 6 | 0 | 1
9 | 17 | 7 | 0 | 1
9 | 17 | 8 | 0 | 1
9 | 17 | 9 | 0 | 1
9 | 17 | 10 | 0 | 1
9 | 17 | 11 | 0 | 1
9 | 17 | 12 | 0 | 1
9 | 17 | 13 | 0 | 1
9 | 17 | 14 | 0 | 1
9 | 17 | 15 | 0 | 1
9 | 17 | 16 | 0 | 1
9 | 17 | 17 | 0 | 1
9 | 17 | 18 | 0 | 1
9 | 17 | 19 | 0 | 1
9 | 17 | 20 | 0 | 1
9 | 17 | 21 | 0 | 1
9 | 17 | 22 | 0 | 1
9 | 17 | 23 | 0 | 1
9 | 17 | 24 | 0 | 1
9 | 18 | 1 | 1 | 1
9 | 18 | 2 | 1 | 1
9 | 18 | 3 | 1 | 1
9 | 18 | 4 | 1 | 1
9 | 18 | 5 | 1 | 1
9 | 18 | 6 | 1 | 1
9 | 18 | 7 | 1 | 1
9 | 18 | 8 | 1 | 1
9 | 18 | 9 | 1 | 1
9 | 18 | 10 | 1 | 1
9 | 18 | 11 | 1 | 1
9 | 18 | 12 | 1 | 1
9 | 18 | 13 | 1 | 1
9 | 18 | 14 | 1 | 1
9 | 18 | 15 | 1 | 1
9 | 18 | 16 | 1 | 1
9 | 18 | 17 | 1 | 1
9 | 18 | 18 | 1 | 1
9 | 18 | 19 | 1 | 1
9 | 18 | 20 | 1 | 1
9 | 18 | 21 | 1 | 1
9 | 18 | 22 | 1 | 1
9 | 18 | 23 | 1 | 1
9 | 18 | 24 | 1 | 1
9 | 19 | 1 | 1 | 1
9 | 19 | 2 | 1 | 1
9 | 19 | 3 | 1 | 1
9 | 19 | 4 | 1 | 1
9 | 19 | 5 | 1 | 1
9 | 19 | 6 | 1 | 1
9 | 19 | 7 | 1 | 1
9 | 19 | 8 | 1 | 1
9 | 19 | 9 | 1 | 1
9 | 19 | 10 | 1 | 1
9 | 19 | 11 | 1 | 1
9 | 19 | 12 | 1 | 1
9 | 19 | 13 | 1 | 1
9 | 19 | 14 | 1 | 1
9 | 19 | 15 | 1 | 1
9 | 19 | 16 | 1 | 1
9 | 19 | 17 | 1 | 1
9 | 19 | 18 | 1 | 1
9 | 19 | 19 | 1 | 1
9 | 19 | 20 | 1 | 1
9 | 19 | 21 | 1 | 1
9 | 19 | 22 | 1 | 1
9 | 19 | 23 | 1 | 1
9 | 19 | 24 | 1 | 1
9 | 20 | 1 | 1 | 1
9 | 20 | 2 | 1 | 1
9 | 20 | 3 | 1 | 1
9 | 20 | 4 | 1 | 1
9 | 20 | 5 | 1 | 1
9 | 20 | 6 | 1 | 1
9 | 20 | 7 | 1 | 1
9 | 20 | 8 | 1 | 1
9 | 20 | 9 | 1 | 1
9 | 20 | 10 | 1 | 1
9 | 20 | 11 | 1 | 1
9 | 20 | 12 | 1 | 1
9 | 20 | 13 | 1 | 1
9 | 20 | 14 | 1 | 1
9 | 20 | 15 | 1 | 1
9 | 20 | 16 | 1 | 1
9 | 20 | 17 | 1 | 1
9 | 20 | 18 | 1 | 1
9 | 20 | 19 | 1 | 1
9 | 20 | 20 | 1 | 1
9 | 20 | 21 | 1 | 1
9 | 20 | 22 | 1 | 1
9 | 20 | 23 | 1 | 1
9 | 20 | 24 | 1 | 1
9 | 21 | 1 | 1 | 1
9 | 21 | 2 | 1 | 1
9 | 21 | 3 | 1 | 1
9 | 21 | 4 | 1 | 1
9 | 21 | 5 | 1 | 1
9 | 21 | 6 | 1 | 1
9 | 21 | 7 | 1 | 1
9 | 21 | 8 | 1 | 1
9 | 21 | 9 | 1 | 1
9 | 21 | 10 | 1 | 1
9 | 21 | 11 | 1 | 1
9 | 21 | 12 | 1 | 1
9 | 21 | 13 | 1 | 1
9 | 21 | 14 | 1 | 1
9 | 21 | 15 | 1 | 1
9 | 21 | 16 | 1 | 1
9 | 21 | 17 | 1 | 1
9 | 21 | 18 | 1 | 1
9 | 21 | 19 | 1 | 1
9 | 21 | 20 | 1 | 1
9 | 21 | 21 | 1 | 1
9 | 21 | 22 | 1 | 1
9 | 21 | 23 | 1 | 1
9 | 21 | 24 | 1 | 1
9 | 22 | 1 | 1 | 1
9 | 22 | 2 | 1 | 1
9 | 22 | 3 | 1 | 1
9 | 22 | 4 | 1 | 1
9 | 22 | 5 | 1 | 1
9 | 22 | 6 | 1 | 1
9 | 22 | 7 | 1 | 1
9 | 22 | 8 | 1 | 1
9 | 22 | 9 | 1 | 1
9 | 22 | 10 | 1 | 1
9 | 22 | 11 | 1 | 1
9 | 22 | 12 | 1 | 1
9 | 22 | 13 | 1 | 1
9 | 22 | 14 | 1 | 1
9 | 22 | 15 | 1 | 1
9 | 22 | 16 | 1 | 1
9 | 22 | 17 | 1 | 1
9 | 22 | 18 | 1 | 1
9 | 22 | 19 | 1 | 1
9 | 22 | 20 | 1 | 1
9 | 22 | 21 | 1 | 1
9 | 22 | 22 | 1 | 1
9 | 22 | 23 | 1 | 1
9 | 22 | 24 | 1 | 1
9 | 23 | 1 | 0 | 1
9 | 23 | 2 | 0 | 1
9 | 23 | 3 | 0 | 1
9 | 23 | 4 | 0 | 1
9 | 23 | 5 | 0 | 1
9 | 23 | 6 | 0 | 1
9 | 23 | 7 | 0 | 1
9 | 23 | 8 | 0 | 1
9 | 23 | 9 | 0 | 1
9 | 23 | 10 | 0 | 1
9 | 23 | 11 | 0 | 1
9 | 23 | 12 | 0 | 1
9 | 23 | 13 | 0 | 1
9 | 23 | 14 | 0 | 1
9 | 23 | 15 | 0 | 1
9 | 23 | 16 | 0 | 1
9 | 23 | 17 | 0 | 1
9 | 23 | 18 | 0 | 1
9 | 23 | 19 | 0 | 1
9 | 23 | 20 | 0 | 1
9 | 23 | 21 | 0 | 1
9 | 23 | 22 | 0 | 1
9 | 23 | 23 | 0 | 1
9 | 23 | 24 | 0 | 1
9 | 24 | 1 | 0 | 1
9 | 24 | 2 | 0 | 1
9 | 24 | 3 | 0 | 1
9 | 24 | 4 | 0 | 1
9 | 24 | 5 | 0 | 1
9 | 24 | 6 | 0 | 1
9 | 24 | 7 | 0 | 1
9 | 24 | 8 | 0 | 1
9 | 24 | 9 | 0 | 1
9 | 24 | 10 | 0 | 1
9 | 24 | 11 | 0 | 1
9 | 24 | 12 | 0 | 1
9 | 24 | 13 | 0 | 1
9 | 24 | 14 | 0 | 1
9 | 24 | 15 | 0 | 1
9 | 24 | 16 | 0 | 1
9 | 24 | 17 | 0 | 1
9 | 24 | 18 | 0 | 1
9 | 24 | 19 | 0 | 1
9 | 24 | 20 | 0 | 1
9 | 24 | 21 | 0 | 1
9 | 24 | 22 | 0 | 1
9 | 24 | 23 | 0 | 1
9 | 24 | 24 | 0 | 1
9 | 25 | 1 | 1 | 1
9 | 25 | 2 | 1 | 1
9 | 25 | 3 | 1 | 1
9 | 25 | 4 | 1 | 1
9 | 25 | 5 | 1 | 1
9 | 25 | 6 | 1 | 1
9 | 25 | 7 | 1 | 1
9 | 25 | 8 | 1 | 1
9 | 25 | 9 | 1 | 1
9 | 25 | 10 | 1 | 1
9 | 25 | 11 | 1 | 1
9 | 25 | 12 | 1 | 1
9 | 25 | 13 | 1 | 1
9 | 25 | 14 | 1 | 1
9 | 25 | 15 | 1 | 1
9 | 25 | 16 | 1 | 1
9 | 25 | 17 | 1 | 1
9 | 25 | 18 | 1 | 1
9 | 25 | 19 | 1 | 1
9 | 25 | 20 | 1 | 1
9 | 25 | 21 | 1 | 1
9 | 25 | 22 | 1 | 1
9 | 25 | 23 | 1 | 1
9 | 25 | 24 | 1 | 1
9 | 26 | 1 | 1 | 1
9 | 26 | 2 | 1 | 1
9 | 26 | 3 | 1 | 1
9 | 26 | 4 | 1 | 1
9 | 26 | 5 | 1 | 1
9 | 26 | 6 | 1 | 1
9 | 26 | 7 | 1 | 1
9 | 26 | 8 | 1 | 1
9 | 26 | 9 | 1 | 1
9 | 26 | 10 | 1 | 1
9 | 26 | 11 | 1 | 1
9 | 26 | 12 | 1 | 1
9 | 26 | 13 | 1 | 1
9 | 26 | 14 | 1 | 1
9 | 26 | 15 | 1 | 1
9 | 26 | 16 | 1 | 1
9 | 26 | 17 | 1 | 1
9 | 26 | 18 | 1 | 1
9 | 26 | 19 | 1 | 1
9 | 26 | 20 | 1 | 1
9 | 26 | 21 | 1 | 1
9 | 26 | 22 | 1 | 1
9 | 26 | 23 | 1 | 1
9 | 26 | 24 | 1 | 1
9 | 27 | 1 | 1 | 1
9 | 27 | 2 | 1 | 1
9 | 27 | 3 | 1 | 1
9 | 27 | 4 | 1 | 1
9 | 27 | 5 | 1 | 1
9 | 27 | 6 | 1 | 1
9 | 27 | 7 | 1 | 1
9 | 27 | 8 | 1 | 1
9 | 27 | 9 | 1 | 1
9 | 27 | 10 | 1 | 1
9 | 27 | 11 | 1 | 1
9 | 27 | 12 | 1 | 1
9 | 27 | 13 | 1 | 1
9 | 27 | 14 | 1 | 1
9 | 27 | 15 | 1 | 1
9 | 27 | 16 | 1 | 1
9 | 27 | 17 | 1 | 1
9 | 27 | 18 | 1 | 1
9 | 27 | 19 | 1 | 1
9 | 27 | 20 | 1 | 1
9 | 27 | 21 | 1 | 1
9 | 27 | 22 | 1 | 1
9 | 27 | 23 | 1 | 1
9 | 27 | 24 | 1 | 1
9 | 28 | 1 | 1 | 1
9 | 28 | 2 | 1 | 1
9 | 28 | 3 | 1 | 1
9 | 28 | 4 | 1 | 1
9 | 28 | 5 | 1 | 1
9 | 28 | 6 | 1 | 1
9 | 28 | 7 | 1 | 1
9 | 28 | 8 | 1 | 1
9 | 28 | 9 | 1 | 1
9 | 28 | 10 | 1 | 1
9 | 28 | 11 | 1 | 1
9 | 28 | 12 | 1 | 1
9 | 28 | 13 | 1 | 1
9 | 28 | 14 | 1 | 1
9 | 28 | 15 | 1 | 1
9 | 28 | 16 | 1 | 1
9 | 28 | 17 | 1 | 1
9 | 28 | 18 | 1 | 1
9 | 28 | 19 | 1 | 1
9 | 28 | 20 | 1 | 1
9 | 28 | 21 | 1 | 1
9 | 28 | 22 | 1 | 1
9 | 28 | 23 | 1 | 1
9 | 28 | 24 | 1 | 1
9 | 29 | 1 | 1 | 1
9 | 29 | 2 | 1 | 1
9 | 29 | 3 | 1 | 1
9 | 29 | 4 | 1 | 1
9 | 29 | 5 | 1 | 1
9 | 29 | 6 | 1 | 1
9 | 29 | 7 | 1 | 1
9 | 29 | 8 | 1 | 1
9 | 29 | 9 | 1 | 1
9 | 29 | 10 | 1 | 1
9 | 29 | 11 | 1 | 1
9 | 29 | 12 | 1 | 1
9 | 29 | 13 | 1 | 1
9 | 29 | 14 | 1 | 1
9 | 29 | 15 | 1 | 1
9 | 29 | 16 | 1 | 1
9 | 29 | 17 | 1 | 1
9 | 29 | 18 | 1 | 1
9 | 29 | 19 | 1 | 1
9 | 29 | 20 | 1 | 1
9 | 29 | 21 | 1 | 1
9 | 29 | 22 | 1 | 1
9 | 29 | 23 | 1 | 1
9 | 29 | 24 | 1 | 1
9 | 30 | 1 | 0 | 1
9 | 30 | 2 | 0 | 1
9 | 30 | 3 | 0 | 1
9 | 30 | 4 | 0 | 1
9 | 30 | 5 | 0 | 1
9 | 30 | 6 | 0 | 1
9 | 30 | 7 | 0 | 1
9 | 30 | 8 | 0 | 1
9 | 30 | 9 | 0 | 1
9 | 30 | 10 | 0 | 1
9 | 30 | 11 | 0 | 1
9 | 30 | 12 | 0 | 1
9 | 30 | 13 | 0 | 1
9 | 30 | 14 | 0 | 1
9 | 30 | 15 | 0 | 1
9 | 30 | 16 | 0 | 1
9 | 30 | 17 | 0 | 1
9 | 30 | 18 | 0 | 1
9 | 30 | 19 | 0 | 1
9 | 30 | 20 | 0 | 1
9 | 30 | 21 | 0 | 1
9 | 30 | 22 | 0 | 1
9 | 30 | 23 | 0 | 1
9 | 30 | 24 | 0 | 1
10 | 1 | 1 | 0 | 1
10 | 1 | 2 | 0 | 1
10 | 1 | 3 | 0 | 1
10 | 1 | 4 | 0 | 1
10 | 1 | 5 | 0 | 1
10 | 1 | 6 | 0 | 1
10 | 1 | 7 | 0 | 1
10 | 1 | 8 | 0 | 1
10 | 1 | 9 | 0 | 1
10 | 1 | 10 | 0 | 1
10 | 1 | 11 | 0 | 1
10 | 1 | 12 | 0 | 1
10 | 1 | 13 | 0 | 1
10 | 1 | 14 | 0 | 1
10 | 1 | 15 | 0 | 1
10 | 1 | 16 | 0 | 1
10 | 1 | 17 | 0 | 1
10 | 1 | 18 | 0 | 1
10 | 1 | 19 | 0 | 1
10 | 1 | 20 | 0 | 1
10 | 1 | 21 | 0 | 1
10 | 1 | 22 | 0 | 1
10 | 1 | 23 | 0 | 1
10 | 1 | 24 | 0 | 1
10 | 2 | 1 | 1 | 1
10 | 2 | 2 | 1 | 1
10 | 2 | 3 | 1 | 1
10 | 2 | 4 | 1 | 1
10 | 2 | 5 | 1 | 1
10 | 2 | 6 | 1 | 1
10 | 2 | 7 | 1 | 1
10 | 2 | 8 | 1 | 1
10 | 2 | 9 | 1 | 1
10 | 2 | 10 | 1 | 1
10 | 2 | 11 | 1 | 1
10 | 2 | 12 | 1 | 1
10 | 2 | 13 | 1 | 1
10 | 2 | 14 | 1 | 1
10 | 2 | 15 | 1 | 1
10 | 2 | 16 | 1 | 1
10 | 2 | 17 | 1 | 1
10 | 2 | 18 | 1 | 1
10 | 2 | 19 | 1 | 1
10 | 2 | 20 | 1 | 1
10 | 2 | 21 | 1 | 1
10 | 2 | 22 | 1 | 1
10 | 2 | 23 | 1 | 1
10 | 2 | 24 | 1 | 1
10 | 3 | 1 | 1 | 1
10 | 3 | 2 | 1 | 1
10 | 3 | 3 | 1 | 1
10 | 3 | 4 | 1 | 1
10 | 3 | 5 | 1 | 1
10 | 3 | 6 | 1 | 1
10 | 3 | 7 | 1 | 1
10 | 3 | 8 | 1 | 1
10 | 3 | 9 | 1 | 1
10 | 3 | 10 | 1 | 1
10 | 3 | 11 | 1 | 1
10 | 3 | 12 | 1 | 1
10 | 3 | 13 | 1 | 1
10 | 3 | 14 | 1 | 1
10 | 3 | 15 | 1 | 1
10 | 3 | 16 | 1 | 1
10 | 3 | 17 | 1 | 1
10 | 3 | 18 | 1 | 1
10 | 3 | 19 | 1 | 1
10 | 3 | 20 | 1 | 1
10 | 3 | 21 | 1 | 1
10 | 3 | 22 | 1 | 1
10 | 3 | 23 | 1 | 1
10 | 3 | 24 | 1 | 1
10 | 4 | 1 | 1 | 1
10 | 4 | 2 | 1 | 1
10 | 4 | 3 | 1 | 1
10 | 4 | 4 | 1 | 1
10 | 4 | 5 | 1 | 1
10 | 4 | 6 | 1 | 1
10 | 4 | 7 | 1 | 1
10 | 4 | 8 | 1 | 1
10 | 4 | 9 | 1 | 1
10 | 4 | 10 | 1 | 1
10 | 4 | 11 | 1 | 1
10 | 4 | 12 | 1 | 1
10 | 4 | 13 | 1 | 1
10 | 4 | 14 | 1 | 1
10 | 4 | 15 | 1 | 1
10 | 4 | 16 | 1 | 1
10 | 4 | 17 | 1 | 1
10 | 4 | 18 | 1 | 1
10 | 4 | 19 | 1 | 1
10 | 4 | 20 | 1 | 1
10 | 4 | 21 | 1 | 1
10 | 4 | 22 | 1 | 1
10 | 4 | 23 | 1 | 1
10 | 4 | 24 | 1 | 1
10 | 5 | 1 | 1 | 1
10 | 5 | 2 | 1 | 1
10 | 5 | 3 | 1 | 1
10 | 5 | 4 | 1 | 1
10 | 5 | 5 | 1 | 1
10 | 5 | 6 | 1 | 1
10 | 5 | 7 | 1 | 1
10 | 5 | 8 | 1 | 1
10 | 5 | 9 | 1 | 1
10 | 5 | 10 | 1 | 1
10 | 5 | 11 | 1 | 1
10 | 5 | 12 | 1 | 1
10 | 5 | 13 | 1 | 1
10 | 5 | 14 | 1 | 1
10 | 5 | 15 | 1 | 1
10 | 5 | 16 | 1 | 1
10 | 5 | 17 | 1 | 1
10 | 5 | 18 | 1 | 1
10 | 5 | 19 | 1 | 1
10 | 5 | 20 | 1 | 1
10 | 5 | 21 | 1 | 1
10 | 5 | 22 | 1 | 1
10 | 5 | 23 | 1 | 1
10 | 5 | 24 | 1 | 1
10 | 6 | 1 | 1 | 1
10 | 6 | 2 | 1 | 1
10 | 6 | 3 | 1 | 1
10 | 6 | 4 | 1 | 1
10 | 6 | 5 | 1 | 1
10 | 6 | 6 | 1 | 1
10 | 6 | 7 | 1 | 1
10 | 6 | 8 | 1 | 1
10 | 6 | 9 | 1 | 1
10 | 6 | 10 | 1 | 1
10 | 6 | 11 | 1 | 1
10 | 6 | 12 | 1 | 1
10 | 6 | 13 | 1 | 1
10 | 6 | 14 | 1 | 1
10 | 6 | 15 | 1 | 1
10 | 6 | 16 | 1 | 1
10 | 6 | 17 | 1 | 1
10 | 6 | 18 | 1 | 1
10 | 6 | 19 | 1 | 1
10 | 6 | 20 | 1 | 1
10 | 6 | 21 | 1 | 1
10 | 6 | 22 | 1 | 1
10 | 6 | 23 | 1 | 1
10 | 6 | 24 | 1 | 1
10 | 7 | 1 | 0 | 1
10 | 7 | 2 | 0 | 1
10 | 7 | 3 | 0 | 1
10 | 7 | 4 | 0 | 1
10 | 7 | 5 | 0 | 1
10 | 7 | 6 | 0 | 1
10 | 7 | 7 | 0 | 1
10 | 7 | 8 | 0 | 1
10 | 7 | 9 | 0 | 1
10 | 7 | 10 | 0 | 1
10 | 7 | 11 | 0 | 1
10 | 7 | 12 | 0 | 1
10 | 7 | 13 | 0 | 1
10 | 7 | 14 | 0 | 1
10 | 7 | 15 | 0 | 1
10 | 7 | 16 | 0 | 1
10 | 7 | 17 | 0 | 1
10 | 7 | 18 | 0 | 1
10 | 7 | 19 | 0 | 1
10 | 7 | 20 | 0 | 1
10 | 7 | 21 | 0 | 1
10 | 7 | 22 | 0 | 1
10 | 7 | 23 | 0 | 1
10 | 7 | 24 | 0 | 1
10 | 8 | 1 | 0 | 1
10 | 8 | 2 | 0 | 1
10 | 8 | 3 | 0 | 1
10 | 8 | 4 | 0 | 1
10 | 8 | 5 | 0 | 1
10 | 8 | 6 | 0 | 1
10 | 8 | 7 | 0 | 1
10 | 8 | 8 | 0 | 1
10 | 8 | 9 | 0 | 1
10 | 8 | 10 | 0 | 1
10 | 8 | 11 | 0 | 1
10 | 8 | 12 | 0 | 1
10 | 8 | 13 | 0 | 1
10 | 8 | 14 | 0 | 1
10 | 8 | 15 | 0 | 1
10 | 8 | 16 | 0 | 1
10 | 8 | 17 | 0 | 1
10 | 8 | 18 | 0 | 1
10 | 8 | 19 | 0 | 1
10 | 8 | 20 | 0 | 1
10 | 8 | 21 | 0 | 1
10 | 8 | 22 | 0 | 1
10 | 8 | 23 | 0 | 1
10 | 8 | 24 | 0 | 1
10 | 9 | 1 | 1 | 1
10 | 9 | 2 | 1 | 1
10 | 9 | 3 | 1 | 1
10 | 9 | 4 | 1 | 1
10 | 9 | 5 | 1 | 1
10 | 9 | 6 | 1 | 1
10 | 9 | 7 | 1 | 1
10 | 9 | 8 | 1 | 1
10 | 9 | 9 | 1 | 1
10 | 9 | 10 | 1 | 1
10 | 9 | 11 | 1 | 1
10 | 9 | 12 | 1 | 1
10 | 9 | 13 | 1 | 1
10 | 9 | 14 | 1 | 1
10 | 9 | 15 | 1 | 1
10 | 9 | 16 | 1 | 1
10 | 9 | 17 | 1 | 1
10 | 9 | 18 | 1 | 1
10 | 9 | 19 | 1 | 1
10 | 9 | 20 | 1 | 1
10 | 9 | 21 | 1 | 1
10 | 9 | 22 | 1 | 1
10 | 9 | 23 | 1 | 1
10 | 9 | 24 | 1 | 1
10 | 10 | 1 | 1 | 1
10 | 10 | 2 | 1 | 1
10 | 10 | 3 | 1 | 1
10 | 10 | 4 | 1 | 1
10 | 10 | 5 | 1 | 1
10 | 10 | 6 | 1 | 1
10 | 10 | 7 | 1 | 1
10 | 10 | 8 | 1 | 1
10 | 10 | 9 | 1 | 1
10 | 10 | 10 | 1 | 1
10 | 10 | 11 | 1 | 1
10 | 10 | 12 | 1 | 1
10 | 10 | 13 | 1 | 1
10 | 10 | 14 | 1 | 1
10 | 10 | 15 | 1 | 1
10 | 10 | 16 | 1 | 1
10 | 10 | 17 | 1 | 1
10 | 10 | 18 | 1 | 1
10 | 10 | 19 | 1 | 1
10 | 10 | 20 | 1 | 1
10 | 10 | 21 | 1 | 1
10 | 10 | 22 | 1 | 1
10 | 10 | 23 | 1 | 1
10 | 10 | 24 | 1 | 1
10 | 11 | 1 | 1 | 1
10 | 11 | 2 | 1 | 1
10 | 11 | 3 | 1 | 1
10 | 11 | 4 | 1 | 1
10 | 11 | 5 | 1 | 1
10 | 11 | 6 | 1 | 1
10 | 11 | 7 | 1 | 1
10 | 11 | 8 | 1 | 1
10 | 11 | 9 | 1 | 1
10 | 11 | 10 | 1 | 1
10 | 11 | 11 | 1 | 1
10 | 11 | 12 | 1 | 1
10 | 11 | 13 | 1 | 1
10 | 11 | 14 | 1 | 1
10 | 11 | 15 | 1 | 1
10 | 11 | 16 | 1 | 1
10 | 11 | 17 | 1 | 1
10 | 11 | 18 | 1 | 1
10 | 11 | 19 | 1 | 1
10 | 11 | 20 | 1 | 1
10 | 11 | 21 | 1 | 1
10 | 11 | 22 | 1 | 1
10 | 11 | 23 | 1 | 1
10 | 11 | 24 | 1 | 1
10 | 12 | 1 | 1 | 1
10 | 12 | 2 | 1 | 1
10 | 12 | 3 | 1 | 1
10 | 12 | 4 | 1 | 1
10 | 12 | 5 | 1 | 1
10 | 12 | 6 | 1 | 1
10 | 12 | 7 | 1 | 1
10 | 12 | 8 | 1 | 1
10 | 12 | 9 | 1 | 1
10 | 12 | 10 | 1 | 1
10 | 12 | 11 | 1 | 1
10 | 12 | 12 | 1 | 1
10 | 12 | 13 | 1 | 1
10 | 12 | 14 | 1 | 1
10 | 12 | 15 | 1 | 1
10 | 12 | 16 | 1 | 1
10 | 12 | 17 | 1 | 1
10 | 12 | 18 | 1 | 1
10 | 12 | 19 | 1 | 1
10 | 12 | 20 | 1 | 1
10 | 12 | 21 | 1 | 1
10 | 12 | 22 | 1 | 1
10 | 12 | 23 | 1 | 1
10 | 12 | 24 | 1 | 1
10 | 13 | 1 | 1 | 1
10 | 13 | 2 | 1 | 1
10 | 13 | 3 | 1 | 1
10 | 13 | 4 | 1 | 1
10 | 13 | 5 | 1 | 1
10 | 13 | 6 | 1 | 1
10 | 13 | 7 | 1 | 1
10 | 13 | 8 | 1 | 1
10 | 13 | 9 | 1 | 1
10 | 13 | 10 | 1 | 1
10 | 13 | 11 | 1 | 1
10 | 13 | 12 | 1 | 1
10 | 13 | 13 | 1 | 1
10 | 13 | 14 | 1 | 1
10 | 13 | 15 | 1 | 1
10 | 13 | 16 | 1 | 1
10 | 13 | 17 | 1 | 1
10 | 13 | 18 | 1 | 1
10 | 13 | 19 | 1 | 1
10 | 13 | 20 | 1 | 1
10 | 13 | 21 | 1 | 1
10 | 13 | 22 | 1 | 1
10 | 13 | 23 | 1 | 1
10 | 13 | 24 | 1 | 1
10 | 14 | 1 | 0 | 1
10 | 14 | 2 | 0 | 1
10 | 14 | 3 | 0 | 1
10 | 14 | 4 | 0 | 1
10 | 14 | 5 | 0 | 1
10 | 14 | 6 | 0 | 1
10 | 14 | 7 | 0 | 1
10 | 14 | 8 | 0 | 1
10 | 14 | 9 | 0 | 1
10 | 14 | 10 | 0 | 1
10 | 14 | 11 | 0 | 1
10 | 14 | 12 | 0 | 1
10 | 14 | 13 | 0 | 1
10 | 14 | 14 | 0 | 1
10 | 14 | 15 | 0 | 1
10 | 14 | 16 | 0 | 1
10 | 14 | 17 | 0 | 1
10 | 14 | 18 | 0 | 1
10 | 14 | 19 | 0 | 1
10 | 14 | 20 | 0 | 1
10 | 14 | 21 | 0 | 1
10 | 14 | 22 | 0 | 1
10 | 14 | 23 | 0 | 1
10 | 14 | 24 | 0 | 1
10 | 15 | 1 | 0 | 1
10 | 15 | 2 | 0 | 1
10 | 15 | 3 | 0 | 1
10 | 15 | 4 | 0 | 1
10 | 15 | 5 | 0 | 1
10 | 15 | 6 | 0 | 1
10 | 15 | 7 | 0 | 1
10 | 15 | 8 | 0 | 1
10 | 15 | 9 | 0 | 1
10 | 15 | 10 | 0 | 1
10 | 15 | 11 | 0 | 1
10 | 15 | 12 | 0 | 1
10 | 15 | 13 | 0 | 1
10 | 15 | 14 | 0 | 1
10 | 15 | 15 | 0 | 1
10 | 15 | 16 | 0 | 1
10 | 15 | 17 | 0 | 1
10 | 15 | 18 | 0 | 1
10 | 15 | 19 | 0 | 1
10 | 15 | 20 | 0 | 1
10 | 15 | 21 | 0 | 1
10 | 15 | 22 | 0 | 1
10 | 15 | 23 | 0 | 1
10 | 15 | 24 | 0 | 1
10 | 16 | 1 | 1 | 1
10 | 16 | 2 | 1 | 1
10 | 16 | 3 | 1 | 1
10 | 16 | 4 | 1 | 1
10 | 16 | 5 | 1 | 1
10 | 16 | 6 | 1 | 1
10 | 16 | 7 | 1 | 1
10 | 16 | 8 | 1 | 1
10 | 16 | 9 | 1 | 1
10 | 16 | 10 | 1 | 1
10 | 16 | 11 | 1 | 1
10 | 16 | 12 | 1 | 1
10 | 16 | 13 | 1 | 1
10 | 16 | 14 | 1 | 1
10 | 16 | 15 | 1 | 1
10 | 16 | 16 | 1 | 1
10 | 16 | 17 | 1 | 1
10 | 16 | 18 | 1 | 1
10 | 16 | 19 | 1 | 1
10 | 16 | 20 | 1 | 1
10 | 16 | 21 | 1 | 1
10 | 16 | 22 | 1 | 1
10 | 16 | 23 | 1 | 1
10 | 16 | 24 | 1 | 1
10 | 17 | 1 | 1 | 1
10 | 17 | 2 | 1 | 1
10 | 17 | 3 | 1 | 1
10 | 17 | 4 | 1 | 1
10 | 17 | 5 | 1 | 1
10 | 17 | 6 | 1 | 1
10 | 17 | 7 | 1 | 1
10 | 17 | 8 | 1 | 1
10 | 17 | 9 | 1 | 1
10 | 17 | 10 | 1 | 1
10 | 17 | 11 | 1 | 1
10 | 17 | 12 | 1 | 1
10 | 17 | 13 | 1 | 1
10 | 17 | 14 | 1 | 1
10 | 17 | 15 | 1 | 1
10 | 17 | 16 | 1 | 1
10 | 17 | 17 | 1 | 1
10 | 17 | 18 | 1 | 1
10 | 17 | 19 | 1 | 1
10 | 17 | 20 | 1 | 1
10 | 17 | 21 | 1 | 1
10 | 17 | 22 | 1 | 1
10 | 17 | 23 | 1 | 1
10 | 17 | 24 | 1 | 1
10 | 18 | 1 | 1 | 1
10 | 18 | 2 | 1 | 1
10 | 18 | 3 | 1 | 1
10 | 18 | 4 | 1 | 1
10 | 18 | 5 | 1 | 1
10 | 18 | 6 | 1 | 1
10 | 18 | 7 | 1 | 1
10 | 18 | 8 | 1 | 1
10 | 18 | 9 | 1 | 1
10 | 18 | 10 | 1 | 1
10 | 18 | 11 | 1 | 1
10 | 18 | 12 | 1 | 1
10 | 18 | 13 | 1 | 1
10 | 18 | 14 | 1 | 1
10 | 18 | 15 | 1 | 1
10 | 18 | 16 | 1 | 1
10 | 18 | 17 | 1 | 1
10 | 18 | 18 | 1 | 1
10 | 18 | 19 | 1 | 1
10 | 18 | 20 | 1 | 1
10 | 18 | 21 | 1 | 1
10 | 18 | 22 | 1 | 1
10 | 18 | 23 | 1 | 1
10 | 18 | 24 | 1 | 1
10 | 19 | 1 | 1 | 1
10 | 19 | 2 | 1 | 1
10 | 19 | 3 | 1 | 1
10 | 19 | 4 | 1 | 1
10 | 19 | 5 | 1 | 1
10 | 19 | 6 | 1 | 1
10 | 19 | 7 | 1 | 1
10 | 19 | 8 | 1 | 1
10 | 19 | 9 | 1 | 1
10 | 19 | 10 | 1 | 1
10 | 19 | 11 | 1 | 1
10 | 19 | 12 | 1 | 1
10 | 19 | 13 | 1 | 1
10 | 19 | 14 | 1 | 1
10 | 19 | 15 | 1 | 1
10 | 19 | 16 | 1 | 1
10 | 19 | 17 | 1 | 1
10 | 19 | 18 | 1 | 1
10 | 19 | 19 | 1 | 1
10 | 19 | 20 | 1 | 1
10 | 19 | 21 | 1 | 1
10 | 19 | 22 | 1 | 1
10 | 19 | 23 | 1 | 1
10 | 19 | 24 | 1 | 1
10 | 20 | 1 | 1 | 1
10 | 20 | 2 | 1 | 1
10 | 20 | 3 | 1 | 1
10 | 20 | 4 | 1 | 1
10 | 20 | 5 | 1 | 1
10 | 20 | 6 | 1 | 1
10 | 20 | 7 | 1 | 1
10 | 20 | 8 | 1 | 1
10 | 20 | 9 | 1 | 1
10 | 20 | 10 | 1 | 1
10 | 20 | 11 | 1 | 1
10 | 20 | 12 | 1 | 1
10 | 20 | 13 | 1 | 1
10 | 20 | 14 | 1 | 1
10 | 20 | 15 | 1 | 1
10 | 20 | 16 | 1 | 1
10 | 20 | 17 | 1 | 1
10 | 20 | 18 | 1 | 1
10 | 20 | 19 | 1 | 1
10 | 20 | 20 | 1 | 1
10 | 20 | 21 | 1 | 1
10 | 20 | 22 | 1 | 1
10 | 20 | 23 | 1 | 1
10 | 20 | 24 | 1 | 1
10 | 21 | 1 | 0 | 1
10 | 21 | 2 | 0 | 1
10 | 21 | 3 | 0 | 1
10 | 21 | 4 | 0 | 1
10 | 21 | 5 | 0 | 1
10 | 21 | 6 | 0 | 1
10 | 21 | 7 | 0 | 1
10 | 21 | 8 | 0 | 1
10 | 21 | 9 | 0 | 1
10 | 21 | 10 | 0 | 1
10 | 21 | 11 | 0 | 1
10 | 21 | 12 | 0 | 1
10 | 21 | 13 | 0 | 1
10 | 21 | 14 | 0 | 1
10 | 21 | 15 | 0 | 1
10 | 21 | 16 | 0 | 1
10 | 21 | 17 | 0 | 1
10 | 21 | 18 | 0 | 1
10 | 21 | 19 | 0 | 1
10 | 21 | 20 | 0 | 1
10 | 21 | 21 | 0 | 1
10 | 21 | 22 | 0 | 1
10 | 21 | 23 | 0 | 1
10 | 21 | 24 | 0 | 1
10 | 22 | 1 | 0 | 1
10 | 22 | 2 | 0 | 1
10 | 22 | 3 | 0 | 1
10 | 22 | 4 | 0 | 1
10 | 22 | 5 | 0 | 1
10 | 22 | 6 | 0 | 1
10 | 22 | 7 | 0 | 1
10 | 22 | 8 | 0 | 1
10 | 22 | 9 | 0 | 1
10 | 22 | 10 | 0 | 1
10 | 22 | 11 | 0 | 1
10 | 22 | 12 | 0 | 1
10 | 22 | 13 | 0 | 1
10 | 22 | 14 | 0 | 1
10 | 22 | 15 | 0 | 1
10 | 22 | 16 | 0 | 1
10 | 22 | 17 | 0 | 1
10 | 22 | 18 | 0 | 1
10 | 22 | 19 | 0 | 1
10 | 22 | 20 | 0 | 1
10 | 22 | 21 | 0 | 1
10 | 22 | 22 | 0 | 1
10 | 22 | 23 | 0 | 1
10 | 22 | 24 | 0 | 1
10 | 23 | 1 | 1 | 1
10 | 23 | 2 | 1 | 1
10 | 23 | 3 | 1 | 1
10 | 23 | 4 | 1 | 1
10 | 23 | 5 | 1 | 1
10 | 23 | 6 | 1 | 1
10 | 23 | 7 | 1 | 1
10 | 23 | 8 | 1 | 1
10 | 23 | 9 | 1 | 1
10 | 23 | 10 | 1 | 1
10 | 23 | 11 | 1 | 1
10 | 23 | 12 | 1 | 1
10 | 23 | 13 | 1 | 1
10 | 23 | 14 | 1 | 1
10 | 23 | 15 | 1 | 1
10 | 23 | 16 | 1 | 1
10 | 23 | 17 | 1 | 1
10 | 23 | 18 | 1 | 1
10 | 23 | 19 | 1 | 1
10 | 23 | 20 | 1 | 1
10 | 23 | 21 | 1 | 1
10 | 23 | 22 | 1 | 1
10 | 23 | 23 | 1 | 1
10 | 23 | 24 | 1 | 1
10 | 24 | 1 | 1 | 1
10 | 24 | 2 | 1 | 1
10 | 24 | 3 | 1 | 1
10 | 24 | 4 | 1 | 1
10 | 24 | 5 | 1 | 1
10 | 24 | 6 | 1 | 1
10 | 24 | 7 | 1 | 1
10 | 24 | 8 | 1 | 1
10 | 24 | 9 | 1 | 1
10 | 24 | 10 | 1 | 1
10 | 24 | 11 | 1 | 1
10 | 24 | 12 | 1 | 1
10 | 24 | 13 | 1 | 1
10 | 24 | 14 | 1 | 1
10 | 24 | 15 | 1 | 1
10 | 24 | 16 | 1 | 1
10 | 24 | 17 | 1 | 1
10 | 24 | 18 | 1 | 1
10 | 24 | 19 | 1 | 1
10 | 24 | 20 | 1 | 1
10 | 24 | 21 | 1 | 1
10 | 24 | 22 | 1 | 1
10 | 24 | 23 | 1 | 1
10 | 24 | 24 | 1 | 1
10 | 25 | 1 | 1 | 1
10 | 25 | 2 | 1 | 1
10 | 25 | 3 | 1 | 1
10 | 25 | 4 | 1 | 1
10 | 25 | 5 | 1 | 1
10 | 25 | 6 | 1 | 1
10 | 25 | 7 | 1 | 1
10 | 25 | 8 | 1 | 1
10 | 25 | 9 | 1 | 1
10 | 25 | 10 | 1 | 1
10 | 25 | 11 | 1 | 1
10 | 25 | 12 | 1 | 1
10 | 25 | 13 | 1 | 1
10 | 25 | 14 | 1 | 1
10 | 25 | 15 | 1 | 1
10 | 25 | 16 | 1 | 1
10 | 25 | 17 | 1 | 1
10 | 25 | 18 | 1 | 1
10 | 25 | 19 | 1 | 1
10 | 25 | 20 | 1 | 1
10 | 25 | 21 | 1 | 1
10 | 25 | 22 | 1 | 1
10 | 25 | 23 | 1 | 1
10 | 25 | 24 | 1 | 1
10 | 26 | 1 | 1 | 1
10 | 26 | 2 | 1 | 1
10 | 26 | 3 | 1 | 1
10 | 26 | 4 | 1 | 1
10 | 26 | 5 | 1 | 1
10 | 26 | 6 | 1 | 1
10 | 26 | 7 | 1 | 1
10 | 26 | 8 | 1 | 1
10 | 26 | 9 | 1 | 1
10 | 26 | 10 | 1 | 1
10 | 26 | 11 | 1 | 1
10 | 26 | 12 | 1 | 1
10 | 26 | 13 | 1 | 1
10 | 26 | 14 | 1 | 1
10 | 26 | 15 | 1 | 1
10 | 26 | 16 | 1 | 1
10 | 26 | 17 | 1 | 1
10 | 26 | 18 | 1 | 1
10 | 26 | 19 | 1 | 1
10 | 26 | 20 | 1 | 1
10 | 26 | 21 | 1 | 1
10 | 26 | 22 | 1 | 1
10 | 26 | 23 | 1 | 1
10 | 26 | 24 | 1 | 1
10 | 27 | 1 | 1 | 1
10 | 27 | 2 | 1 | 1
10 | 27 | 3 | 1 | 1
10 | 27 | 4 | 1 | 1
10 | 27 | 5 | 1 | 1
10 | 27 | 6 | 1 | 1
10 | 27 | 7 | 1 | 1
10 | 27 | 8 | 1 | 1
10 | 27 | 9 | 1 | 1
10 | 27 | 10 | 1 | 1
10 | 27 | 11 | 1 | 1
10 | 27 | 12 | 1 | 1
10 | 27 | 13 | 1 | 1
10 | 27 | 14 | 1 | 1
10 | 27 | 15 | 1 | 1
10 | 27 | 16 | 1 | 1
10 | 27 | 17 | 1 | 1
10 | 27 | 18 | 1 | 1
10 | 27 | 19 | 1 | 1
10 | 27 | 20 | 1 | 1
10 | 27 | 21 | 1 | 1
10 | 27 | 22 | 1 | 1
10 | 27 | 23 | 1 | 1
10 | 27 | 24 | 1 | 1
10 | 28 | 1 | 0 | 1
10 | 28 | 2 | 0 | 1
10 | 28 | 3 | 0 | 1
10 | 28 | 4 | 0 | 1
10 | 28 | 5 | 0 | 1
10 | 28 | 6 | 0 | 1
10 | 28 | 7 | 0 | 1
10 | 28 | 8 | 0 | 1
10 | 28 | 9 | 0 | 1
10 | 28 | 10 | 0 | 1
10 | 28 | 11 | 0 | 1
10 | 28 | 12 | 0 | 1
10 | 28 | 13 | 0 | 1
10 | 28 | 14 | 0 | 1
10 | 28 | 15 | 0 | 1
10 | 28 | 16 | 0 | 1
10 | 28 | 17 | 0 | 1
10 | 28 | 18 | 0 | 1
10 | 28 | 19 | 0 | 1
10 | 28 | 20 | 0 | 1
10 | 28 | 21 | 0 | 1
10 | 28 | 22 | 0 | 1
10 | 28 | 23 | 0 | 1
10 | 28 | 24 | 0 | 1
10 | 29 | 1 | 0 | 1
10 | 29 | 2 | 0 | 1
10 | 29 | 3 | 0 | 1
10 | 29 | 4 | 0 | 1
10 | 29 | 5 | 0 | 1
10 | 29 | 6 | 0 | 1
10 | 29 | 7 | 0 | 1
10 | 29 | 8 | 0 | 1
10 | 29 | 9 | 0 | 1
10 | 29 | 10 | 0 | 1
10 | 29 | 11 | 0 | 1
10 | 29 | 12 | 0 | 1
10 | 29 | 13 | 0 | 1
10 | 29 | 14 | 0 | 1
10 | 29 | 15 | 0 | 1
10 | 29 | 16 | 0 | 1
10 | 29 | 17 | 0 | 1
10 | 29 | 18 | 0 | 1
10 | 29 | 19 | 0 | 1
10 | 29 | 20 | 0 | 1
10 | 29 | 21 | 0 | 1
10 | 29 | 22 | 0 | 1
10 | 29 | 23 | 0 | 1
10 | 29 | 24 | 0 | 1
10 | 30 | 1 | 1 | 1
10 | 30 | 2 | 1 | 1
10 | 30 | 3 | 1 | 1
10 | 30 | 4 | 1 | 1
10 | 30 | 5 | 1 | 1
10 | 30 | 6 | 1 | 1
10 | 30 | 7 | 1 | 1
10 | 30 | 8 | 1 | 1
10 | 30 | 9 | 1 | 1
10 | 30 | 10 | 1 | 1
10 | 30 | 11 | 1 | 1
10 | 30 | 12 | 1 | 1
10 | 30 | 13 | 1 | 1
10 | 30 | 14 | 1 | 1
10 | 30 | 15 | 1 | 1
10 | 30 | 16 | 1 | 1
10 | 30 | 17 | 1 | 1
10 | 30 | 18 | 1 | 1
10 | 30 | 19 | 1 | 1
10 | 30 | 20 | 1 | 1
10 | 30 | 21 | 1 | 1
10 | 30 | 22 | 1 | 1
10 | 30 | 23 | 1 | 1
10 | 30 | 24 | 1 | 1
10 | 31 | 1 | 1 | 1
10 | 31 | 2 | 1 | 1
10 | 31 | 3 | 1 | 1
10 | 31 | 4 | 1 | 1
10 | 31 | 5 | 1 | 1
10 | 31 | 6 | 1 | 1
10 | 31 | 7 | 1 | 1
10 | 31 | 8 | 1 | 1
10 | 31 | 9 | 1 | 1
10 | 31 | 10 | 1 | 1
10 | 31 | 11 | 1 | 1
10 | 31 | 12 | 1 | 1
10 | 31 | 13 | 1 | 1
10 | 31 | 14 | 1 | 1
10 | 31 | 15 | 1 | 1
10 | 31 | 16 | 1 | 1
10 | 31 | 17 | 1 | 1
10 | 31 | 18 | 1 | 1
10 | 31 | 19 | 1 | 1
10 | 31 | 20 | 1 | 1
10 | 31 | 21 | 1 | 1
10 | 31 | 22 | 1 | 1
10 | 31 | 23 | 1 | 1
10 | 31 | 24 | 1 | 1
11 | 1 | 1 | 1 | 1
11 | 1 | 2 | 1 | 1
11 | 1 | 3 | 1 | 1
11 | 1 | 4 | 1 | 1
11 | 1 | 5 | 1 | 1
11 | 1 | 6 | 1 | 1
11 | 1 | 7 | 1 | 1
11 | 1 | 8 | 1 | 1
11 | 1 | 9 | 1 | 1
11 | 1 | 10 | 1 | 1
11 | 1 | 11 | 1 | 1
11 | 1 | 12 | 1 | 1
11 | 1 | 13 | 1 | 1
11 | 1 | 14 | 1 | 1
11 | 1 | 15 | 1 | 1
11 | 1 | 16 | 1 | 1
11 | 1 | 17 | 1 | 1
11 | 1 | 18 | 1 | 1
11 | 1 | 19 | 1 | 1
11 | 1 | 20 | 1 | 1
11 | 1 | 21 | 1 | 1
11 | 1 | 22 | 1 | 1
11 | 1 | 23 | 1 | 1
11 | 1 | 24 | 1 | 1
11 | 2 | 1 | 1 | 1
11 | 2 | 2 | 1 | 1
11 | 2 | 3 | 1 | 1
11 | 2 | 4 | 1 | 1
11 | 2 | 5 | 1 | 1
11 | 2 | 6 | 1 | 1
11 | 2 | 7 | 1 | 1
11 | 2 | 8 | 1 | 1
11 | 2 | 9 | 1 | 1
11 | 2 | 10 | 1 | 1
11 | 2 | 11 | 1 | 1
11 | 2 | 12 | 1 | 1
11 | 2 | 13 | 1 | 1
11 | 2 | 14 | 1 | 1
11 | 2 | 15 | 1 | 1
11 | 2 | 16 | 1 | 1
11 | 2 | 17 | 1 | 1
11 | 2 | 18 | 1 | 1
11 | 2 | 19 | 1 | 1
11 | 2 | 20 | 1 | 1
11 | 2 | 21 | 1 | 1
11 | 2 | 22 | 1 | 1
11 | 2 | 23 | 1 | 1
11 | 2 | 24 | 1 | 1
11 | 3 | 1 | 1 | 1
11 | 3 | 2 | 1 | 1
11 | 3 | 3 | 1 | 1
11 | 3 | 4 | 1 | 1
11 | 3 | 5 | 1 | 1
11 | 3 | 6 | 1 | 1
11 | 3 | 7 | 1 | 1
11 | 3 | 8 | 1 | 1
11 | 3 | 9 | 1 | 1
11 | 3 | 10 | 1 | 1
11 | 3 | 11 | 1 | 1
11 | 3 | 12 | 1 | 1
11 | 3 | 13 | 1 | 1
11 | 3 | 14 | 1 | 1
11 | 3 | 15 | 1 | 1
11 | 3 | 16 | 1 | 1
11 | 3 | 17 | 1 | 1
11 | 3 | 18 | 1 | 1
11 | 3 | 19 | 1 | 1
11 | 3 | 20 | 1 | 1
11 | 3 | 21 | 1 | 1
11 | 3 | 22 | 1 | 1
11 | 3 | 23 | 1 | 1
11 | 3 | 24 | 1 | 1
11 | 4 | 1 | 0 | 1
11 | 4 | 2 | 0 | 1
11 | 4 | 3 | 0 | 1
11 | 4 | 4 | 0 | 1
11 | 4 | 5 | 0 | 1
11 | 4 | 6 | 0 | 1
11 | 4 | 7 | 0 | 1
11 | 4 | 8 | 0 | 1
11 | 4 | 9 | 0 | 1
11 | 4 | 10 | 0 | 1
11 | 4 | 11 | 0 | 1
11 | 4 | 12 | 0 | 1
11 | 4 | 13 | 0 | 1
11 | 4 | 14 | 0 | 1
11 | 4 | 15 | 0 | 1
11 | 4 | 16 | 0 | 1
11 | 4 | 17 | 0 | 1
11 | 4 | 18 | 0 | 1
11 | 4 | 19 | 0 | 1
11 | 4 | 20 | 0 | 1
11 | 4 | 21 | 0 | 1
11 | 4 | 22 | 0 | 1
11 | 4 | 23 | 0 | 1
11 | 4 | 24 | 0 | 1
11 | 5 | 1 | 0 | 1
11 | 5 | 2 | 0 | 1
11 | 5 | 3 | 0 | 1
11 | 5 | 4 | 0 | 1
11 | 5 | 5 | 0 | 1
11 | 5 | 6 | 0 | 1
11 | 5 | 7 | 0 | 1
11 | 5 | 8 | 0 | 1
11 | 5 | 9 | 0 | 1
11 | 5 | 10 | 0 | 1
11 | 5 | 11 | 0 | 1
11 | 5 | 12 | 0 | 1
11 | 5 | 13 | 0 | 1
11 | 5 | 14 | 0 | 1
11 | 5 | 15 | 0 | 1
11 | 5 | 16 | 0 | 1
11 | 5 | 17 | 0 | 1
11 | 5 | 18 | 0 | 1
11 | 5 | 19 | 0 | 1
11 | 5 | 20 | 0 | 1
11 | 5 | 21 | 0 | 1
11 | 5 | 22 | 0 | 1
11 | 5 | 23 | 0 | 1
11 | 5 | 24 | 0 | 1
11 | 6 | 1 | 1 | 1
11 | 6 | 2 | 1 | 1
11 | 6 | 3 | 1 | 1
11 | 6 | 4 | 1 | 1
11 | 6 | 5 | 1 | 1
11 | 6 | 6 | 1 | 1
11 | 6 | 7 | 1 | 1
11 | 6 | 8 | 1 | 1
11 | 6 | 9 | 1 | 1
11 | 6 | 10 | 1 | 1
11 | 6 | 11 | 1 | 1
11 | 6 | 12 | 1 | 1
11 | 6 | 13 | 1 | 1
11 | 6 | 14 | 1 | 1
11 | 6 | 15 | 1 | 1
11 | 6 | 16 | 1 | 1
11 | 6 | 17 | 1 | 1
11 | 6 | 18 | 1 | 1
11 | 6 | 19 | 1 | 1
11 | 6 | 20 | 1 | 1
11 | 6 | 21 | 1 | 1
11 | 6 | 22 | 1 | 1
11 | 6 | 23 | 1 | 1
11 | 6 | 24 | 1 | 1
11 | 7 | 1 | 1 | 1
11 | 7 | 2 | 1 | 1
11 | 7 | 3 | 1 | 1
11 | 7 | 4 | 1 | 1
11 | 7 | 5 | 1 | 1
11 | 7 | 6 | 1 | 1
11 | 7 | 7 | 1 | 1
11 | 7 | 8 | 1 | 1
11 | 7 | 9 | 1 | 1
11 | 7 | 10 | 1 | 1
11 | 7 | 11 | 1 | 1
11 | 7 | 12 | 1 | 1
11 | 7 | 13 | 1 | 1
11 | 7 | 14 | 1 | 1
11 | 7 | 15 | 1 | 1
11 | 7 | 16 | 1 | 1
11 | 7 | 17 | 1 | 1
11 | 7 | 18 | 1 | 1
11 | 7 | 19 | 1 | 1
11 | 7 | 20 | 1 | 1
11 | 7 | 21 | 1 | 1
11 | 7 | 22 | 1 | 1
11 | 7 | 23 | 1 | 1
11 | 7 | 24 | 1 | 1
11 | 8 | 1 | 1 | 1
11 | 8 | 2 | 1 | 1
11 | 8 | 3 | 1 | 1
11 | 8 | 4 | 1 | 1
11 | 8 | 5 | 1 | 1
11 | 8 | 6 | 1 | 1
11 | 8 | 7 | 1 | 1
11 | 8 | 8 | 1 | 1
11 | 8 | 9 | 1 | 1
11 | 8 | 10 | 1 | 1
11 | 8 | 11 | 1 | 1
11 | 8 | 12 | 1 | 1
11 | 8 | 13 | 1 | 1
11 | 8 | 14 | 1 | 1
11 | 8 | 15 | 1 | 1
11 | 8 | 16 | 1 | 1
11 | 8 | 17 | 1 | 1
11 | 8 | 18 | 1 | 1
11 | 8 | 19 | 1 | 1
11 | 8 | 20 | 1 | 1
11 | 8 | 21 | 1 | 1
11 | 8 | 22 | 1 | 1
11 | 8 | 23 | 1 | 1
11 | 8 | 24 | 1 | 1
11 | 9 | 1 | 1 | 1
11 | 9 | 2 | 1 | 1
11 | 9 | 3 | 1 | 1
11 | 9 | 4 | 1 | 1
11 | 9 | 5 | 1 | 1
11 | 9 | 6 | 1 | 1
11 | 9 | 7 | 1 | 1
11 | 9 | 8 | 1 | 1
11 | 9 | 9 | 1 | 1
11 | 9 | 10 | 1 | 1
11 | 9 | 11 | 1 | 1
11 | 9 | 12 | 1 | 1
11 | 9 | 13 | 1 | 1
11 | 9 | 14 | 1 | 1
11 | 9 | 15 | 1 | 1
11 | 9 | 16 | 1 | 1
11 | 9 | 17 | 1 | 1
11 | 9 | 18 | 1 | 1
11 | 9 | 19 | 1 | 1
11 | 9 | 20 | 1 | 1
11 | 9 | 21 | 1 | 1
11 | 9 | 22 | 1 | 1
11 | 9 | 23 | 1 | 1
11 | 9 | 24 | 1 | 1
11 | 10 | 1 | 1 | 1
11 | 10 | 2 | 1 | 1
11 | 10 | 3 | 1 | 1
11 | 10 | 4 | 1 | 1
11 | 10 | 5 | 1 | 1
11 | 10 | 6 | 1 | 1
11 | 10 | 7 | 1 | 1
11 | 10 | 8 | 1 | 1
11 | 10 | 9 | 1 | 1
11 | 10 | 10 | 1 | 1
11 | 10 | 11 | 1 | 1
11 | 10 | 12 | 1 | 1
11 | 10 | 13 | 1 | 1
11 | 10 | 14 | 1 | 1
11 | 10 | 15 | 1 | 1
11 | 10 | 16 | 1 | 1
11 | 10 | 17 | 1 | 1
11 | 10 | 18 | 1 | 1
11 | 10 | 19 | 1 | 1
11 | 10 | 20 | 1 | 1
11 | 10 | 21 | 1 | 1
11 | 10 | 22 | 1 | 1
11 | 10 | 23 | 1 | 1
11 | 10 | 24 | 1 | 1
11 | 11 | 1 | 0 | 1
11 | 11 | 2 | 0 | 1
11 | 11 | 3 | 0 | 1
11 | 11 | 4 | 0 | 1
11 | 11 | 5 | 0 | 1
11 | 11 | 6 | 0 | 1
11 | 11 | 7 | 0 | 1
11 | 11 | 8 | 0 | 1
11 | 11 | 9 | 0 | 1
11 | 11 | 10 | 0 | 1
11 | 11 | 11 | 0 | 1
11 | 11 | 12 | 0 | 1
11 | 11 | 13 | 0 | 1
11 | 11 | 14 | 0 | 1
11 | 11 | 15 | 0 | 1
11 | 11 | 16 | 0 | 1
11 | 11 | 17 | 0 | 1
11 | 11 | 18 | 0 | 1
11 | 11 | 19 | 0 | 1
11 | 11 | 20 | 0 | 1
11 | 11 | 21 | 0 | 1
11 | 11 | 22 | 0 | 1
11 | 11 | 23 | 0 | 1
11 | 11 | 24 | 0 | 1
11 | 12 | 1 | 0 | 1
11 | 12 | 2 | 0 | 1
11 | 12 | 3 | 0 | 1
11 | 12 | 4 | 0 | 1
11 | 12 | 5 | 0 | 1
11 | 12 | 6 | 0 | 1
11 | 12 | 7 | 0 | 1
11 | 12 | 8 | 0 | 1
11 | 12 | 9 | 0 | 1
11 | 12 | 10 | 0 | 1
11 | 12 | 11 | 0 | 1
11 | 12 | 12 | 0 | 1
11 | 12 | 13 | 0 | 1
11 | 12 | 14 | 0 | 1
11 | 12 | 15 | 0 | 1
11 | 12 | 16 | 0 | 1
11 | 12 | 17 | 0 | 1
11 | 12 | 18 | 0 | 1
11 | 12 | 19 | 0 | 1
11 | 12 | 20 | 0 | 1
11 | 12 | 21 | 0 | 1
11 | 12 | 22 | 0 | 1
11 | 12 | 23 | 0 | 1
11 | 12 | 24 | 0 | 1
11 | 13 | 1 | 1 | 1
11 | 13 | 2 | 1 | 1
11 | 13 | 3 | 1 | 1
11 | 13 | 4 | 1 | 1
11 | 13 | 5 | 1 | 1
11 | 13 | 6 | 1 | 1
11 | 13 | 7 | 1 | 1
11 | 13 | 8 | 1 | 1
11 | 13 | 9 | 1 | 1
11 | 13 | 10 | 1 | 1
11 | 13 | 11 | 1 | 1
11 | 13 | 12 | 1 | 1
11 | 13 | 13 | 1 | 1
11 | 13 | 14 | 1 | 1
11 | 13 | 15 | 1 | 1
11 | 13 | 16 | 1 | 1
11 | 13 | 17 | 1 | 1
11 | 13 | 18 | 1 | 1
11 | 13 | 19 | 1 | 1
11 | 13 | 20 | 1 | 1
11 | 13 | 21 | 1 | 1
11 | 13 | 22 | 1 | 1
11 | 13 | 23 | 1 | 1
11 | 13 | 24 | 1 | 1
11 | 14 | 1 | 1 | 1
11 | 14 | 2 | 1 | 1
11 | 14 | 3 | 1 | 1
11 | 14 | 4 | 1 | 1
11 | 14 | 5 | 1 | 1
11 | 14 | 6 | 1 | 1
11 | 14 | 7 | 1 | 1
11 | 14 | 8 | 1 | 1
11 | 14 | 9 | 1 | 1
11 | 14 | 10 | 1 | 1
11 | 14 | 11 | 1 | 1
11 | 14 | 12 | 1 | 1
11 | 14 | 13 | 1 | 1
11 | 14 | 14 | 1 | 1
11 | 14 | 15 | 1 | 1
11 | 14 | 16 | 1 | 1
11 | 14 | 17 | 1 | 1
11 | 14 | 18 | 1 | 1
11 | 14 | 19 | 1 | 1
11 | 14 | 20 | 1 | 1
11 | 14 | 21 | 1 | 1
11 | 14 | 22 | 1 | 1
11 | 14 | 23 | 1 | 1
11 | 14 | 24 | 1 | 1
11 | 15 | 1 | 1 | 1
11 | 15 | 2 | 1 | 1
11 | 15 | 3 | 1 | 1
11 | 15 | 4 | 1 | 1
11 | 15 | 5 | 1 | 1
11 | 15 | 6 | 1 | 1
11 | 15 | 7 | 1 | 1
11 | 15 | 8 | 1 | 1
11 | 15 | 9 | 1 | 1
11 | 15 | 10 | 1 | 1
11 | 15 | 11 | 1 | 1
11 | 15 | 12 | 1 | 1
11 | 15 | 13 | 1 | 1
11 | 15 | 14 | 1 | 1
11 | 15 | 15 | 1 | 1
11 | 15 | 16 | 1 | 1
11 | 15 | 17 | 1 | 1
11 | 15 | 18 | 1 | 1
11 | 15 | 19 | 1 | 1
11 | 15 | 20 | 1 | 1
11 | 15 | 21 | 1 | 1
11 | 15 | 22 | 1 | 1
11 | 15 | 23 | 1 | 1
11 | 15 | 24 | 1 | 1
11 | 16 | 1 | 1 | 1
11 | 16 | 2 | 1 | 1
11 | 16 | 3 | 1 | 1
11 | 16 | 4 | 1 | 1
11 | 16 | 5 | 1 | 1
11 | 16 | 6 | 1 | 1
11 | 16 | 7 | 1 | 1
11 | 16 | 8 | 1 | 1
11 | 16 | 9 | 1 | 1
11 | 16 | 10 | 1 | 1
11 | 16 | 11 | 1 | 1
11 | 16 | 12 | 1 | 1
11 | 16 | 13 | 1 | 1
11 | 16 | 14 | 1 | 1
11 | 16 | 15 | 1 | 1
11 | 16 | 16 | 1 | 1
11 | 16 | 17 | 1 | 1
11 | 16 | 18 | 1 | 1
11 | 16 | 19 | 1 | 1
11 | 16 | 20 | 1 | 1
11 | 16 | 21 | 1 | 1
11 | 16 | 22 | 1 | 1
11 | 16 | 23 | 1 | 1
11 | 16 | 24 | 1 | 1
11 | 17 | 1 | 1 | 1
11 | 17 | 2 | 1 | 1
11 | 17 | 3 | 1 | 1
11 | 17 | 4 | 1 | 1
11 | 17 | 5 | 1 | 1
11 | 17 | 6 | 1 | 1
11 | 17 | 7 | 1 | 1
11 | 17 | 8 | 1 | 1
11 | 17 | 9 | 1 | 1
11 | 17 | 10 | 1 | 1
11 | 17 | 11 | 1 | 1
11 | 17 | 12 | 1 | 1
11 | 17 | 13 | 1 | 1
11 | 17 | 14 | 1 | 1
11 | 17 | 15 | 1 | 1
11 | 17 | 16 | 1 | 1
11 | 17 | 17 | 1 | 1
11 | 17 | 18 | 1 | 1
11 | 17 | 19 | 1 | 1
11 | 17 | 20 | 1 | 1
11 | 17 | 21 | 1 | 1
11 | 17 | 22 | 1 | 1
11 | 17 | 23 | 1 | 1
11 | 17 | 24 | 1 | 1
11 | 18 | 1 | 0 | 1
11 | 18 | 2 | 0 | 1
11 | 18 | 3 | 0 | 1
11 | 18 | 4 | 0 | 1
11 | 18 | 5 | 0 | 1
11 | 18 | 6 | 0 | 1
11 | 18 | 7 | 0 | 1
11 | 18 | 8 | 0 | 1
11 | 18 | 9 | 0 | 1
11 | 18 | 10 | 0 | 1
11 | 18 | 11 | 0 | 1
11 | 18 | 12 | 0 | 1
11 | 18 | 13 | 0 | 1
11 | 18 | 14 | 0 | 1
11 | 18 | 15 | 0 | 1
11 | 18 | 16 | 0 | 1
11 | 18 | 17 | 0 | 1
11 | 18 | 18 | 0 | 1
11 | 18 | 19 | 0 | 1
11 | 18 | 20 | 0 | 1
11 | 18 | 21 | 0 | 1
11 | 18 | 22 | 0 | 1
11 | 18 | 23 | 0 | 1
11 | 18 | 24 | 0 | 1
11 | 19 | 1 | 0 | 1
11 | 19 | 2 | 0 | 1
11 | 19 | 3 | 0 | 1
11 | 19 | 4 | 0 | 1
11 | 19 | 5 | 0 | 1
11 | 19 | 6 | 0 | 1
11 | 19 | 7 | 0 | 1
11 | 19 | 8 | 0 | 1
11 | 19 | 9 | 0 | 1
11 | 19 | 10 | 0 | 1
11 | 19 | 11 | 0 | 1
11 | 19 | 12 | 0 | 1
11 | 19 | 13 | 0 | 1
11 | 19 | 14 | 0 | 1
11 | 19 | 15 | 0 | 1
11 | 19 | 16 | 0 | 1
11 | 19 | 17 | 0 | 1
11 | 19 | 18 | 0 | 1
11 | 19 | 19 | 0 | 1
11 | 19 | 20 | 0 | 1
11 | 19 | 21 | 0 | 1
11 | 19 | 22 | 0 | 1
11 | 19 | 23 | 0 | 1
11 | 19 | 24 | 0 | 1
11 | 20 | 1 | 1 | 1
11 | 20 | 2 | 1 | 1
11 | 20 | 3 | 1 | 1
11 | 20 | 4 | 1 | 1
11 | 20 | 5 | 1 | 1
11 | 20 | 6 | 1 | 1
11 | 20 | 7 | 1 | 1
11 | 20 | 8 | 1 | 1
11 | 20 | 9 | 1 | 1
11 | 20 | 10 | 1 | 1
11 | 20 | 11 | 1 | 1
11 | 20 | 12 | 1 | 1
11 | 20 | 13 | 1 | 1
11 | 20 | 14 | 1 | 1
11 | 20 | 15 | 1 | 1
11 | 20 | 16 | 1 | 1
11 | 20 | 17 | 1 | 1
11 | 20 | 18 | 1 | 1
11 | 20 | 19 | 1 | 1
11 | 20 | 20 | 1 | 1
11 | 20 | 21 | 1 | 1
11 | 20 | 22 | 1 | 1
11 | 20 | 23 | 1 | 1
11 | 20 | 24 | 1 | 1
11 | 21 | 1 | 1 | 1
11 | 21 | 2 | 1 | 1
11 | 21 | 3 | 1 | 1
11 | 21 | 4 | 1 | 1
11 | 21 | 5 | 1 | 1
11 | 21 | 6 | 1 | 1
11 | 21 | 7 | 1 | 1
11 | 21 | 8 | 1 | 1
11 | 21 | 9 | 1 | 1
11 | 21 | 10 | 1 | 1
11 | 21 | 11 | 1 | 1
11 | 21 | 12 | 1 | 1
11 | 21 | 13 | 1 | 1
11 | 21 | 14 | 1 | 1
11 | 21 | 15 | 1 | 1
11 | 21 | 16 | 1 | 1
11 | 21 | 17 | 1 | 1
11 | 21 | 18 | 1 | 1
11 | 21 | 19 | 1 | 1
11 | 21 | 20 | 1 | 1
11 | 21 | 21 | 1 | 1
11 | 21 | 22 | 1 | 1
11 | 21 | 23 | 1 | 1
11 | 21 | 24 | 1 | 1
11 | 22 | 1 | 1 | 1
11 | 22 | 2 | 1 | 1
11 | 22 | 3 | 1 | 1
11 | 22 | 4 | 1 | 1
11 | 22 | 5 | 1 | 1
11 | 22 | 6 | 1 | 1
11 | 22 | 7 | 1 | 1
11 | 22 | 8 | 1 | 1
11 | 22 | 9 | 1 | 1
11 | 22 | 10 | 1 | 1
11 | 22 | 11 | 1 | 1
11 | 22 | 12 | 1 | 1
11 | 22 | 13 | 1 | 1
11 | 22 | 14 | 1 | 1
11 | 22 | 15 | 1 | 1
11 | 22 | 16 | 1 | 1
11 | 22 | 17 | 1 | 1
11 | 22 | 18 | 1 | 1
11 | 22 | 19 | 1 | 1
11 | 22 | 20 | 1 | 1
11 | 22 | 21 | 1 | 1
11 | 22 | 22 | 1 | 1
11 | 22 | 23 | 1 | 1
11 | 22 | 24 | 1 | 1
11 | 23 | 1 | 1 | 1
11 | 23 | 2 | 1 | 1
11 | 23 | 3 | 1 | 1
11 | 23 | 4 | 1 | 1
11 | 23 | 5 | 1 | 1
11 | 23 | 6 | 1 | 1
11 | 23 | 7 | 1 | 1
11 | 23 | 8 | 1 | 1
11 | 23 | 9 | 1 | 1
11 | 23 | 10 | 1 | 1
11 | 23 | 11 | 1 | 1
11 | 23 | 12 | 1 | 1
11 | 23 | 13 | 1 | 1
11 | 23 | 14 | 1 | 1
11 | 23 | 15 | 1 | 1
11 | 23 | 16 | 1 | 1
11 | 23 | 17 | 1 | 1
11 | 23 | 18 | 1 | 1
11 | 23 | 19 | 1 | 1
11 | 23 | 20 | 1 | 1
11 | 23 | 21 | 1 | 1
11 | 23 | 22 | 1 | 1
11 | 23 | 23 | 1 | 1
11 | 23 | 24 | 1 | 1
11 | 24 | 1 | 1 | 1
11 | 24 | 2 | 1 | 1
11 | 24 | 3 | 1 | 1
11 | 24 | 4 | 1 | 1
11 | 24 | 5 | 1 | 1
11 | 24 | 6 | 1 | 1
11 | 24 | 7 | 1 | 1
11 | 24 | 8 | 1 | 1
11 | 24 | 9 | 1 | 1
11 | 24 | 10 | 1 | 1
11 | 24 | 11 | 1 | 1
11 | 24 | 12 | 1 | 1
11 | 24 | 13 | 1 | 1
11 | 24 | 14 | 1 | 1
11 | 24 | 15 | 1 | 1
11 | 24 | 16 | 1 | 1
11 | 24 | 17 | 1 | 1
11 | 24 | 18 | 1 | 1
11 | 24 | 19 | 1 | 1
11 | 24 | 20 | 1 | 1
11 | 24 | 21 | 1 | 1
11 | 24 | 22 | 1 | 1
11 | 24 | 23 | 1 | 1
11 | 24 | 24 | 1 | 1
11 | 25 | 1 | 0 | 1
11 | 25 | 2 | 0 | 1
11 | 25 | 3 | 0 | 1
11 | 25 | 4 | 0 | 1
11 | 25 | 5 | 0 | 1
11 | 25 | 6 | 0 | 1
11 | 25 | 7 | 0 | 1
11 | 25 | 8 | 0 | 1
11 | 25 | 9 | 0 | 1
11 | 25 | 10 | 0 | 1
11 | 25 | 11 | 0 | 1
11 | 25 | 12 | 0 | 1
11 | 25 | 13 | 0 | 1
11 | 25 | 14 | 0 | 1
11 | 25 | 15 | 0 | 1
11 | 25 | 16 | 0 | 1
11 | 25 | 17 | 0 | 1
11 | 25 | 18 | 0 | 1
11 | 25 | 19 | 0 | 1
11 | 25 | 20 | 0 | 1
11 | 25 | 21 | 0 | 1
11 | 25 | 22 | 0 | 1
11 | 25 | 23 | 0 | 1
11 | 25 | 24 | 0 | 1
11 | 26 | 1 | 0 | 1
11 | 26 | 2 | 0 | 1
11 | 26 | 3 | 0 | 1
11 | 26 | 4 | 0 | 1
11 | 26 | 5 | 0 | 1
11 | 26 | 6 | 0 | 1
11 | 26 | 7 | 0 | 1
11 | 26 | 8 | 0 | 1
11 | 26 | 9 | 0 | 1
11 | 26 | 10 | 0 | 1
11 | 26 | 11 | 0 | 1
11 | 26 | 12 | 0 | 1
11 | 26 | 13 | 0 | 1
11 | 26 | 14 | 0 | 1
11 | 26 | 15 | 0 | 1
11 | 26 | 16 | 0 | 1
11 | 26 | 17 | 0 | 1
11 | 26 | 18 | 0 | 1
11 | 26 | 19 | 0 | 1
11 | 26 | 20 | 0 | 1
11 | 26 | 21 | 0 | 1
11 | 26 | 22 | 0 | 1
11 | 26 | 23 | 0 | 1
11 | 26 | 24 | 0 | 1
11 | 27 | 1 | 1 | 1
11 | 27 | 2 | 1 | 1
11 | 27 | 3 | 1 | 1
11 | 27 | 4 | 1 | 1
11 | 27 | 5 | 1 | 1
11 | 27 | 6 | 1 | 1
11 | 27 | 7 | 1 | 1
11 | 27 | 8 | 1 | 1
11 | 27 | 9 | 1 | 1
11 | 27 | 10 | 1 | 1
11 | 27 | 11 | 1 | 1
11 | 27 | 12 | 1 | 1
11 | 27 | 13 | 1 | 1
11 | 27 | 14 | 1 | 1
11 | 27 | 15 | 1 | 1
11 | 27 | 16 | 1 | 1
11 | 27 | 17 | 1 | 1
11 | 27 | 18 | 1 | 1
11 | 27 | 19 | 1 | 1
11 | 27 | 20 | 1 | 1
11 | 27 | 21 | 1 | 1
11 | 27 | 22 | 1 | 1
11 | 27 | 23 | 1 | 1
11 | 27 | 24 | 1 | 1
11 | 28 | 1 | 1 | 1
11 | 28 | 2 | 1 | 1
11 | 28 | 3 | 1 | 1
11 | 28 | 4 | 1 | 1
11 | 28 | 5 | 1 | 1
11 | 28 | 6 | 1 | 1
11 | 28 | 7 | 1 | 1
11 | 28 | 8 | 1 | 1
11 | 28 | 9 | 1 | 1
11 | 28 | 10 | 1 | 1
11 | 28 | 11 | 1 | 1
11 | 28 | 12 | 1 | 1
11 | 28 | 13 | 1 | 1
11 | 28 | 14 | 1 | 1
11 | 28 | 15 | 1 | 1
11 | 28 | 16 | 1 | 1
11 | 28 | 17 | 1 | 1
11 | 28 | 18 | 1 | 1
11 | 28 | 19 | 1 | 1
11 | 28 | 20 | 1 | 1
11 | 28 | 21 | 1 | 1
11 | 28 | 22 | 1 | 1
11 | 28 | 23 | 1 | 1
11 | 28 | 24 | 1 | 1
11 | 29 | 1 | 1 | 1
11 | 29 | 2 | 1 | 1
11 | 29 | 3 | 1 | 1
11 | 29 | 4 | 1 | 1
11 | 29 | 5 | 1 | 1
11 | 29 | 6 | 1 | 1
11 | 29 | 7 | 1 | 1
11 | 29 | 8 | 1 | 1
11 | 29 | 9 | 1 | 1
11 | 29 | 10 | 1 | 1
11 | 29 | 11 | 1 | 1
11 | 29 | 12 | 1 | 1
11 | 29 | 13 | 1 | 1
11 | 29 | 14 | 1 | 1
11 | 29 | 15 | 1 | 1
11 | 29 | 16 | 1 | 1
11 | 29 | 17 | 1 | 1
11 | 29 | 18 | 1 | 1
11 | 29 | 19 | 1 | 1
11 | 29 | 20 | 1 | 1
11 | 29 | 21 | 1 | 1
11 | 29 | 22 | 1 | 1
11 | 29 | 23 | 1 | 1
11 | 29 | 24 | 1 | 1
11 | 30 | 1 | 1 | 1
11 | 30 | 2 | 1 | 1
11 | 30 | 3 | 1 | 1
11 | 30 | 4 | 1 | 1
11 | 30 | 5 | 1 | 1
11 | 30 | 6 | 1 | 1
11 | 30 | 7 | 1 | 1
11 | 30 | 8 | 1 | 1
11 | 30 | 9 | 1 | 1
11 | 30 | 10 | 1 | 1
11 | 30 | 11 | 1 | 1
11 | 30 | 12 | 1 | 1
11 | 30 | 13 | 1 | 1
11 | 30 | 14 | 1 | 1
11 | 30 | 15 | 1 | 1
11 | 30 | 16 | 1 | 1
11 | 30 | 17 | 1 | 1
11 | 30 | 18 | 1 | 1
11 | 30 | 19 | 1 | 1
11 | 30 | 20 | 1 | 1
11 | 30 | 21 | 1 | 1
11 | 30 | 22 | 1 | 1
11 | 30 | 23 | 1 | 1
11 | 30 | 24 | 1 | 1
12 | 1 | 1 | 1 | 1
12 | 1 | 2 | 1 | 1
12 | 1 | 3 | 1 | 1
12 | 1 | 4 | 1 | 1
12 | 1 | 5 | 1 | 1
12 | 1 | 6 | 1 | 1
12 | 1 | 7 | 1 | 1
12 | 1 | 8 | 1 | 1
12 | 1 | 9 | 1 | 1
12 | 1 | 10 | 1 | 1
12 | 1 | 11 | 1 | 1
12 | 1 | 12 | 1 | 1
12 | 1 | 13 | 1 | 1
12 | 1 | 14 | 1 | 1
12 | 1 | 15 | 1 | 1
12 | 1 | 16 | 1 | 1
12 | 1 | 17 | 1 | 1
12 | 1 | 18 | 1 | 1
12 | 1 | 19 | 1 | 1
12 | 1 | 20 | 1 | 1
12 | 1 | 21 | 1 | 1
12 | 1 | 22 | 1 | 1
12 | 1 | 23 | 1 | 1
12 | 1 | 24 | 1 | 1
12 | 2 | 1 | 0 | 1
12 | 2 | 2 | 0 | 1
12 | 2 | 3 | 0 | 1
12 | 2 | 4 | 0 | 1
12 | 2 | 5 | 0 | 1
12 | 2 | 6 | 0 | 1
12 | 2 | 7 | 0 | 1
12 | 2 | 8 | 0 | 1
12 | 2 | 9 | 0 | 1
12 | 2 | 10 | 0 | 1
12 | 2 | 11 | 0 | 1
12 | 2 | 12 | 0 | 1
12 | 2 | 13 | 0 | 1
12 | 2 | 14 | 0 | 1
12 | 2 | 15 | 0 | 1
12 | 2 | 16 | 0 | 1
12 | 2 | 17 | 0 | 1
12 | 2 | 18 | 0 | 1
12 | 2 | 19 | 0 | 1
12 | 2 | 20 | 0 | 1
12 | 2 | 21 | 0 | 1
12 | 2 | 22 | 0 | 1
12 | 2 | 23 | 0 | 1
12 | 2 | 24 | 0 | 1
12 | 3 | 1 | 0 | 1
12 | 3 | 2 | 0 | 1
12 | 3 | 3 | 0 | 1
12 | 3 | 4 | 0 | 1
12 | 3 | 5 | 0 | 1
12 | 3 | 6 | 0 | 1
12 | 3 | 7 | 0 | 1
12 | 3 | 8 | 0 | 1
12 | 3 | 9 | 0 | 1
12 | 3 | 10 | 0 | 1
12 | 3 | 11 | 0 | 1
12 | 3 | 12 | 0 | 1
12 | 3 | 13 | 0 | 1
12 | 3 | 14 | 0 | 1
12 | 3 | 15 | 0 | 1
12 | 3 | 16 | 0 | 1
12 | 3 | 17 | 0 | 1
12 | 3 | 18 | 0 | 1
12 | 3 | 19 | 0 | 1
12 | 3 | 20 | 0 | 1
12 | 3 | 21 | 0 | 1
12 | 3 | 22 | 0 | 1
12 | 3 | 23 | 0 | 1
12 | 3 | 24 | 0 | 1
12 | 4 | 1 | 1 | 1
12 | 4 | 2 | 1 | 1
12 | 4 | 3 | 1 | 1
12 | 4 | 4 | 1 | 1
12 | 4 | 5 | 1 | 1
12 | 4 | 6 | 1 | 1
12 | 4 | 7 | 1 | 1
12 | 4 | 8 | 1 | 1
12 | 4 | 9 | 1 | 1
12 | 4 | 10 | 1 | 1
12 | 4 | 11 | 1 | 1
12 | 4 | 12 | 1 | 1
12 | 4 | 13 | 1 | 1
12 | 4 | 14 | 1 | 1
12 | 4 | 15 | 1 | 1
12 | 4 | 16 | 1 | 1
12 | 4 | 17 | 1 | 1
12 | 4 | 18 | 1 | 1
12 | 4 | 19 | 1 | 1
12 | 4 | 20 | 1 | 1
12 | 4 | 21 | 1 | 1
12 | 4 | 22 | 1 | 1
12 | 4 | 23 | 1 | 1
12 | 4 | 24 | 1 | 1
12 | 5 | 1 | 1 | 1
12 | 5 | 2 | 1 | 1
12 | 5 | 3 | 1 | 1
12 | 5 | 4 | 1 | 1
12 | 5 | 5 | 1 | 1
12 | 5 | 6 | 1 | 1
12 | 5 | 7 | 1 | 1
12 | 5 | 8 | 1 | 1
12 | 5 | 9 | 1 | 1
12 | 5 | 10 | 1 | 1
12 | 5 | 11 | 1 | 1
12 | 5 | 12 | 1 | 1
12 | 5 | 13 | 1 | 1
12 | 5 | 14 | 1 | 1
12 | 5 | 15 | 1 | 1
12 | 5 | 16 | 1 | 1
12 | 5 | 17 | 1 | 1
12 | 5 | 18 | 1 | 1
12 | 5 | 19 | 1 | 1
12 | 5 | 20 | 1 | 1
12 | 5 | 21 | 1 | 1
12 | 5 | 22 | 1 | 1
12 | 5 | 23 | 1 | 1
12 | 5 | 24 | 1 | 1
12 | 6 | 1 | 1 | 1
12 | 6 | 2 | 1 | 1
12 | 6 | 3 | 1 | 1
12 | 6 | 4 | 1 | 1
12 | 6 | 5 | 1 | 1
12 | 6 | 6 | 1 | 1
12 | 6 | 7 | 1 | 1
12 | 6 | 8 | 1 | 1
12 | 6 | 9 | 1 | 1
12 | 6 | 10 | 1 | 1
12 | 6 | 11 | 1 | 1
12 | 6 | 12 | 1 | 1
12 | 6 | 13 | 1 | 1
12 | 6 | 14 | 1 | 1
12 | 6 | 15 | 1 | 1
12 | 6 | 16 | 1 | 1
12 | 6 | 17 | 1 | 1
12 | 6 | 18 | 1 | 1
12 | 6 | 19 | 1 | 1
12 | 6 | 20 | 1 | 1
12 | 6 | 21 | 1 | 1
12 | 6 | 22 | 1 | 1
12 | 6 | 23 | 1 | 1
12 | 6 | 24 | 1 | 1
12 | 7 | 1 | 1 | 1
12 | 7 | 2 | 1 | 1
12 | 7 | 3 | 1 | 1
12 | 7 | 4 | 1 | 1
12 | 7 | 5 | 1 | 1
12 | 7 | 6 | 1 | 1
12 | 7 | 7 | 1 | 1
12 | 7 | 8 | 1 | 1
12 | 7 | 9 | 1 | 1
12 | 7 | 10 | 1 | 1
12 | 7 | 11 | 1 | 1
12 | 7 | 12 | 1 | 1
12 | 7 | 13 | 1 | 1
12 | 7 | 14 | 1 | 1
12 | 7 | 15 | 1 | 1
12 | 7 | 16 | 1 | 1
12 | 7 | 17 | 1 | 1
12 | 7 | 18 | 1 | 1
12 | 7 | 19 | 1 | 1
12 | 7 | 20 | 1 | 1
12 | 7 | 21 | 1 | 1
12 | 7 | 22 | 1 | 1
12 | 7 | 23 | 1 | 1
12 | 7 | 24 | 1 | 1
12 | 8 | 1 | 1 | 1
12 | 8 | 2 | 1 | 1
12 | 8 | 3 | 1 | 1
12 | 8 | 4 | 1 | 1
12 | 8 | 5 | 1 | 1
12 | 8 | 6 | 1 | 1
12 | 8 | 7 | 1 | 1
12 | 8 | 8 | 1 | 1
12 | 8 | 9 | 1 | 1
12 | 8 | 10 | 1 | 1
12 | 8 | 11 | 1 | 1
12 | 8 | 12 | 1 | 1
12 | 8 | 13 | 1 | 1
12 | 8 | 14 | 1 | 1
12 | 8 | 15 | 1 | 1
12 | 8 | 16 | 1 | 1
12 | 8 | 17 | 1 | 1
12 | 8 | 18 | 1 | 1
12 | 8 | 19 | 1 | 1
12 | 8 | 20 | 1 | 1
12 | 8 | 21 | 1 | 1
12 | 8 | 22 | 1 | 1
12 | 8 | 23 | 1 | 1
12 | 8 | 24 | 1 | 1
12 | 9 | 1 | 0 | 1
12 | 9 | 2 | 0 | 1
12 | 9 | 3 | 0 | 1
12 | 9 | 4 | 0 | 1
12 | 9 | 5 | 0 | 1
12 | 9 | 6 | 0 | 1
12 | 9 | 7 | 0 | 1
12 | 9 | 8 | 0 | 1
12 | 9 | 9 | 0 | 1
12 | 9 | 10 | 0 | 1
12 | 9 | 11 | 0 | 1
12 | 9 | 12 | 0 | 1
12 | 9 | 13 | 0 | 1
12 | 9 | 14 | 0 | 1
12 | 9 | 15 | 0 | 1
12 | 9 | 16 | 0 | 1
12 | 9 | 17 | 0 | 1
12 | 9 | 18 | 0 | 1
12 | 9 | 19 | 0 | 1
12 | 9 | 20 | 0 | 1
12 | 9 | 21 | 0 | 1
12 | 9 | 22 | 0 | 1
12 | 9 | 23 | 0 | 1
12 | 9 | 24 | 0 | 1
12 | 10 | 1 | 0 | 1
12 | 10 | 2 | 0 | 1
12 | 10 | 3 | 0 | 1
12 | 10 | 4 | 0 | 1
12 | 10 | 5 | 0 | 1
12 | 10 | 6 | 0 | 1
12 | 10 | 7 | 0 | 1
12 | 10 | 8 | 0 | 1
12 | 10 | 9 | 0 | 1
12 | 10 | 10 | 0 | 1
12 | 10 | 11 | 0 | 1
12 | 10 | 12 | 0 | 1
12 | 10 | 13 | 0 | 1
12 | 10 | 14 | 0 | 1
12 | 10 | 15 | 0 | 1
12 | 10 | 16 | 0 | 1
12 | 10 | 17 | 0 | 1
12 | 10 | 18 | 0 | 1
12 | 10 | 19 | 0 | 1
12 | 10 | 20 | 0 | 1
12 | 10 | 21 | 0 | 1
12 | 10 | 22 | 0 | 1
12 | 10 | 23 | 0 | 1
12 | 10 | 24 | 0 | 1
12 | 11 | 1 | 1 | 1
12 | 11 | 2 | 1 | 1
12 | 11 | 3 | 1 | 1
12 | 11 | 4 | 1 | 1
12 | 11 | 5 | 1 | 1
12 | 11 | 6 | 1 | 1
12 | 11 | 7 | 1 | 1
12 | 11 | 8 | 1 | 1
12 | 11 | 9 | 1 | 1
12 | 11 | 10 | 1 | 1
12 | 11 | 11 | 1 | 1
12 | 11 | 12 | 1 | 1
12 | 11 | 13 | 1 | 1
12 | 11 | 14 | 1 | 1
12 | 11 | 15 | 1 | 1
12 | 11 | 16 | 1 | 1
12 | 11 | 17 | 1 | 1
12 | 11 | 18 | 1 | 1
12 | 11 | 19 | 1 | 1
12 | 11 | 20 | 1 | 1
12 | 11 | 21 | 1 | 1
12 | 11 | 22 | 1 | 1
12 | 11 | 23 | 1 | 1
12 | 11 | 24 | 1 | 1
12 | 12 | 1 | 1 | 1
12 | 12 | 2 | 1 | 1
12 | 12 | 3 | 1 | 1
12 | 12 | 4 | 1 | 1
12 | 12 | 5 | 1 | 1
12 | 12 | 6 | 1 | 1
12 | 12 | 7 | 1 | 1
12 | 12 | 8 | 1 | 1
12 | 12 | 9 | 1 | 1
12 | 12 | 10 | 1 | 1
12 | 12 | 11 | 1 | 1
12 | 12 | 12 | 1 | 1
12 | 12 | 13 | 1 | 1
12 | 12 | 14 | 1 | 1
12 | 12 | 15 | 1 | 1
12 | 12 | 16 | 1 | 1
12 | 12 | 17 | 1 | 1
12 | 12 | 18 | 1 | 1
12 | 12 | 19 | 1 | 1
12 | 12 | 20 | 1 | 1
12 | 12 | 21 | 1 | 1
12 | 12 | 22 | 1 | 1
12 | 12 | 23 | 1 | 1
12 | 12 | 24 | 1 | 1
12 | 13 | 1 | 1 | 1
12 | 13 | 2 | 1 | 1
12 | 13 | 3 | 1 | 1
12 | 13 | 4 | 1 | 1
12 | 13 | 5 | 1 | 1
12 | 13 | 6 | 1 | 1
12 | 13 | 7 | 1 | 1
12 | 13 | 8 | 1 | 1
12 | 13 | 9 | 1 | 1
12 | 13 | 10 | 1 | 1
12 | 13 | 11 | 1 | 1
12 | 13 | 12 | 1 | 1
12 | 13 | 13 | 1 | 1
12 | 13 | 14 | 1 | 1
12 | 13 | 15 | 1 | 1
12 | 13 | 16 | 1 | 1
12 | 13 | 17 | 1 | 1
12 | 13 | 18 | 1 | 1
12 | 13 | 19 | 1 | 1
12 | 13 | 20 | 1 | 1
12 | 13 | 21 | 1 | 1
12 | 13 | 22 | 1 | 1
12 | 13 | 23 | 1 | 1
12 | 13 | 24 | 1 | 1
12 | 14 | 1 | 1 | 1
12 | 14 | 2 | 1 | 1
12 | 14 | 3 | 1 | 1
12 | 14 | 4 | 1 | 1
12 | 14 | 5 | 1 | 1
12 | 14 | 6 | 1 | 1
12 | 14 | 7 | 1 | 1
12 | 14 | 8 | 1 | 1
12 | 14 | 9 | 1 | 1
12 | 14 | 10 | 1 | 1
12 | 14 | 11 | 1 | 1
12 | 14 | 12 | 1 | 1
12 | 14 | 13 | 1 | 1
12 | 14 | 14 | 1 | 1
12 | 14 | 15 | 1 | 1
12 | 14 | 16 | 1 | 1
12 | 14 | 17 | 1 | 1
12 | 14 | 18 | 1 | 1
12 | 14 | 19 | 1 | 1
12 | 14 | 20 | 1 | 1
12 | 14 | 21 | 1 | 1
12 | 14 | 22 | 1 | 1
12 | 14 | 23 | 1 | 1
12 | 14 | 24 | 1 | 1
12 | 15 | 1 | 1 | 1
12 | 15 | 2 | 1 | 1
12 | 15 | 3 | 1 | 1
12 | 15 | 4 | 1 | 1
12 | 15 | 5 | 1 | 1
12 | 15 | 6 | 1 | 1
12 | 15 | 7 | 1 | 1
12 | 15 | 8 | 1 | 1
12 | 15 | 9 | 1 | 1
12 | 15 | 10 | 1 | 1
12 | 15 | 11 | 1 | 1
12 | 15 | 12 | 1 | 1
12 | 15 | 13 | 1 | 1
12 | 15 | 14 | 1 | 1
12 | 15 | 15 | 1 | 1
12 | 15 | 16 | 1 | 1
12 | 15 | 17 | 1 | 1
12 | 15 | 18 | 1 | 1
12 | 15 | 19 | 1 | 1
12 | 15 | 20 | 1 | 1
12 | 15 | 21 | 1 | 1
12 | 15 | 22 | 1 | 1
12 | 15 | 23 | 1 | 1
12 | 15 | 24 | 1 | 1
12 | 16 | 1 | 0 | 1
12 | 16 | 2 | 0 | 1
12 | 16 | 3 | 0 | 1
12 | 16 | 4 | 0 | 1
12 | 16 | 5 | 0 | 1
12 | 16 | 6 | 0 | 1
12 | 16 | 7 | 0 | 1
12 | 16 | 8 | 0 | 1
12 | 16 | 9 | 0 | 1
12 | 16 | 10 | 0 | 1
12 | 16 | 11 | 0 | 1
12 | 16 | 12 | 0 | 1
12 | 16 | 13 | 0 | 1
12 | 16 | 14 | 0 | 1
12 | 16 | 15 | 0 | 1
12 | 16 | 16 | 0 | 1
12 | 16 | 17 | 0 | 1
12 | 16 | 18 | 0 | 1
12 | 16 | 19 | 0 | 1
12 | 16 | 20 | 0 | 1
12 | 16 | 21 | 0 | 1
12 | 16 | 22 | 0 | 1
12 | 16 | 23 | 0 | 1
12 | 16 | 24 | 0 | 1
12 | 17 | 1 | 0 | 1
12 | 17 | 2 | 0 | 1
12 | 17 | 3 | 0 | 1
12 | 17 | 4 | 0 | 1
12 | 17 | 5 | 0 | 1
12 | 17 | 6 | 0 | 1
12 | 17 | 7 | 0 | 1
12 | 17 | 8 | 0 | 1
12 | 17 | 9 | 0 | 1
12 | 17 | 10 | 0 | 1
12 | 17 | 11 | 0 | 1
12 | 17 | 12 | 0 | 1
12 | 17 | 13 | 0 | 1
12 | 17 | 14 | 0 | 1
12 | 17 | 15 | 0 | 1
12 | 17 | 16 | 0 | 1
12 | 17 | 17 | 0 | 1
12 | 17 | 18 | 0 | 1
12 | 17 | 19 | 0 | 1
12 | 17 | 20 | 0 | 1
12 | 17 | 21 | 0 | 1
12 | 17 | 22 | 0 | 1
12 | 17 | 23 | 0 | 1
12 | 17 | 24 | 0 | 1
12 | 18 | 1 | 1 | 1
12 | 18 | 2 | 1 | 1
12 | 18 | 3 | 1 | 1
12 | 18 | 4 | 1 | 1
12 | 18 | 5 | 1 | 1
12 | 18 | 6 | 1 | 1
12 | 18 | 7 | 1 | 1
12 | 18 | 8 | 1 | 1
12 | 18 | 9 | 1 | 1
12 | 18 | 10 | 1 | 1
12 | 18 | 11 | 1 | 1
12 | 18 | 12 | 1 | 1
12 | 18 | 13 | 1 | 1
12 | 18 | 14 | 1 | 1
12 | 18 | 15 | 1 | 1
12 | 18 | 16 | 1 | 1
12 | 18 | 17 | 1 | 1
12 | 18 | 18 | 1 | 1
12 | 18 | 19 | 1 | 1
12 | 18 | 20 | 1 | 1
12 | 18 | 21 | 1 | 1
12 | 18 | 22 | 1 | 1
12 | 18 | 23 | 1 | 1
12 | 18 | 24 | 1 | 1
12 | 19 | 1 | 1 | 1
12 | 19 | 2 | 1 | 1
12 | 19 | 3 | 1 | 1
12 | 19 | 4 | 1 | 1
12 | 19 | 5 | 1 | 1
12 | 19 | 6 | 1 | 1
12 | 19 | 7 | 1 | 1
12 | 19 | 8 | 1 | 1
12 | 19 | 9 | 1 | 1
12 | 19 | 10 | 1 | 1
12 | 19 | 11 | 1 | 1
12 | 19 | 12 | 1 | 1
12 | 19 | 13 | 1 | 1
12 | 19 | 14 | 1 | 1
12 | 19 | 15 | 1 | 1
12 | 19 | 16 | 1 | 1
12 | 19 | 17 | 1 | 1
12 | 19 | 18 | 1 | 1
12 | 19 | 19 | 1 | 1
12 | 19 | 20 | 1 | 1
12 | 19 | 21 | 1 | 1
12 | 19 | 22 | 1 | 1
12 | 19 | 23 | 1 | 1
12 | 19 | 24 | 1 | 1
12 | 20 | 1 | 1 | 1
12 | 20 | 2 | 1 | 1
12 | 20 | 3 | 1 | 1
12 | 20 | 4 | 1 | 1
12 | 20 | 5 | 1 | 1
12 | 20 | 6 | 1 | 1
12 | 20 | 7 | 1 | 1
12 | 20 | 8 | 1 | 1
12 | 20 | 9 | 1 | 1
12 | 20 | 10 | 1 | 1
12 | 20 | 11 | 1 | 1
12 | 20 | 12 | 1 | 1
12 | 20 | 13 | 1 | 1
12 | 20 | 14 | 1 | 1
12 | 20 | 15 | 1 | 1
12 | 20 | 16 | 1 | 1
12 | 20 | 17 | 1 | 1
12 | 20 | 18 | 1 | 1
12 | 20 | 19 | 1 | 1
12 | 20 | 20 | 1 | 1
12 | 20 | 21 | 1 | 1
12 | 20 | 22 | 1 | 1
12 | 20 | 23 | 1 | 1
12 | 20 | 24 | 1 | 1
12 | 21 | 1 | 1 | 1
12 | 21 | 2 | 1 | 1
12 | 21 | 3 | 1 | 1
12 | 21 | 4 | 1 | 1
12 | 21 | 5 | 1 | 1
12 | 21 | 6 | 1 | 1
12 | 21 | 7 | 1 | 1
12 | 21 | 8 | 1 | 1
12 | 21 | 9 | 1 | 1
12 | 21 | 10 | 1 | 1
12 | 21 | 11 | 1 | 1
12 | 21 | 12 | 1 | 1
12 | 21 | 13 | 1 | 1
12 | 21 | 14 | 1 | 1
12 | 21 | 15 | 1 | 1
12 | 21 | 16 | 1 | 1
12 | 21 | 17 | 1 | 1
12 | 21 | 18 | 1 | 1
12 | 21 | 19 | 1 | 1
12 | 21 | 20 | 1 | 1
12 | 21 | 21 | 1 | 1
12 | 21 | 22 | 1 | 1
12 | 21 | 23 | 1 | 1
12 | 21 | 24 | 1 | 1
12 | 22 | 1 | 1 | 1
12 | 22 | 2 | 1 | 1
12 | 22 | 3 | 1 | 1
12 | 22 | 4 | 1 | 1
12 | 22 | 5 | 1 | 1
12 | 22 | 6 | 1 | 1
12 | 22 | 7 | 1 | 1
12 | 22 | 8 | 1 | 1
12 | 22 | 9 | 1 | 1
12 | 22 | 10 | 1 | 1
12 | 22 | 11 | 1 | 1
12 | 22 | 12 | 1 | 1
12 | 22 | 13 | 1 | 1
12 | 22 | 14 | 1 | 1
12 | 22 | 15 | 1 | 1
12 | 22 | 16 | 1 | 1
12 | 22 | 17 | 1 | 1
12 | 22 | 18 | 1 | 1
12 | 22 | 19 | 1 | 1
12 | 22 | 20 | 1 | 1
12 | 22 | 21 | 1 | 1
12 | 22 | 22 | 1 | 1
12 | 22 | 23 | 1 | 1
12 | 22 | 24 | 1 | 1
12 | 23 | 1 | 0 | 1
12 | 23 | 2 | 0 | 1
12 | 23 | 3 | 0 | 1
12 | 23 | 4 | 0 | 1
12 | 23 | 5 | 0 | 1
12 | 23 | 6 | 0 | 1
12 | 23 | 7 | 0 | 1
12 | 23 | 8 | 0 | 1
12 | 23 | 9 | 0 | 1
12 | 23 | 10 | 0 | 1
12 | 23 | 11 | 0 | 1
12 | 23 | 12 | 0 | 1
12 | 23 | 13 | 0 | 1
12 | 23 | 14 | 0 | 1
12 | 23 | 15 | 0 | 1
12 | 23 | 16 | 0 | 1
12 | 23 | 17 | 0 | 1
12 | 23 | 18 | 0 | 1
12 | 23 | 19 | 0 | 1
12 | 23 | 20 | 0 | 1
12 | 23 | 21 | 0 | 1
12 | 23 | 22 | 0 | 1
12 | 23 | 23 | 0 | 1
12 | 23 | 24 | 0 | 1
12 | 24 | 1 | 0 | 1
12 | 24 | 2 | 0 | 1
12 | 24 | 3 | 0 | 1
12 | 24 | 4 | 0 | 1
12 | 24 | 5 | 0 | 1
12 | 24 | 6 | 0 | 1
12 | 24 | 7 | 0 | 1
12 | 24 | 8 | 0 | 1
12 | 24 | 9 | 0 | 1
12 | 24 | 10 | 0 | 1
12 | 24 | 11 | 0 | 1
12 | 24 | 12 | 0 | 1
12 | 24 | 13 | 0 | 1
12 | 24 | 14 | 0 | 1
12 | 24 | 15 | 0 | 1
12 | 24 | 16 | 0 | 1
12 | 24 | 17 | 0 | 1
12 | 24 | 18 | 0 | 1
12 | 24 | 19 | 0 | 1
12 | 24 | 20 | 0 | 1
12 | 24 | 21 | 0 | 1
12 | 24 | 22 | 0 | 1
12 | 24 | 23 | 0 | 1
12 | 24 | 24 | 0 | 1
12 | 25 | 1 | 1 | 1
12 | 25 | 2 | 1 | 1
12 | 25 | 3 | 1 | 1
12 | 25 | 4 | 1 | 1
12 | 25 | 5 | 1 | 1
12 | 25 | 6 | 1 | 1
12 | 25 | 7 | 1 | 1
12 | 25 | 8 | 1 | 1
12 | 25 | 9 | 1 | 1
12 | 25 | 10 | 1 | 1
12 | 25 | 11 | 1 | 1
12 | 25 | 12 | 1 | 1
12 | 25 | 13 | 1 | 1
12 | 25 | 14 | 1 | 1
12 | 25 | 15 | 1 | 1
12 | 25 | 16 | 1 | 1
12 | 25 | 17 | 1 | 1
12 | 25 | 18 | 1 | 1
12 | 25 | 19 | 1 | 1
12 | 25 | 20 | 1 | 1
12 | 25 | 21 | 1 | 1
12 | 25 | 22 | 1 | 1
12 | 25 | 23 | 1 | 1
12 | 25 | 24 | 1 | 1
12 | 26 | 1 | 1 | 1
12 | 26 | 2 | 1 | 1
12 | 26 | 3 | 1 | 1
12 | 26 | 4 | 1 | 1
12 | 26 | 5 | 1 | 1
12 | 26 | 6 | 1 | 1
12 | 26 | 7 | 1 | 1
12 | 26 | 8 | 1 | 1
12 | 26 | 9 | 1 | 1
12 | 26 | 10 | 1 | 1
12 | 26 | 11 | 1 | 1
12 | 26 | 12 | 1 | 1
12 | 26 | 13 | 1 | 1
12 | 26 | 14 | 1 | 1
12 | 26 | 15 | 1 | 1
12 | 26 | 16 | 1 | 1
12 | 26 | 17 | 1 | 1
12 | 26 | 18 | 1 | 1
12 | 26 | 19 | 1 | 1
12 | 26 | 20 | 1 | 1
12 | 26 | 21 | 1 | 1
12 | 26 | 22 | 1 | 1
12 | 26 | 23 | 1 | 1
12 | 26 | 24 | 1 | 1
12 | 27 | 1 | 1 | 1
12 | 27 | 2 | 1 | 1
12 | 27 | 3 | 1 | 1
12 | 27 | 4 | 1 | 1
12 | 27 | 5 | 1 | 1
12 | 27 | 6 | 1 | 1
12 | 27 | 7 | 1 | 1
12 | 27 | 8 | 1 | 1
12 | 27 | 9 | 1 | 1
12 | 27 | 10 | 1 | 1
12 | 27 | 11 | 1 | 1
12 | 27 | 12 | 1 | 1
12 | 27 | 13 | 1 | 1
12 | 27 | 14 | 1 | 1
12 | 27 | 15 | 1 | 1
12 | 27 | 16 | 1 | 1
12 | 27 | 17 | 1 | 1
12 | 27 | 18 | 1 | 1
12 | 27 | 19 | 1 | 1
12 | 27 | 20 | 1 | 1
12 | 27 | 21 | 1 | 1
12 | 27 | 22 | 1 | 1
12 | 27 | 23 | 1 | 1
12 | 27 | 24 | 1 | 1
12 | 28 | 1 | 1 | 1
12 | 28 | 2 | 1 | 1
12 | 28 | 3 | 1 | 1
12 | 28 | 4 | 1 | 1
12 | 28 | 5 | 1 | 1
12 | 28 | 6 | 1 | 1
12 | 28 | 7 | 1 | 1
12 | 28 | 8 | 1 | 1
12 | 28 | 9 | 1 | 1
12 | 28 | 10 | 1 | 1
12 | 28 | 11 | 1 | 1
12 | 28 | 12 | 1 | 1
12 | 28 | 13 | 1 | 1
12 | 28 | 14 | 1 | 1
12 | 28 | 15 | 1 | 1
12 | 28 | 16 | 1 | 1
12 | 28 | 17 | 1 | 1
12 | 28 | 18 | 1 | 1
12 | 28 | 19 | 1 | 1
12 | 28 | 20 | 1 | 1
12 | 28 | 21 | 1 | 1
12 | 28 | 22 | 1 | 1
12 | 28 | 23 | 1 | 1
12 | 28 | 24 | 1 | 1
12 | 29 | 1 | 1 | 1
12 | 29 | 2 | 1 | 1
12 | 29 | 3 | 1 | 1
12 | 29 | 4 | 1 | 1
12 | 29 | 5 | 1 | 1
12 | 29 | 6 | 1 | 1
12 | 29 | 7 | 1 | 1
12 | 29 | 8 | 1 | 1
12 | 29 | 9 | 1 | 1
12 | 29 | 10 | 1 | 1
12 | 29 | 11 | 1 | 1
12 | 29 | 12 | 1 | 1
12 | 29 | 13 | 1 | 1
12 | 29 | 14 | 1 | 1
12 | 29 | 15 | 1 | 1
12 | 29 | 16 | 1 | 1
12 | 29 | 17 | 1 | 1
12 | 29 | 18 | 1 | 1
12 | 29 | 19 | 1 | 1
12 | 29 | 20 | 1 | 1
12 | 29 | 21 | 1 | 1
12 | 29 | 22 | 1 | 1
12 | 29 | 23 | 1 | 1
12 | 29 | 24 | 1 | 1
12 | 30 | 1 | 0 | 1
12 | 30 | 2 | 0 | 1
12 | 30 | 3 | 0 | 1
12 | 30 | 4 | 0 | 1
12 | 30 | 5 | 0 | 1
12 | 30 | 6 | 0 | 1
12 | 30 | 7 | 0 | 1
12 | 30 | 8 | 0 | 1
12 | 30 | 9 | 0 | 1
12 | 30 | 10 | 0 | 1
12 | 30 | 11 | 0 | 1
12 | 30 | 12 | 0 | 1
12 | 30 | 13 | 0 | 1
12 | 30 | 14 | 0 | 1
12 | 30 | 15 | 0 | 1
12 | 30 | 16 | 0 | 1
12 | 30 | 17 | 0 | 1
12 | 30 | 18 | 0 | 1
12 | 30 | 19 | 0 | 1
12 | 30 | 20 | 0 | 1
12 | 30 | 21 | 0 | 1
12 | 30 | 22 | 0 | 1
12 | 30 | 23 | 0 | 1
12 | 30 | 24 | 0 | 1
12 | 31 | 1 | 0 | 1
12 | 31 | 2 | 0 | 1
12 | 31 | 3 | 0 | 1
12 | 31 | 4 | 0 | 1
12 | 31 | 5 | 0 | 1
12 | 31 | 6 | 0 | 1
12 | 31 | 7 | 0 | 1
12 | 31 | 8 | 0 | 1
12 | 31 | 9 | 0 | 1
12 | 31 | 10 | 0 | 1
12 | 31 | 11 | 0 | 1
12 | 31 | 12 | 0 | 1
12 | 31 | 13 | 0 | 1
12 | 31 | 14 | 0 | 1
12 | 31 | 15 | 0 | 1
12 | 31 | 16 | 0 | 1
12 | 31 | 17 | 0 | 1
12 | 31 | 18 | 0 | 1
12 | 31 | 19 | 0 | 1
12 | 31 | 20 | 0 | 1
12 | 31 | 21 | 0 | 1
12 | 31 | 22 | 0 | 1
12 | 31 | 23 | 0 | 1
12 | 31 | 24 | 0 | 1